## 06032026
Schneider Electric Price List 2026
Schneider Electric globally is committed to adhering to ethical conduct in all of its operations. In so doing, we follow a set of prescribed “Principles of Responsibility”. Our Principles of Responsibility facilitate and affirm our intent as an international Group of companies to comply with the laws and regulations in force in every Country in which we operate. Schneider Electric strongly commits to its Principles of Responsibility in not tolerating the violation of any legislation and promoting ethical conduct at all times and strongly commits to "The UN Global Compact" pertaining to human rights, labour standards, environment and anti-corruption. Schneider Electric expects all its trading partners to comply with the above code and reserves the right to expose any unethical act.
A = Stocked B = Consult MySE or Schneider Electric Customer Care Centre 011-230-5800. Stock subject to prior sale.
Collection | Sub-collection | Local Discounting group | Discount code | Part Number | Description | List Price excl VAT | Old Discount Group | Stock Code A or B | Activity | Length (mm) | Height (mm) | Width (mm) | Weight (g)2
Programmable | 6 Critical & Specialized building programmable | Advanced Meters | ION | METSEION92030 | ION9200 sin display, HW kit | 118077 | 6F | B | DPLVP
Programmable | 6 Critical & Specialized building programmable | Advanced Meters | ION | METSEION92040 | ION9200 con Pantalla Remota RD192, B2B, | 165308 | 6F | B | DPLVP
Programmable | 6 Critical & Specialized building programmable | Advanced Meters | ION | METSEPM8210 | PM8000 POWER METER, 20-60VDC, WITH DISP | 47266 | 6F | B | DPLVP
Programmable | 6 Critical & Specialized building programmable | Advanced Meters | ION | METSEPM8214 | PM8214 24vDC POWER AND ENERGY METER TRAN | 53814 | 6F | B | DPLVP
Programmable | 6 Critical & Specialized building programmable | Advanced Meters | ION | METSEPM8240 | PM8240 POWER AND ENERGY METER INT. DISPL | 44801 | 6F | A | DPLVP
Programmable | 6 Critical & Specialized building programmable | Advanced Meters | ION | METSEPM8243 | PM8243 POWER AND ENERGY METER TRAN | 40519 | 6F | B | DPLVP
Programmable | 6 Critical & Specialized building programmable | Advanced Meters | ION | METSEPM8244 | PM8244 POWER AND ENERGY METER TRAN & RMD | 50292 | 6F | B | DPLVP
Programmable | 6 Critical & Specialized building programmable | Advanced Meters | ION | METSEPM89M0024 | PM8000 ANALOG I/O OPTION MODULE | 8876 | 6F | A | DPLVP
Programmable | 6 Critical & Specialized building programmable | Advanced Meters | ION | METSEPM89M2600 | PM8000 DIGITAL I/O OPTION MODULE | 7546 | 6F | B | DPLVP
Programmable | 6 Critical & Specialized building programmable | Advanced Meters | ION | METSEPM89RD96 | PM8000 REMOTE DISPLAY WITH 3M/10ft CABLE | 9462 | 6F | B | DPLVP
Configurable | 4 Large building Configurable | Advanced Power Quality | APQ | BLRCH170A204B48 | CAPACITOR CAN HDY 17/20.4KVAR 480V | 1763 | 1Q | A | DPLVP | 302 | 130 | 130 | 1834
Configurable | 4 Large building Configurable | Advanced Power Quality | APQ | BLRCH180A216B48 | CAPACITOR CAN HDY 18/21.6KVAR 480V | 2218 | 1Q | B | DPLVP | 180 | 280 | 180 | 2500
Configurable | 4 Large building Configurable | Advanced Power Quality | APQ | BLRCH208A250B48 | CAPACITOR CAN HDY 20.8/25KVAR 480V | 2364 | 1Q | B | DPLVP | 310 | 190 | 190 | 2991
Configurable | 4 Large building Configurable | Advanced Power Quality | APQ | BLRCH250A300B44 | CAPACITOR CAN HDY 25/30KVAR 440V | 2695 | 1Q | B | DPLVP | 318 | 190 | 192 | 2986
Configurable | 4 Large building Configurable | Advanced Power Quality | APQ | BLRCH258A310B48 | CAPACITOR CAN HDY 25.8/31KVAR 480V | 2523 | 1Q | A | DPLVP | 310 | 190 | 190 | 3062
Configurable | 4 Large building Configurable | Advanced Power Quality | APQ | BLRCH288A346B48 | CAPACITOR CAN HDY 28.8/34.6KVAR 480V | 3002 | 1Q | A | DPLVP | 320 | 192 | 200 | 3817
Configurable | 4 Large building Configurable | Advanced Power Quality | APQ | BLRCH300A360B40 | CAPACITOR CAN HDY 30/36KVAR 400V | 3317 | 1Q | B | DPLVP | 316 | 190 | 194 | 3730
Configurable | 4 Large building Configurable | Advanced Power Quality | APQ | BLRCH303A000B44 | CAPACITOR CAN HDY 30.3/0KVAR 440V | 2845 | 1Q | A | DPLVP | 316 | 188 | 198 | 3796
Configurable | 4 Large building Configurable | Advanced Power Quality | APQ | BLRCH315A378B48 | CAPACITOR CAN HDY 31.5/37.8KVAR 480V | 2797 | 1Q | A | DPLVP | 320 | 200 | 200 | 3773
Configurable | 4 Large building Configurable | Advanced Power Quality | APQ | BLRCH339A407B48 | CAPACITOR CAN HDY 33.9/40.7KVAR 480V | 3024 | 1Q | B | DPLVP | 380 | 128 | 180 | 4096
Configurable | 4 Large building Configurable | Advanced Power Quality | APQ | BLRCH500A000B44 | CAPACITOR CAN HDY 50/0KVAR 440V | 4784 | 1Q | B | DPLVP | 380 | 185 | 185 | 5334
Configurable | 4 Large building Configurable | Advanced Power Quality | APQ | BLRCH680A000B48 | CAPACITOR CAN HDY 68/ | 5815 | 1Q | B | DPLVP | 400 | 200 | 200 | 5219
Configurable | 4 Large building Configurable | Advanced Power Quality | APQ | LVR07500A40T | DETUNED REACTOR 400V 50HZ 50KVAR 190HZ | 11125 | 1Q | A | DPLVP
Configurable | 4 Large building Configurable | Advanced Power Quality | APQ | LVR14500A40T | DETUNED REACTOR 400V 50HZ 50KVAR 135HZ | 11565 | 1Q | A | DPLVP
Configurable | 4 Large building Configurable | Advanced Power Quality | APQ | VLVAF6P03522AA | VARSET CAPACITOR BANK AUTO 600KVAR DR3,8 | 509873 | 1Q | B | DPLVP | 1560 | 2300 | 800 | 986000
Configurable | 4 Large building Configurable | Advanced Power Quality | APQ | VLVAF7N03534AA | VARSET CAPACITOR BANK AUTO 700KVAR WITH | 567616 | 1Q | B | DPLVP | 1200 | 2310 | 1600 | 924000
Configurable | 4 Large building Configurable | Advanced Power Quality | APQ | VLVAW1N03506AA | VARSET CAPACITOR BANK AUTO 050KVAR WITH | 68487 | 1Q | B | DPLVP | 1200 | 870 | 800 | 93000
Configurable | 4 Large building Configurable | Advanced Power Quality | APQ | VPL06N | VARPLUS LOGIC CONTROLLER, 6 STEP OUTPUTS | 9148 | 1Q | A | DPLVP
Configurable | 4 Large building Configurable | Advanced Power Quality | APQ | VPL12N | VARPLUS LOGIC CONTROLLER, 12 STEP OUTPUT | 10469 | 1Q | A | DPLVP
Configurable | 4 Large building Configurable | Advanced Power Quality | APQ | ZZA_VRH250K190HZ | VARPACT 25 KVAR 190 HZ WITH DR | 19548 | 1Q | B | DPLVP
Configurable | 4 Large building Configurable | Advanced Power Quality | APQ | ZZA_VRH500K190HZ | VARPACT 50 KVAR 190 HZ WITH DR | 28512 | 1Q | B | DPLVP
Configurable | 4 Large building Configurable | Air Circuit breakers - Easy | AIE | 65577 | ETA2I PROTECTION RELAY FOR MVS | 6340 | 7E | A | PPACB | 9867.5928
Configurable | 4 Large building Configurable | Air Circuit breakers - Easy | AIE | MVS15511 | XF 100/130V AC/DC | 1178 | 7E | B | PPACB
Configurable | 4 Large building Configurable | Air Circuit breakers - Easy | AIE | MVS15512 | XF 200/250V AC/DC | 1178 | 7E | B | PPACB
Configurable | 4 Large building Configurable | Air Circuit breakers - Optimum | ACB | 33033 | COIL MX COM 024/030 VAC/VDC FOR FIXED BR | 3742 | 1H | A | PPACB
Configurable | 4 Large building Configurable | Air Circuit breakers - Optimum | ACB | 33073 | TRIP UNIT MICROLOGIC 6.0 A | 36301 | 1H | A | PPACB
Configurable | 4 Large building Configurable | Air Circuit breakers - Optimum | ACB | 33074 | TRIP UNIT MICROLOGIC 7.0 A | 36301 | 1H | A | PPACB
Configurable | 4 Large building Configurable | Air Circuit breakers - Optimum | ACB | 33095 | 1600A SENSOR PLUG | 309 | 1H | A | PPACB
Configurable | 4 Large building Configurable | Air Circuit breakers - Optimum | ACB | 33106 | MODBUS INTERNAL COM MODULE | 7430 | 1H | B | PPACB
Configurable | 4 Large building Configurable | Air Circuit breakers - Optimum | ACB | 33162 | CHASSIS NS630B/1250 3P | 13860 | 1H | A | PPACB
Configurable | 4 Large building Configurable | Air Circuit breakers - Optimum | ACB | 33163 | CHASSIS FOR NS1600 3P | 14534 | 1H | A | PPACB
Configurable | 4 Large building Configurable | Air Circuit breakers - Optimum | ACB | 33165 | CHASSIS FOR NS1600 4P | 16006 | 1H | B | PPACB
Configurable | 4 Large building Configurable | Air Circuit breakers - Optimum | ACB | 33170 | 1 CARRIAGE SWITCH (CONNECTED/ DISCONNECT | 1035 | 1H | A | PPACB
Configurable | 4 Large building Configurable | Air Circuit breakers - Optimum | ACB | 33171 | 1 LOW-LEVEL CARRIAGE SWICH (CONNECTED/DI | 1001 | 1H | A | PPACB
Configurable | 4 Large building Configurable | Air Circuit breakers - Optimum | ACB | 33177 | GEAR MOTOR 200/240 VCA | 21980 | 1H | A | PPACB
Configurable | 4 Large building Configurable | Air Circuit breakers - Optimum | ACB | 33190 | 1 IDENTIFIED RONIS LOCK EL24135 WITH 2 K | 3535 | 1H | B | PPCCB
Configurable | 4 Large building Configurable | Air Circuit breakers - Optimum | ACB | 33191 | 1 IDENTIFIED RONIS LOCK EL24153 WITH 2 K | 3535 | 1H | B | PPACB
Configurable | 4 Large building Configurable | Air Circuit breakers - Optimum | ACB | 33200 | CABLE-TYPE INTERLOCKING PLATE FOR FIXED | 7064 | 1H | A | PPCCB
Configurable | 4 Large building Configurable | Air Circuit breakers - Optimum | ACB | 33201 | CABLE-TYPE INTERLOCKING PLATE FOR D/O BR | 7064 | 1H | A | PPACB
Configurable | 4 Large building Configurable | Air Circuit breakers - Optimum | ACB | 33542 | STANDARD IEC RATING PLUG 0.4 TO 1 | 628 | 1H | A | PPACB
Configurable | 4 Large building Configurable | Air Circuit breakers - Optimum | ACB | 33659 | COIL MX 024/030 VCA/VCC FOR FIXE BREAKER | 2844 | 1H | A | PPACB
Configurable | 4 Large building Configurable | Air Circuit breakers - Optimum | ACB | 33662 | COIL MX 200/250 VCA/VCC FOR FIXE BREAKER | 2051 | 1H | A | PPACB
Configurable | 4 Large building Configurable | Air Circuit breakers - Optimum | ACB | 33663 | COIL MX 240/277 VCA FOR FIXE BREAKER | 2844 | 1H | A | PPACB
Configurable | 4 Large building Configurable | Air Circuit breakers - Optimum | ACB | 33664 | COIL MX 380/480 VCA FOR FIXE BREAKER. | 2844 | 1H | B | PPACB
Configurable | 4 Large building Configurable | Air Circuit breakers - Optimum | ACB | 33668 | COIL MN 024/030 VCA/VCC FOR FIXE BREAKER | 2886 | 1H | A | PPACB
Configurable | 4 Large building Configurable | Air Circuit breakers - Optimum | ACB | 33670 | COIL MN 100/130 VCA/VCC FOR FIXE BREAKER | 2886 | 1H | B | PPACB
Configurable | 4 Large building Configurable | Air Circuit breakers - Optimum | ACB | 33671 | undervoltage trip MN 200 to 250 V DC and | 2886 | 1H | A | PPACB
Configurable | 4 Large building Configurable | Air Circuit breakers - Optimum | ACB | 33673 | COIL MN 380/480 VCA FOR FIXE BREAKER. | 3272 | 1H | A | PPACB
Configurable | 4 Large building Configurable | Air Circuit breakers - Optimum | ACB | 33682 | ADJUSTABLE DELAY UNIT FOR MN | 5265 | 1H | A | PPACB
Configurable | 4 Large building Configurable | Air Circuit breakers - Optimum | ACB | 33683 | ADJUSTABLE DELAY UNIT FOR MN | 5265 | 1H | A | PPACB
Configurable | 4 Large building Configurable | Air Circuit breakers - Optimum | ACB | 33685 | NON-ADJUSTABLE DELAY UNIT FOR | 5111 | 1H | B | PPACB
Configurable | 4 Large building Configurable | Air Circuit breakers - Optimum | ACB | 33722 | CHASSIS WITHOUT CONNECTIONS 630/1250A 3P | 15029 | 1H | B | PPACB
Configurable | 4 Large building Configurable | Air Circuit breakers - Optimum | ACB | 33723 | CHASSIS WITHOUT CONNECTIONS 1600A 3P | 18450 | 1H | B | PPACB
Configurable | 4 Large building Configurable | Air Circuit breakers - Optimum | ACB | 33725 | CHASSIS WITHOUT CONNECTIONS 630/1250A 4P | 19730 | 1H | B | PPACB
Configurable | 4 Large building Configurable | Air Circuit breakers - Optimum | ACB | 33726 | NS CHASSIS WITHOUT CONNECTIONS 1600A 4P | 24650 | 1H | B | PPACB
Configurable | 4 Large building Configurable | Air Circuit breakers - Optimum | ACB | 33727 | TOP FRONT CONNECTION FOR 630/1600A 3P CH | 2795 | 1H | B | PPACB
Configurable | 4 Large building Configurable | Air Circuit breakers - Optimum | ACB | 33728 | BOTTOM FRONT CONNECTION FOR 630/1600A 3P | 2795 | 1H | B | PPACB
Configurable | 4 Large building Configurable | Air Circuit breakers - Optimum | ACB | 33733 | TOP FRONT CONNECTION FOR 630/1600A 4P CH | 3726 | 1H | B | PPACB
Configurable | 4 Large building Configurable | Air Circuit breakers - Optimum | ACB | 33751 | CONNECTED POSITION CONTACT | 1024 | 1H | B | PPACB
Configurable | 4 Large building Configurable | Air Circuit breakers - Optimum | ACB | 33752 | TEST POSITION CONTACT | 1024 | 1H | B | PPACB
Configurable | 4 Large building Configurable | Air Circuit breakers - Optimum | ACB | 33753 | DISCONNECTED POSITION CONTACT | 1006 | 1H | B | PPACB
Configurable | 4 Large building Configurable | Air Circuit breakers - Optimum | ACB | 33754 | LOW-LEVEL CONNECTED POSITION CONTACT | 1006 | 1H | B | PPACB
Configurable | 4 Large building Configurable | Air Circuit breakers - Optimum | ACB | 33755 | LOW-LEVEL TEST POSITION CONTACT | 1006 | 1H | B | PPACB
Configurable | 4 Large building Configurable | Air Circuit breakers - Optimum | ACB | 33756 | LOW-LEVEL DISCONNECTED POSITION CONTACT | 1024 | 1H | B | PPACB
Configurable | 4 Large building Configurable | Air Circuit breakers - Optimum | ACB | 33810 | voltage release MX 24 V DC and AC 50 | 3873 | 1H | B | PPACB
Configurable | 4 Large building Configurable | Air Circuit breakers - Optimum | ACB | 33812 | voltage release MX 100 to 130 V DC and | 3943 | 1H | B | PPACB
Configurable | 4 Large building Configurable | Air Circuit breakers - Optimum | ACB | 33813 | voltage release MX 200 to 250 V DC and | 3873 | 1H | B | PPACB
Configurable | 4 Large building Configurable | Air Circuit breakers - Optimum | ACB | 33819 | instantaneous undervoltage release MN | 3873 | 1H | B | PPACB
Configurable | 4 Large building Configurable | Air Circuit breakers - Optimum | ACB | 33822 | instantaneous undervoltage release MN | 3873 | 1H | B | PPACB
Configurable | 4 Large building Configurable | Air Circuit breakers - Optimum | ACB | 34035 | EXTERNAL SENSOR FOR NEUTRAL OR EARTH FLT | 14831 | 1H | B | PPACB
Configurable | 4 Large building Configurable | Air Circuit breakers - Optimum | ACB | 47074 | 3-WIRE AUXILIARY TERMINAL BLOCK FOR FIXE | 158 | 1H | A | PPACB
Configurable | 4 Large building Configurable | Air Circuit breakers - Optimum | ACB | 47080 | READY-TO-CLOSE CONTACT. | 1874 | 1H | A | PPACB
Configurable | 4 Large building Configurable | Air Circuit breakers - Optimum | ACB | 47110 | NT 06 H1 3P BASIC FRAME FIXED | 30069 | 1H | B | PPACB
Configurable | 4 Large building Configurable | Air Circuit breakers - Optimum | ACB | 47120 | NT 08 H1 3P BASIC FRAME FIXED | 30069 | 1H | B | PPACB
Configurable | 4 Large building Configurable | Air Circuit breakers - Optimum | ACB | 47123 | NT 08 H2 3P BASIC FRAME FIXED | 34579 | 1H | B | PPACB
Configurable | 4 Large building Configurable | Air Circuit breakers - Optimum | ACB | 47130 | NT 10 H1 3P BASIC FRAME FIXE | 30069 | 1H | B | PPACB
Configurable | 4 Large building Configurable | Air Circuit breakers - Optimum | ACB | 47131 | NT 10 H2 3P BASIC FRAME FIXED | 34579 | 1H | B | PPACB
Configurable | 4 Large building Configurable | Air Circuit breakers - Optimum | ACB | 47138 | NT 10 H2 4P BASIC FRAME FIXED | 53590 | 1H | B | PPACB
Configurable | 4 Large building Configurable | Air Circuit breakers - Optimum | ACB | 47141 | NT 12 H2 3P BASIC FRAME FIXED | 34579 | 1H | B | PPACB
Configurable | 4 Large building Configurable | Air Circuit breakers - Optimum | ACB | 47145 | NT 12 H1 4P BASIC FRAME FIXED | 46428 | 1H | B | PPACB
Configurable | 4 Large building Configurable | Air Circuit breakers - Optimum | ACB | 47150 | NT 16 H1 3P BASIC FRAME FIXED | 33523 | 1H | B | PPACB
Configurable | 4 Large building Configurable | Air Circuit breakers - Optimum | ACB | 47151 | NT 16 H2 3P BASIC FRAME FIXED | 37870 | 1H | B | PPACB
Configurable | 4 Large building Configurable | Air Circuit breakers - Optimum | ACB | 47200 | NT 06 H1 3P BASIC FRAME DRAWOUT | 37378 | 1H | B | PPACB
Configurable | 4 Large building Configurable | Air Circuit breakers - Optimum | ACB | 47205 | NT 06 H1 4P BASIC FRAME DRAWOUT | 43008 | 1H | B | PPACB
Configurable | 4 Large building Configurable | Air Circuit breakers - Optimum | ACB | 47210 | NT 08 H1 3P BASIC FRAME DRAWOUT | 38051 | 1H | B | PPACB
Configurable | 4 Large building Configurable | Air Circuit breakers - Optimum | ACB | 47215 | NT 08 H1 4P BASIC FRAME DRAWOUT | 43569 | 1H | B | PPACB
Configurable | 4 Large building Configurable | Air Circuit breakers - Optimum | ACB | 47220 | NT 10 H1 3P BASIC FRAME DRAWOUT | 38051 | 1H | B | PPACB
Configurable | 4 Large building Configurable | Air Circuit breakers - Optimum | ACB | 47230 | NT 12 H1 3P BASIC FRAME DRAWOUT | 38051 | 1H | B | PPACB
Configurable | 4 Large building Configurable | Air Circuit breakers - Optimum | ACB | 47231 | NT 12 H2 3P BASIC FRAME DRAWOUT | 42985 | 1H | B | PPACB
Configurable | 4 Large building Configurable | Air Circuit breakers - Optimum | ACB | 47240 | NT 16 H1 3P BASIC FRAME DRAWOUT | 38241 | 1H | B | PPACB
Configurable | 4 Large building Configurable | Air Circuit breakers - Optimum | ACB | 47241 | NT 16 H2 3P BASIC FRAME DRAWOUT | 43977 | 1H | B | PPACB
Configurable | 4 Large building Configurable | Air Circuit breakers - Optimum | ACB | 47245 | NT 16 H1 4P BASIC FRAME DRAWOUT | 49873 | 1H | B | PPACB
Configurable | 4 Large building Configurable | Air Circuit breakers - Optimum | ACB | 47280 | TRIP UNIT MICROLOGIC 2.0 E FOR MASTERPAC | 11053 | 1H | B | PPACB
Configurable | 4 Large building Configurable | Air Circuit breakers - Optimum | ACB | 47281 | TRIP UNIT MICROLOGIC 2.0 E FOR MASTERPAC | 12257 | 1H | B | PPACB
Configurable | 4 Large building Configurable | Air Circuit breakers - Optimum | ACB | 47282 | MICROLOGIC 2.0 A FOR FIXED BREAKER | 11283 | 1H | B | PPACB
Configurable | 4 Large building Configurable | Air Circuit breakers - Optimum | ACB | 47283 | TRIP UNIT MICROLOGIC 5.0 E FOR MASTERPAC | 19514 | 1H | B | PPACB
Configurable | 4 Large building Configurable | Air Circuit breakers - Optimum | ACB | 47284 | TRIP UNIT MICROLOGIC 5.0 E FOR MASTERPAC | 20027 | 1H | B | PPACB
Configurable | 4 Large building Configurable | Air Circuit breakers - Optimum | ACB | 47285 | MICROLOGIC 5.0 A FOR FIXED BREAKER | 18725 | 1H | B | PPACB
Configurable | 4 Large building Configurable | Air Circuit breakers - Optimum | ACB | 47286 | MICROLOGIC 6.0 A FOR FIXED BREAKER | 26434 | 1H | B | PPACB
Configurable | 4 Large building Configurable | Air Circuit breakers - Optimum | ACB | 47287 | MICROLOGIC 7.0 FOR FIXED BREAKER | 26434 | 1H | B | PPACB
Configurable | 4 Large building Configurable | Air Circuit breakers - Optimum | ACB | 47288 | TRIP UNIT MICROLOGIC 6.0 E FOR MASTERPAC | 21777 | 1H | B | PPACB
Configurable | 4 Large building Configurable | Air Circuit breakers - Optimum | ACB | 47290 | MICROLOGIC 6.0 P FOR FIXED BREAKER | 60921 | 1H | B | PPACB
Configurable | 4 Large building Configurable | Air Circuit breakers - Optimum | ACB | 47292 | TRIP UNIT MICROLOGIC 6.0 E FOR MASTERPAC | 25019 | 1H | B | PPACB
Configurable | 4 Large building Configurable | Air Circuit breakers - Optimum | ACB | 47328 | TOP 3P FRONT CONNECTION FOR 630/1600A FI | 4324 | 1H | B | PPACB
Configurable | 4 Large building Configurable | Air Circuit breakers - Optimum | ACB | 47329 | BOTTOM 3P FRONT CONNECTION FOR 630/1600A | 4324 | 1H | B | PPACB
Configurable | 4 Large building Configurable | Air Circuit breakers - Optimum | ACB | 47339 | LOW-LEVEL OF CONTACT FOR FIXED BREAKER | 922 | 1H | B | PPACB
Configurable | 4 Large building Configurable | Air Circuit breakers - Optimum | ACB | 47342 | 1 READY-TO-CLOSE CONTACT FOR FIXED BREAK | 2138 | 1H | B | PPACB
Configurable | 4 Large building Configurable | Air Circuit breakers - Optimum | ACB | 47345 | REMOTE RESET 200/240 VAC FOR FIXED BREAK | 3791 | 1H | B | PPACB
Configurable | 4 Large building Configurable | Air Circuit breakers - Optimum | ACB | 47350 | closing coil XF 24 V DC and AC 50 and | 3873 | 1H | B | PPACB
Configurable | 4 Large building Configurable | Air Circuit breakers - Optimum | ACB | 47352 | closing coil XF 100 to 130 V DC and AC | 3873 | 1H | B | PPACB
Configurable | 4 Large building Configurable | Air Circuit breakers - Optimum | ACB | 47353 | closing coil XF 200 to 250 V DC and AC | 3943 | 1H | B | PPACB
Configurable | 4 Large building Configurable | Air Circuit breakers - Optimum | ACB | 47360 | voltage release MX 24 to 30 V DC and AC | 3943 | 1H | B | PPACB
Configurable | 4 Large building Configurable | Air Circuit breakers - Optimum | ACB | 47362 | voltage release MX 100 to 130 V DC and | 3873 | 1H | B | PPACB
Configurable | 4 Large building Configurable | Air Circuit breakers - Optimum | ACB | 47363 | voltage release MX 200 to 250 V DC and | 3873 | 1H | B | PPACB
Configurable | 4 Large building Configurable | Air Circuit breakers - Optimum | ACB | 47380 | MN024/030 VAC/VDC FOR FIXED MASTERPACT | 3873 | 1H | B | PPACB
Configurable | 4 Large building Configurable | Air Circuit breakers - Optimum | ACB | 47383 | MN 200/250 VAC/VDC FOR FIXED MASTERPACT | 3943 | 1H | B | PPACB
Configurable | 4 Large building Configurable | Air Circuit breakers - Optimum | ACB | 47396 | motormechanism MCH 200 to 240 V AC | 10061 | 1H | B | PPACB
Configurable | 4 Large building Configurable | Air Circuit breakers - Optimum | ACB | 47430 | ADDITIONAL SDE CONTACT FOR DRAWOUT BREAK | 560 | 1H | B | PPACB
Configurable | 4 Large building Configurable | Air Circuit breakers - Optimum | ACB | 47432 | READY-TO-CLOSE CONTACT FOR DRAWOUT BREAK | 2138 | 1H | B | PPACB
Configurable | 4 Large building Configurable | Air Circuit breakers - Optimum | ACB | 47440 | closing coil XF 24 V DC and AC 50 and | 3873 | 1H | B | PPACB
Configurable | 4 Large building Configurable | Air Circuit breakers - Optimum | ACB | 47442 | closing coil XF 100 to 130 V DC and AC | 3943 | 1H | B | PPACB
Configurable | 4 Large building Configurable | Air Circuit breakers - Optimum | ACB | 47443 | closing coil XF 200 to 250 V DC and AC | 3873 | 1H | B | PPACB
Configurable | 4 Large building Configurable | Air Circuit breakers - Optimum | ACB | 47460 | motormechanism MCH 24 to 30 V DC | 11814 | 1H | B | PPACB
Configurable | 4 Large building Configurable | Air Circuit breakers - Optimum | ACB | 47465 | motormechanism MCH 100 to 130 V AC | 10061 | 1H | B | PPACB
Configurable | 4 Large building Configurable | Air Circuit breakers - Optimum | ACB | 47466 | motormechanism MCH 200 to 240 V AC | 10061 | 1H | B | PPACB
Configurable | 4 Large building Configurable | Air Circuit breakers - Optimum | ACB | 47516 | OFF POSITION LOCKING KIT FOR | 806 | 1H | A | PPACB
Configurable | 4 Large building Configurable | Air Circuit breakers - Optimum | ACB | 47521 | OFF POSITION LOCKING WITH 1 RONIS KEYLOC | 2396 | 1H | B | PPACB
Configurable | 4 Large building Configurable | Air Circuit breakers - Optimum | ACB | 47600 | BASE TRIP UNIT MICROLOGIC 2.0 E | 12612 | 1H | A | PPACB
Configurable | 4 Large building Configurable | Air Circuit breakers - Optimum | ACB | 47602 | BASE TRIP UNIT MICROLOGIC 5.0 E | 20220 | 1H | A | PPACB
Configurable | 4 Large building Configurable | Air Circuit breakers - Optimum | ACB | 47603 | BASE TRIP UNIT MICROLOGIC 6.0 E | 39556 | 1H | A | PPACB
Configurable | 4 Large building Configurable | Air Circuit breakers - Optimum | ACB | 47665 | NW 08/20 H1 3 POLES | 87817 | 1H | A | PPACB
Configurable | 4 Large building Configurable | Air Circuit breakers - Optimum | ACB | 47837 | 1 VERTICAL REAR CONNECTION TERMINAL NW 4 | 2200 | 1H | A | PPACB
Configurable | 4 Large building Configurable | Air Circuit breakers - Optimum | ACB | 47849 | 3-WIRE AUXILIARY TERMINAL BLOCK FOR DR | 185 | 1H | A | PPACB
Configurable | 4 Large building Configurable | Air Circuit breakers - Optimum | ACB | 47887 | 1 BLOCK OF 4 OF CONTACTS | 3869 | 1H | B | PPACB
Configurable | 4 Large building Configurable | Air Circuit breakers - Optimum | ACB | 47888 | motormechanism MCH 24 to 30 V DC | 21768 | 1H | A | PPACB
Configurable | 4 Large building Configurable | Air Circuit breakers - Optimum | ACB | 47889 | motormechanism MCH 48 V DC and AC | 21768 | 1H | B | PPACB
Configurable | 4 Large building Configurable | Air Circuit breakers - Optimum | ACB | 47890 | motormechanism MCH 100 to 125 V DC | 21768 | 1H | A | PPACB
Configurable | 4 Large building Configurable | Air Circuit breakers - Optimum | ACB | 47893 | motormechanism MCH 100 to 130 V AC | 21768 | 1H | A | PPACB
Configurable | 4 Large building Configurable | Air Circuit breakers - Optimum | ACB | 47894 | motormechanism MCH 200 to 240 V AC | 21768 | 1H | A | PPACB
Configurable | 4 Large building Configurable | Air Circuit breakers - Optimum | ACB | 47896 | GEAR MOTOR 380/415 V AC | 21768 | 1H | A | PPACB
Configurable | 4 Large building Configurable | Air Circuit breakers - Optimum | ACB | 47914 | DOOR INTERLOCK | 965 | 1H | B | PPACB
Configurable | 4 Large building Configurable | Air Circuit breakers - Optimum | ACB | 47926 | CABLE-TYPE INTERLOCK PLATE FOR FIXED OR | 7306 | 1H | A | PPACB
Configurable | 4 Large building Configurable | Air Circuit breakers - Optimum | ACB | 47928 | 3 NW INTERLOCK PLATES FOR 2 NORMAL SOURC | 22807 | 1H | A | PPACB
Configurable | 4 Large building Configurable | Air Circuit breakers - Optimum | ACB | 47939 | SPARE PARTS 3P/4P NW FRONT COVER | 1429 | 1H | B | PPACB
Configurable | 4 Large building Configurable | Air Circuit breakers - Optimum | ACB | 48001 | NW 08 H1 3P BASIC FRAME FIXED | 38634 | 1H | B | PPACB
Configurable | 4 Large building Configurable | Air Circuit breakers - Optimum | ACB | 48004 | switch disconnector Masterpact NW08NA | 41027 | 1H | B | PPACB
Configurable | 4 Large building Configurable | Air Circuit breakers - Optimum | ACB | 48014 | NW 10 N1 3P BASIC FRAME FIXED | 36084 | 1H | B | PPACB
Configurable | 4 Large building Configurable | Air Circuit breakers - Optimum | ACB | 48015 | NW 10 H1 3P BASIC FRAME FIXED | 39103 | 1H | B | PPACB
Configurable | 4 Large building Configurable | Air Circuit breakers - Optimum | ACB | 48018 | switch disconnector Masterpact NW10NA | 41027 | 1H | B | PPACB
Configurable | 4 Large building Configurable | Air Circuit breakers - Optimum | ACB | 48022 | NW 10 H1 4P BASIC FRAME FIXED | 54222 | 1H | B | PPACB
Configurable | 4 Large building Configurable | Air Circuit breakers - Optimum | ACB | 48028 | NW 12 N1 3P BASIC FRAME FIXED | 36084 | 1H | B | PPACB
Configurable | 4 Large building Configurable | Air Circuit breakers - Optimum | ACB | 48030 | NW 12 H2 3P BASIC FRAME FIXED | 46910 | 1H | B | PPACB
Configurable | 4 Large building Configurable | Air Circuit breakers - Optimum | ACB | 48032 | switch disconnector Masterpact NW12NA | 41027 | 1H | B | PPACB
Configurable | 4 Large building Configurable | Air Circuit breakers - Optimum | ACB | 48042 | NW 16 N1 3P BASIC FRAME FIXED | 36516 | 1H | B | PPACB
Configurable | 4 Large building Configurable | Air Circuit breakers - Optimum | ACB | 48043 | NW 16 H1 3P BASIC FRAME FIXED | 42812 | 1H | B | PPACB
Configurable | 4 Large building Configurable | Air Circuit breakers - Optimum | ACB | 48046 | switch disconnector Masterpact NW16NA | 48487 | 1H | B | PPACB
Configurable | 4 Large building Configurable | Air Circuit breakers - Optimum | ACB | 48049 | NW 16 N1 4P BASIC FRAME FIXED | 52981 | 1H | B | PPACB
Configurable | 4 Large building Configurable | Air Circuit breakers - Optimum | ACB | 48050 | NW 16 H1 4P BASIC FRAME FIXED | 61733 | 1H | B | PPACB
Configurable | 4 Large building Configurable | Air Circuit breakers - Optimum | ACB | 48057 | NW 20 H1 3P BASIC FRAME FIXED | 51754 | 1H | B | PPACB
Configurable | 4 Large building Configurable | Air Circuit breakers - Optimum | ACB | 48064 | NW 20 H1 4P BASIC FRAME FIXED | 81330 | 1H | B | PPACB
Configurable | 4 Large building Configurable | Air Circuit breakers - Optimum | ACB | 48070 | NW 25 H1 3P BASIC FRAME FIXED | 64644 | 1H | B | PPACB
Configurable | 4 Large building Configurable | Air Circuit breakers - Optimum | ACB | 48071 | NW 25 H2 3P BASIC FRAME FIXED | 84097 | 1H | B | PPACB
Configurable | 4 Large building Configurable | Air Circuit breakers - Optimum | ACB | 48076 | NW 25 H1 4P BASIC FRAME FIXED | 89206 | 1H | B | PPACB
Configurable | 4 Large building Configurable | Air Circuit breakers - Optimum | ACB | 48082 | NW 32 H1 3P BASIC FRAME FIXED | 69849 | 1H | B | PPACB
Configurable | 4 Large building Configurable | Air Circuit breakers - Optimum | ACB | 48083 | NW 32 H2 3P BASIC FRAME FIXED | 106356 | 1H | B | PPACB
Configurable | 4 Large building Configurable | Air Circuit breakers - Optimum | ACB | 48129 | TOP 3P FRONT CONNECTION FOR 2500/3200A F | 2934 | 1H | B | PPACB
Configurable | 4 Large building Configurable | Air Circuit breakers - Optimum | ACB | 48131 | BOTTOM 3P FRONT CONNECTION FOR 2500/3200 | 2934 | 1H | B | PPACB
Configurable | 4 Large building Configurable | Air Circuit breakers - Optimum | ACB | 48133 | TOP 3P VERT. REAR CONN. FOR 800/2000A FI | 1537 | 1H | B | PPACB
Configurable | 4 Large building Configurable | Air Circuit breakers - Optimum | ACB | 48134 | TOP 3P VERT. REAR CONN. FOR 3200A FIXED | 2987 | 1H | B | PPACB
Configurable | 4 Large building Configurable | Air Circuit breakers - Optimum | ACB | 48135 | TOP 3P VERT. REAR CONN. FOR 4000A FIXED | 5589 | 1H | B | PPACB
Configurable | 4 Large building Configurable | Air Circuit breakers - Optimum | ACB | 48138 | BOTTOM 3P VERT. REAR CONN. FOR 800/1600A | 1537 | 1H | B | PPACB
Configurable | 4 Large building Configurable | Air Circuit breakers - Optimum | ACB | 48139 | BOTTOM 3P VERT. REAR CONN. FOR 2000A FIX | 2987 | 1H | B | PPACB
Configurable | 4 Large building Configurable | Air Circuit breakers - Optimum | ACB | 48143 | TOP 3P HORIZ. REAR CONN. FOR 800/2000A F | 1537 | 1H | B | PPACB
Configurable | 4 Large building Configurable | Air Circuit breakers - Optimum | ACB | 48144 | TOP 3P HORIZ. REAR CONN. FOR 3200A FIXED | 2987 | 1H | B | PPACB
Configurable | 4 Large building Configurable | Air Circuit breakers - Optimum | ACB | 48145 | TOP 3P HORIZ. REAR CONN. FOR 4000A FIXED | 5689 | 1H | B | PPACB
Configurable | 4 Large building Configurable | Air Circuit breakers - Optimum | ACB | 48146 | TOP 3P HORIZ. REAR CONN. FOR NW 40B/63 F | 5868 | 1H | B | PPACB
Configurable | 4 Large building Configurable | Air Circuit breakers - Optimum | ACB | 48148 | BOTTOM 3P HORIZ. REAR CONN. FOR 800/1600 | 1537 | 1H | B | PPACB
Configurable | 4 Large building Configurable | Air Circuit breakers - Optimum | ACB | 48149 | BOTTOM 3P HORIZ. REAR CONN. FOR 2000A FI | 2987 | 1H | B | PPACB
Configurable | 4 Large building Configurable | Air Circuit breakers - Optimum | ACB | 48150 | BOTTOM 3P HORIZ. REAR CONN. FOR 4000A FI | 5689 | 1H | B | PPACB
Configurable | 4 Large building Configurable | Air Circuit breakers - Optimum | ACB | 48151 | BOTTOM 3P HORIZ. REAR CONN. FOR NW 40B/6 | 5868 | 1H | B | PPACB
Configurable | 4 Large building Configurable | Air Circuit breakers - Optimum | ACB | 48155 | BOTTOM 4P FRONT CONNECTION FOR 800/2000A | 2050 | 1H | B | PPACB
Configurable | 4 Large building Configurable | Air Circuit breakers - Optimum | ACB | 48158 | TOP 4P VERT. REAR CONN. FOR 800/2500A FI | 2050 | 1H | B | PPACB
Configurable | 4 Large building Configurable | Air Circuit breakers - Optimum | ACB | 48159 | TOP 4P VERT. REAR CONN. FOR 3200A FIXED | 3912 | 1H | B | PPACB
Configurable | 4 Large building Configurable | Air Circuit breakers - Optimum | ACB | 48160 | TOP 4P VERT. REAR CONN. FOR 4000A FIXED | 7451 | 1H | B | PPACB
Configurable | 4 Large building Configurable | Air Circuit breakers - Optimum | ACB | 48163 | BOTTOM 4P VERT. REAR CONN. FOR 800/2500A | 2050 | 1H | B | PPACB
Configurable | 4 Large building Configurable | Air Circuit breakers - Optimum | ACB | 48164 | BOTTOM 4P VERT. REAR CONN. FOR 3200A FIX | 3912 | 1H | B | PPACB
Configurable | 4 Large building Configurable | Air Circuit breakers - Optimum | ACB | 48165 | BOTTOM 4P VERT. REAR CONN. FOR 4000A FIX | 7451 | 1H | B | PPACB
Configurable | 4 Large building Configurable | Air Circuit breakers - Optimum | ACB | 48168 | TOP 4P HORIZ. REAR CONN. FOR 800/2500A F | 2050 | 1H | B | PPACB
Configurable | 4 Large building Configurable | Air Circuit breakers - Optimum | ACB | 48169 | TOP 4P HORIZ. REAR CONN. FOR 3200A FIXED | 3912 | 1H | B | PPACB
Configurable | 4 Large building Configurable | Air Circuit breakers - Optimum | ACB | 48170 | TOP 4P HORIZ. REAR CONN. FOR 4000A FIXED | 7451 | 1H | B | PPACB
Configurable | 4 Large building Configurable | Air Circuit breakers - Optimum | ACB | 48173 | BOTTOM 4P HORIZ. REAR CONN. FOR 800/2500 | 2050 | 1H | B | PPACB
Configurable | 4 Large building Configurable | Air Circuit breakers - Optimum | ACB | 48174 | BOTTOM 4P HORIZ. REAR CONN. FOR 3200A FI | 3912 | 1H | B | PPACB
Configurable | 4 Large building Configurable | Air Circuit breakers - Optimum | ACB | 48175 | BOTTOM 4P HORIZ. REAR CONN. FOR 4000A FI | 7451 | 1H | B | PPACB
Configurable | 4 Large building Configurable | Air Circuit breakers - Optimum | ACB | 48198 | BLOCK OF 4 OF CONTACT FOR FIXED BREAKER | 3489 | 1H | B | PPACB
Configurable | 4 Large building Configurable | Air Circuit breakers - Optimum | ACB | 48206 | motormechanism MCH 24 to 30 V DC | 19219 | 1H | B | PPACB
Configurable | 4 Large building Configurable | Air Circuit breakers - Optimum | ACB | 48211 | motormechanism MCH 100 to 130 V AC | 19219 | 1H | B | PPACB
Configurable | 4 Large building Configurable | Air Circuit breakers - Optimum | ACB | 48212 | motormechanism MCH 200 to 240 V AC | 19219 | 1H | B | PPACB
Configurable | 4 Large building Configurable | Air Circuit breakers - Optimum | ACB | 48214 | motormechanism MCH 380 to 415 V AC | 21105 | 1H | B | PPACB
Configurable | 4 Large building Configurable | Air Circuit breakers - Optimum | ACB | 48230 | NW 08 N1 3P BASIC FRAME DRAWOUT | 34503 | 1H | B | PPACB
Configurable | 4 Large building Configurable | Air Circuit breakers - Optimum | ACB | 48231 | NW 08 H1 3P BASIC FRAME DRAWOUT | 40253 | 1H | B | PPACB
Configurable | 4 Large building Configurable | Air Circuit breakers - Optimum | ACB | 48234 | switch disconnector Masterpact NW08NA | 41027 | 1H | B | PPACB
Configurable | 4 Large building Configurable | Air Circuit breakers - Optimum | ACB | 48238 | NW 08 H1 4P BASIC FRAME DRAWOUT | 50224 | 1H | B | PPACB
Configurable | 4 Large building Configurable | Air Circuit breakers - Optimum | ACB | 48244 | NW 10 N1 3P BASIC FRAME DRAWOUT | 35078 | 1H | B | PPACB
Configurable | 4 Large building Configurable | Air Circuit breakers - Optimum | ACB | 48245 | NW 10 H1 3P BASIC FRAME DRAWOUT | 40253 | 1H | B | PPACB
Configurable | 4 Large building Configurable | Air Circuit breakers - Optimum | ACB | 48251 | NW 10 N1 4P BASIC FRAME DRAWOUT | 44203 | 1H | B | PPACB
Configurable | 4 Large building Configurable | Air Circuit breakers - Optimum | ACB | 48258 | NW 12 N1 3P BASIC FRAME DRAWOUT | 35941 | 1H | B | PPACB
Configurable | 4 Large building Configurable | Air Circuit breakers - Optimum | ACB | 48259 | NW 12 H1 3P BASIC FRAME DRAWOUT | 40253 | 1H | B | PPACB
Configurable | 4 Large building Configurable | Air Circuit breakers - Optimum | ACB | 48260 | NW 12 H2 3P BASIC FRAME DRAWOUT | 48365 | 1H | B | PPACB
Configurable | 4 Large building Configurable | Air Circuit breakers - Optimum | ACB | 48263 | switch disconnector Masterpact NW12HA | 48487 | 1H | B | PPACB
Configurable | 4 Large building Configurable | Air Circuit breakers - Optimum | ACB | 48265 | NW 12 N1 4P BASIC FRAME DRAWOUT | 47104 | 1H | B | PPACB
Configurable | 4 Large building Configurable | Air Circuit breakers - Optimum | ACB | 48272 | NW 16N1 3P BASIC FRAME DRAWOUT | 37378 | 1H | B | PPACB
Configurable | 4 Large building Configurable | Air Circuit breakers - Optimum | ACB | 48273 | NW 16 H1 3P BASIC FRAME DRAWOUT | 42812 | 1H | B | PPACB
Configurable | 4 Large building Configurable | Air Circuit breakers - Optimum | ACB | 48279 | NW 16 N1 4P BASIC FRAME DRAWOUT | 51190 | 1H | B | PPACB
Configurable | 4 Large building Configurable | Air Circuit breakers - Optimum | ACB | 48280 | NW 16 H1 4P BASIC FRAME DRAWOUT | 59596 | 1H | B | PPACB
Configurable | 4 Large building Configurable | Air Circuit breakers - Optimum | ACB | 48286 | NW 20 N1 3P BASIC FRAME DRAWOUT | 41205 | 1H | B | PPACB
Configurable | 4 Large building Configurable | Air Circuit breakers - Optimum | ACB | 48287 | NW 20 H1 3P BASIC FRAME DRAWOUT | 51754 | 1H | B | PPACB
Configurable | 4 Large building Configurable | Air Circuit breakers - Optimum | ACB | 48288 | NW 20 H2 3P BASIC FRAME DRAWOUT | 64962 | 1H | B | PPACB
Configurable | 4 Large building Configurable | Air Circuit breakers - Optimum | ACB | 48291 | switch disconnector Masterpact NW20HA | 63406 | 1H | B | PPACB
Configurable | 4 Large building Configurable | Air Circuit breakers - Optimum | ACB | 48294 | NW 20 H1 4P BASIC FRAME DRAWOUT | 73652 | 1H | B | PPACB
Configurable | 4 Large building Configurable | Air Circuit breakers - Optimum | ACB | 48295 | NW 20 H2 4P BASIC FRAME DRAWOUT | 82699 | 1H | B | PPACB
Configurable | 4 Large building Configurable | Air Circuit breakers - Optimum | ACB | 48300 | NW 25 H1 3P BASIC FRAME DRAWOUT | 79367 | 1H | B | PPACB
Configurable | 4 Large building Configurable | Air Circuit breakers - Optimum | ACB | 48301 | NW 25 H2 3P BASIC FRAME DRAWOUT | 84097 | 1H | B | PPACB
Configurable | 4 Large building Configurable | Air Circuit breakers - Optimum | ACB | 48304 | switch disconnector Masterpact NW25HA | 82054 | 1H | B | PPACB
Configurable | 4 Large building Configurable | Air Circuit breakers - Optimum | ACB | 48306 | NW 25 H1 4P BASIC FRAME DRAWOUT | 92972 | 1H | B | PPACB
Configurable | 4 Large building Configurable | Air Circuit breakers - Optimum | ACB | 48312 | NW 32 H1 3P BASIC FRAME DRAWOUT | 104756 | 1H | B | PPACB
Configurable | 4 Large building Configurable | Air Circuit breakers - Optimum | ACB | 48313 | NW 32 H2 3P BASIC FRAME DRAWOUT | 110739 | 1H | B | PPACB
Configurable | 4 Large building Configurable | Air Circuit breakers - Optimum | ACB | 48315 | switch disconnector Masterpact NW32HA | 104432 | 1H | B | PPACB
Configurable | 4 Large building Configurable | Air Circuit breakers - Optimum | ACB | 48317 | NW 32 H1 4P BASIC FRAME DRAWOUT | 114410 | 1H | B | PPACB
Configurable | 4 Large building Configurable | Air Circuit breakers - Optimum | ACB | 48322 | NW 40 H1 3P BASIC FRAME DRAWOUT | 124313 | 1H | B | PPACB
Configurable | 4 Large building Configurable | Air Circuit breakers - Optimum | ACB | 48323 | NW 40 H2 3P BASIC FRAME DRAWOUT | 149888 | 1H | B | PPACB
Configurable | 4 Large building Configurable | Air Circuit breakers - Optimum | ACB | 48325 | switch disconnector Masterpact NW40HA | 160378 | 1H | B | PPACB
Configurable | 4 Large building Configurable | Air Circuit breakers - Optimum | ACB | 48327 | NW 40 H1 4P BASIC FRAME DRAWOUT | 145716 | 1H | B | PPACB
Configurable | 4 Large building Configurable | Air Circuit breakers - Optimum | ACB | 48328 | NW 40 H2 4P BASIC FRAME DRAWOUT | 190434 | 1H | B | PPACB
Configurable | 4 Large building Configurable | Air Circuit breakers - Optimum | ACB | 48342 | NW 50 H1 3P BASIC FRAME DRAWOUT | 228119 | 1H | B | PPACB
Configurable | 4 Large building Configurable | Air Circuit breakers - Optimum | ACB | 48358 | MICROLOGIC 2.0 A FOR DRAWOUT BREAKER | 11084 | 1H | B | PPACB
Configurable | 4 Large building Configurable | Air Circuit breakers - Optimum | ACB | 48360 | MICROLOGIC 5.0 A FOR DRAWOUT BREAKER | 18394 | 1H | B | PPACB
Configurable | 4 Large building Configurable | Air Circuit breakers - Optimum | ACB | 48361 | MICROLOGIC 6.0 A FOR DRAWOUT BREAKER | 26434 | 1H | B | PPACB
Configurable | 4 Large building Configurable | Air Circuit breakers - Optimum | ACB | 48362 | MICROLOGIC 7.0 A FOR DRAWOUT BREAKER | 32056 | 1H | B | PPACB
Configurable | 4 Large building Configurable | Air Circuit breakers - Optimum | ACB | 48364 | MICROLOGIC 6.0 P FOR DRAWOUT BREAKER | 60921 | 1H | B | PPACB
Configurable | 4 Large building Configurable | Air Circuit breakers - Optimum | ACB | 48367 | MICROLOGIC 6.0 H FOR DRAWOUT BREAKER | 110275 | 1H | B | PPACB
Configurable | 4 Large building Configurable | Air Circuit breakers - Optimum | ACB | 48384 | MODBUS COM MODULE FOR DRAWOUT BREAKER | 14589 | 1H | B | PPACB
Configurable | 4 Large building Configurable | Air Circuit breakers - Optimum | ACB | 48385 | ECO MODBUS COM MODULE FOR DRAWOUT BREAKE | 8754 | 1H | B | PPACB
Configurable | 4 Large building Configurable | Air Circuit breakers - Optimum | ACB | 48391 | NW CHASSIS 3P 800/1250A N1 NA H1HA | 23261 | 1H | A | PPACB
Configurable | 4 Large building Configurable | Air Circuit breakers - Optimum | ACB | 48392 | NW CHASSIS 3P 1600A N1 NA H1 HA 800/1600 | 22981 | 1H | B | PPACB
Configurable | 4 Large building Configurable | Air Circuit breakers - Optimum | ACB | 48393 | NW CHASSIS 3P 2000A | 29468 | 1H | B | PPACB
Configurable | 4 Large building Configurable | Air Circuit breakers - Optimum | ACB | 48394 | NW CHASSIS 3P 2500A | 29468 | 1H | B | PPACB
Configurable | 4 Large building Configurable | Air Circuit breakers - Optimum | ACB | 48395 | NW CHASSIS 3P 3200A | 37985 | 1H | B | PPACB
Configurable | 4 Large building Configurable | Air Circuit breakers - Optimum | ACB | 48396 | NW CHASSIS 3P 4000A | 37985 | 1H | B | PPACB
Configurable | 4 Large building Configurable | Air Circuit breakers - Optimum | ACB | 48397 | NW CHASSIS 3P 4000B/6300A | 78291 | 1H | B | PPACB
Configurable | 4 Large building Configurable | Air Circuit breakers - Optimum | ACB | 48403 | NW CHASSIS 4P 800/1250A N1 N1 H1HA | 25836 | 1H | B | PPACB
Configurable | 4 Large building Configurable | Air Circuit breakers - Optimum | ACB | 48404 | NW CHASSIS 4P 1600A N1 NA H1 HA 800/1600 | 28372 | 1H | B | PPACB
Configurable | 4 Large building Configurable | Air Circuit breakers - Optimum | ACB | 48405 | NW CHASSIS 4P 2000A | 35508 | 1H | B | PPACB
Configurable | 4 Large building Configurable | Air Circuit breakers - Optimum | ACB | 48406 | NW CHASSIS 4P 2500A | 36595 | 1H | B | PPACB
Configurable | 4 Large building Configurable | Air Circuit breakers - Optimum | ACB | 48407 | NW CHASSIS 4P 3200A | 49439 | 1H | B | PPACB
Configurable | 4 Large building Configurable | Air Circuit breakers - Optimum | ACB | 48408 | NW CHASSIS 4P 4000A | 53006 | 1H | B | PPACB
Configurable | 4 Large building Configurable | Air Circuit breakers - Optimum | ACB | 48414 | BOTTOM 3P FRONT CONNECTION FOR2000A CHAS | 1537 | 1H | B | PPACB
Configurable | 4 Large building Configurable | Air Circuit breakers - Optimum | ACB | 48415 | TOP 3P FRONT CONNECTION FOR 800/1600A CH | 1537 | 1H | B | PPACB
Configurable | 4 Large building Configurable | Air Circuit breakers - Optimum | ACB | 48418 | BOTTOM 3P FRONT CONNECTION FOR 800/1600A | 1537 | 1H | B | PPACB
Configurable | 4 Large building Configurable | Air Circuit breakers - Optimum | ACB | 48420 | BOTTOM 4P FRONT CONNECTION FOR 2000A CHA | 2050 | 1H | B | PPACB
Configurable | 4 Large building Configurable | Air Circuit breakers - Optimum | ACB | 48442 | TOP 4P FRONT CONNECTION FOR 2500/3200A C | 3912 | 1H | B | PPACB
Configurable | 4 Large building Configurable | Air Circuit breakers - Optimum | ACB | 48445 | BOTTOM 4P FRONT CONNECTION FOR 2500/3200 | 3912 | 1H | B | PPACB
Configurable | 4 Large building Configurable | Air Circuit breakers - Optimum | ACB | 48449 | closing coil with communication XF com | 3873 | 1H | B | PPACB
Configurable | 4 Large building Configurable | Air Circuit breakers - Optimum | ACB | 48452 | closing coil with communication XF com | 3873 | 1H | B | PPACB
Configurable | 4 Large building Configurable | Air Circuit breakers - Optimum | ACB | 48458 | voltage release MX com 24 to 30 V DC | 3873 | 1H | B | PPACB
Configurable | 4 Large building Configurable | Air Circuit breakers - Optimum | ACB | 48461 | voltage release MX com 200 to 250 V DC | 3881 | 1H | B | PPACB
Configurable | 4 Large building Configurable | Air Circuit breakers - Optimum | ACB | 48468 | BLOCK OF 4 OF CONTACTS FOR DRAWOUT BREAK | 4068 | 1H | B | PPACB
Configurable | 4 Large building Configurable | Air Circuit breakers - Optimum | ACB | 48469 | 1 READY-TO-CLOSE CONTACT FOR DRAWOUT BRE | 2333 | 1H | B | PPACB
Configurable | 4 Large building Configurable | Air Circuit breakers - Optimum | ACB | 48475 | 1 STANDARD SDE CONTACT FOR DRAWOUT BREAK | 1342 | 1H | B | PPACB
Configurable | 4 Large building Configurable | Air Circuit breakers - Optimum | ACB | 48477 | 1 EF CONTACT FOR DRAWOUT BREAKER(CLOSED/ | 1091 | 1H | A | PPACB
Configurable | 4 Large building Configurable | Air Circuit breakers - Optimum | ACB | 48481 | closing coil XF 24 V DC and AC 50 and | 3873 | 1H | B | PPACB
Configurable | 4 Large building Configurable | Air Circuit breakers - Optimum | ACB | 48483 | closing coil XF 100 to 130 V DC and AC | 3873 | 1H | B | PPACB
Configurable | 4 Large building Configurable | Air Circuit breakers - Optimum | ACB | 48484 | closing coil XF 200 to 250 V DC and AC | 3943 | 1H | B | PPACB
Configurable | 4 Large building Configurable | Air Circuit breakers - Optimum | ACB | 48491 | voltage release MX 24 to 30 V DC and AC | 3943 | 1H | B | PPACB
Configurable | 4 Large building Configurable | Air Circuit breakers - Optimum | ACB | 48493 | voltage release MX 100 to 130 V DC and | 3943 | 1H | B | PPACB
Configurable | 4 Large building Configurable | Air Circuit breakers - Optimum | ACB | 48494 | voltage release MX 200 to 250 V DC and | 3943 | 1H | B | PPACB
Configurable | 4 Large building Configurable | Air Circuit breakers - Optimum | ACB | 48498 | TRIP UNIT MICROLOGIC 2.0 E FOR MASTERPAC | 13040 | 1H | B | PPACB
Configurable | 4 Large building Configurable | Air Circuit breakers - Optimum | ACB | 48499 | TRIP UNIT MICROLOGIC 5.0 E FOR MASTERPAC | 26616 | 1H | B | PPACB
Configurable | 4 Large building Configurable | Air Circuit breakers - Optimum | ACB | 48500 | TRIP UNIT MICROLOGIC 6.0 E FOR MASTERPAC | 11084 | 1H | B | PPACB
Configurable | 4 Large building Configurable | Air Circuit breakers - Optimum | ACB | 48501 | instantaneous undervoltage release MN | 3943 | 1H | B | PPACB
Configurable | 4 Large building Configurable | Air Circuit breakers - Optimum | ACB | 48503 | instantaneous undervoltage release MN | 3943 | 1H | B | PPACB
Configurable | 4 Large building Configurable | Air Circuit breakers - Optimum | ACB | 48504 | instantaneous undervoltage release MN | 3943 | 1H | B | PPACB
Configurable | 4 Large building Configurable | Air Circuit breakers - Optimum | ACB | 48506 | instantaneous undervoltage release MN | 3873 | 1H | B | PPACB
Configurable | 4 Large building Configurable | Air Circuit breakers - Optimum | ACB | 48521 | motormechanism MCH 24 to 30 V DC | 19390 | 1H | B | PPACB
Configurable | 4 Large building Configurable | Air Circuit breakers - Optimum | ACB | 48526 | motormechanism MCH 100 to 130 V AC | 19390 | 1H | B | PPACB
Configurable | 4 Large building Configurable | Air Circuit breakers - Optimum | ACB | 48527 | motormechanism MCH 200 to 240 V AC | 19390 | 1H | B | PPACB
Configurable | 4 Large building Configurable | Air Circuit breakers - Optimum | ACB | 48529 | motormechanism MCH 380 to 415 V AC | 21105 | 1H | B | PPACB
Configurable | 4 Large building Configurable | Air Circuit breakers - Optimum | ACB | 48535 | OPERATION COUNTER MECHANICAL 5 DIGIT DIS | 4377 | 1H | A | PPACB
Configurable | 4 Large building Configurable | Air Circuit breakers - Optimum | ACB | 48536 | PUSHBUTTON PADLOCKING DEVICE | 1351 | 1H | A | PPACB
Configurable | 4 Large building Configurable | Air Circuit breakers - Optimum | ACB | 48539 | OFF POSITION PADLOCKING | 520 | 1H | A | PPACB
Configurable | 4 Large building Configurable | Air Circuit breakers - Optimum | ACB | 48541 | PROFALUX/RONIS OFF POSITION LOCKING KIT | 1480 | 1H | B | PPACB
Configurable | 4 Large building Configurable | Air Circuit breakers - Optimum | ACB | 48549 | RONIS OFF POSITION LOCKING 1 KEYLOCK | 1695 | 1H | B | PPACB
Configurable | 4 Large building Configurable | Air Circuit breakers - Optimum | ACB | 48550 | RONIS OFF POSITION LOCKING 1 KEYLOCK AND | 3390 | 1H | B | PPACB
Configurable | 4 Large building Configurable | Air Circuit breakers - Optimum | ACB | 48564 | PROFALUX/RONIS DISCON. POSITION LOCKING | 1480 | 1H | A | PPACB
Configurable | 4 Large building Configurable | Air Circuit breakers - Optimum | ACB | 48568 | PROFALUX DISCONNECTED POSITION LOCKING W | 1665 | 1H | B | PPACB
Configurable | 4 Large building Configurable | Air Circuit breakers - Optimum | ACB | 48572 | RONIS DISCONNECTED POSITION LOCKING WITH | 1695 | 1H | B | PPACB
Configurable | 4 Large building Configurable | Air Circuit breakers - Optimum | ACB | 48582 | RACKING INTERLOCK (LOCKOUT WITH DOOR OPE | 832 | 1H | B | PPACB
Configurable | 4 Large building Configurable | Air Circuit breakers - Optimum | ACB | 48595 | AUXILIARY TERMINAL SHIELD FOR NW800/4000 | 1222 | 1H | B | PPACB
Configurable | 4 Large building Configurable | Air Circuit breakers - Optimum | ACB | 48599 | 3 INTERPHASE BARRIERS FOR FIXED BREAKER | 2995 | 1H | B | PPACB
Configurable | 4 Large building Configurable | Air Circuit breakers - Optimum | ACB | 48600 | 3 INTERPHASE BARRIERS FOR D/O BREAKER | 2287 | 1H | A | PPACB
Configurable | 4 Large building Configurable | Air Circuit breakers - Optimum | ACB | 48601 | ESCUTCHEON FOR FIXED BREAKER | 1333 | 1H | A | PPACB
Configurable | 4 Large building Configurable | Air Circuit breakers - Optimum | ACB | 48603 | ESCUTCHEON FOR DRAWOUT BREAKER | 1707 | 1H | A | PPACB
Configurable | 4 Large building Configurable | Air Circuit breakers - Optimum | ACB | 48604 | TRANSPARENT COVER FOR ESCUTCHEON ON DRAW | 6031 | 1H | A | PPACB
Configurable | 4 Large building Configurable | Air Circuit breakers - Optimum | ACB | 48605 | ESCUTCHEON BLANKING PLATE | 2162 | 1I | B | PPACB
Configurable | 4 Large building Configurable | Air Circuit breakers - Optimum | ACB | 65304 | MICROLOGIC 2.0 A FOR DRAWOUT BREAKER MAS | 13040 | 1H | B | PPACB
Configurable | 4 Large building Configurable | Air Circuit breakers - Optimum | ACB | 65305 | MICROLOGIC 5.0 A FOR DRAWOUT BREAKER MAS | 20953 | 1H | B | PPACB
Configurable | 4 Large building Configurable | Air Circuit breakers - Optimum | ACB | 65307 | MICROLOGIC 7.0 A FOR DRAWOUT BREAKER MAS | 34844 | 1H | B | PPACB
Configurable | 4 Large building Configurable | Air Circuit breakers - Optimum | ACB | LV833091 | SENSOR PLUG 630A NSX MTZ1 MTZ2 Nｰ5 | 339 | 1H | A | PPACB
Configurable | 4 Large building Configurable | Air Circuit breakers - Optimum | ACB | LV833092 | SENSOR PLUG 800A NSX MTZ1 MTZ2 Nｰ6 | 339 | 1H | A | PPACB
Configurable | 4 Large building Configurable | Air Circuit breakers - Optimum | ACB | LV833093 | SENSOR PLUG 1000A NSX MTZ1 MTZ2 Nｰ7 | 339 | 1H | A | PPACB
Configurable | 4 Large building Configurable | Air Circuit breakers - Optimum | ACB | LV833094 | SENSOR PLUG 1250A NSX MTZ1 MTZ2 Nｰ9 | 339 | 1H | A | PPACB
Configurable | 4 Large building Configurable | Air Circuit breakers - Optimum | ACB | LV833095 | SENSOR PLUG 1600A NSX MTZ1 MTZ2 Nｰ10 | 339 | 1H | A | PPACB
Configurable | 4 Large building Configurable | Air Circuit breakers - Optimum | ACB | LV833190SP | IDENTIFIED RONIS LOCK EL24135 WITH 2 KEY | 3229 | 1H | B | PPACB
Configurable | 4 Large building Configurable | Air Circuit breakers - Optimum | ACB | LV833191SP | IDENTIFIED RONIS LOCK EL24153 WITH 2 KEY | 3229 | 1H | B | PPACB
Configurable | 4 Large building Configurable | Air Circuit breakers - Optimum | ACB | LV833192SP | IDENTIFIED RONIS LOCK EL24315 WITH 2 KEY | 3229 | 1H | B | PPACB
Configurable | 4 Large building Configurable | Air Circuit breakers - Optimum | ACB | LV833200SP | CABLE-TYPE INTERLOCK. PLATE - FIXED MTZ1 | 9498 | 1H | B | PPACB
Configurable | 4 Large building Configurable | Air Circuit breakers - Optimum | ACB | LV833201SP | CABLE-TYPE INTERLOCK. PLATE FOR D/O MTZ1 | 9498 | 1H | B | PPACB
Configurable | 4 Large building Configurable | Air Circuit breakers - Optimum | ACB | LV833209SP | 2 CABLES INTERLOCKING FOR MTZ | 2340 | 1H | A | PPACB
Configurable | 4 Large building Configurable | Air Circuit breakers - Optimum | ACB | LV833574SP | Rectang. sensor earth leakage 470x160 mm | 33754 | 1H | A | PPACB
Configurable | 4 Large building Configurable | Air Circuit breakers - Optimum | ACB | LV833579SP | EXT. SENSOR (SGR) FOR MTZ | 15403 | 1H | B | PPACB
Configurable | 4 Large building Configurable | Air Circuit breakers - Optimum | ACB | LV833604 | Rear top vert.connection MTZ1 3P fixed | 1622 | 1H | B | PPACB
Configurable | 4 Large building Configurable | Air Circuit breakers - Optimum | ACB | LV833605 | Rear bott.vert.connect.MTZ1 3P fixed | 1622 | 1H | B | PPACB
Configurable | 4 Large building Configurable | Air Circuit breakers - Optimum | ACB | LV833606 | Rear top horiz.connection MTZ1 3P fixed | 1622 | 1H | B | PPACB
Configurable | 4 Large building Configurable | Air Circuit breakers - Optimum | ACB | LV833607 | Rear bott.horiz.connect.MTZ1 3P fixed | 1622 | 1H | B | PPACB
Configurable | 4 Large building Configurable | Air Circuit breakers - Optimum | ACB | LV833614 | Rear top vert.connection MTZ1 4P fixed | 2162 | 1H | B | PPACB
Configurable | 4 Large building Configurable | Air Circuit breakers - Optimum | ACB | LV833615 | Rear bott.vert.connect. MTZ1 4P fixed | 2162 | 1H | B | PPACB
Configurable | 4 Large building Configurable | Air Circuit breakers - Optimum | ACB | LV833616 | Rear top horiz.connection MTZ1 4P fixed | 2162 | 1H | B | PPACB
Configurable | 4 Large building Configurable | Air Circuit breakers - Optimum | ACB | LV833617 | Rear bott.horiz.connect.MTZ1 4P fixed | 2162 | 1H | B | PPACB
Configurable | 4 Large building Configurable | Air Circuit breakers - Optimum | ACB | LV833648SP | INTERPHASE BARRIERS KIT - FIXED MTZ1 NSX | 675 | 1H | A | PPACB
Configurable | 4 Large building Configurable | Air Circuit breakers - Optimum | ACB | LV833682SP | ADJUSTABLE DELAY UNIT MNR 200/250 VAC/DC | 5555 | 1H | A | PPACB
Configurable | 4 Large building Configurable | Air Circuit breakers - Optimum | ACB | LV833683SP | ADJUSTABLE DELAY UNIT - MNR 380/480 VAC | 5555 | 1H | B | PPACB
Configurable | 4 Large building Configurable | Air Circuit breakers - Optimum | ACB | LV833718SP | ESCUTCHEON FOR FIXED MTZ1 NSX | 605 | 1H | A | PPACB
Configurable | 4 Large building Configurable | Air Circuit breakers - Optimum | ACB | LV833722 | Chassis MTZ1 02/06-12 H1/H2 1250 A 3P | 16515 | 1H | B | PPACB
Configurable | 4 Large building Configurable | Air Circuit breakers - Optimum | ACB | LV833723 | Chassis MTZ1 16 H1/H2 1600 A 3P | 20274 | 1H | B | PPACB
Configurable | 4 Large building Configurable | Air Circuit breakers - Optimum | ACB | LV833725 | Chassis MTZ1 02/06-12 H1/H2 1250 A 4P | 21681 | 1H | B | PPACB
Configurable | 4 Large building Configurable | Air Circuit breakers - Optimum | ACB | LV833729 | Rear top vert.connect. MTZ1 3P drawout | 1622 | 1H | B | PPACB
Configurable | 4 Large building Configurable | Air Circuit breakers - Optimum | ACB | LV833730 | Rear bott.vert.connect.MTZ1 3P drawout | 1622 | 1H | B | PPACB
Configurable | 4 Large building Configurable | Air Circuit breakers - Optimum | ACB | LV833731 | Rear top horiz.connect. MTZ1 3P drawout | 1622 | 1H | B | PPACB
Configurable | 4 Large building Configurable | Air Circuit breakers - Optimum | ACB | LV833732 | Rear bott.horiz.connect.MTZ1 3P drawout | 1622 | 1H | B | PPACB
Configurable | 4 Large building Configurable | Air Circuit breakers - Optimum | ACB | LV833737 | Rear top horiz.connect. MTZ1 4P drawout | 2162 | 1H | B | PPACB
Configurable | 4 Large building Configurable | Air Circuit breakers - Optimum | ACB | LV833738 | Rear bott.horiz.connect.MTZ1 4P drawout | 2162 | 1H | B | PPACB
Configurable | 4 Large building Configurable | Air Circuit breakers - Optimum | ACB | LV833751 | CONNECTED POSITION CONTACT MTZ | 1081 | 1H | B | PPACB
Configurable | 4 Large building Configurable | Air Circuit breakers - Optimum | ACB | LV833752 | TEST POSITION CONTACT MTZ | 1081 | 1H | B | PPACB
Configurable | 4 Large building Configurable | Air Circuit breakers - Optimum | ACB | LV833753 | DISCONNECTED POSITION CONTACT MTZ | 1062 | 1H | B | PPACB
Configurable | 4 Large building Configurable | Air Circuit breakers - Optimum | ACB | LV833767SP | BREAKER MISMATCH PROTECTION (VDC) MTZ | 1340 | 1H | A | PPACB
Configurable | 4 Large building Configurable | Air Circuit breakers - Optimum | ACB | LV833768SP | INTERPHASE BARRIERS KIT DRAWOUT MTZ1 NSX | 675 | 1H | A | PPACB
Configurable | 4 Large building Configurable | Air Circuit breakers - Optimum | ACB | LV833806 | ON/OFF 1 contact (low level) MTZ1 D/O | 973 | 1H | B | PPACB
Configurable | 4 Large building Configurable | Air Circuit breakers - Optimum | ACB | LV833810 | COIL MX 24/30VDC 24VAC - DRAWOUT MTZ1 | 4086 | 1H | B | PPACB
Configurable | 4 Large building Configurable | Air Circuit breakers - Optimum | ACB | LV833812 | COIL MX 100/130VDC AC FOR DRAWOUT MTZ1 | 4160 | 1H | B | PPACB
Configurable | 4 Large building Configurable | Air Circuit breakers - Optimum | ACB | LV833813 | COIL MX 200/250VDC AC - DRAWOUT MTZ1 | 4086 | 1H | B | PPACB
Configurable | 4 Large building Configurable | Air Circuit breakers - Optimum | ACB | LV833819 | COIL MN 24/30VDC 24VAC FOR DRAWOUT MTZ1 | 4086 | 1H | B | PPACB
Configurable | 4 Large building Configurable | Air Circuit breakers - Optimum | ACB | LV833822 | COIL MN 200/250VDC AC FOR DRAWOUT MTZ1 | 4086 | 1H | B | PPACB
Configurable | 4 Large building Configurable | Air Circuit breakers - Optimum | ACB | LV833857SP | ESCUTCHEON FOR DRAWOUT MTZ1 NSX | 928 | 1H | A | PPACB
Configurable | 4 Large building Configurable | Air Circuit breakers - Optimum | ACB | LV833859SP | TRANSPARENT COVER FOR DRAWOUT MTZ1 | 4113 | 1H | B | PPACB
Configurable | 4 Large building Configurable | Air Circuit breakers - Optimum | ACB | LV833895 | CDM operation counter (mech.5 dig) MTZ1 | 3287 | 1H | B | PPACB
Configurable | 4 Large building Configurable | Air Circuit breakers - Optimum | ACB | LV833897 | Pushbutton locking cover for MTZ1 | 1096 | 1H | A | PPACB
Configurable | 4 Large building Configurable | Air Circuit breakers - Optimum | ACB | LV833982 | SENSOR PLUG 2000A NSX MTZ2 Nｰ11 | 339 | 1H | A | PPACB
Configurable | 4 Large building Configurable | Air Circuit breakers - Optimum | ACB | LV833983 | SENSOR PLUG 2500A NSX MTZ2 Nｰ12 | 339 | 1H | A | PPACB
Configurable | 4 Large building Configurable | Air Circuit breakers - Optimum | ACB | LV833984 | SENSOR PLUG 3200A NSX MTZ2 Nｰ14 | 339 | 1H | A | PPACB
Configurable | 4 Large building Configurable | Air Circuit breakers - Optimum | ACB | LV836303 | ESM module ERMS - for MTZ2/3 - drawout | 3419 | 1H | B | PPACB
Configurable | 4 Large building Configurable | Air Circuit breakers - Optimum | ACB | LV836387 | ULP port module for drawout MTZ2/3 | 3263 | 1H | B | PPACB
Configurable | 4 Large building Configurable | Air Circuit breakers - Optimum | ACB | LV836388 | WIRING ULP PORT FOR MTZ1 | 579 | 1H | B | PPACB
Configurable | 4 Large building Configurable | Air Circuit breakers - Optimum | ACB | LV836705 | COIL MN DIAG 24/30VDC 24VAC - D/O MTZ2-3 | 4265 | 1H | B | PPACB
Configurable | 4 Large building Configurable | Air Circuit breakers - Optimum | ACB | LV839462 | Chassis terminal block for SDE2 - MTZ1 | 122 | 1H | B | PPACB
Configurable | 4 Large building Configurable | Air Circuit breakers - Optimum | ACB | LV839472 | Chassis terminal blocks for 4OF - MTZ2/3 | 469 | 1H | B | PPACB
Configurable | 4 Large building Configurable | Air Circuit breakers - Optimum | ACB | LV839473 | Chassis terminal block for PTE - MTZ2/3 | 237 | 1H | B | PPACB
Configurable | 4 Large building Configurable | Air Circuit breakers - Optimum | ACB | LV839475 | Chassis terminal blocks PTE/4OF - MTZ2/3 | 700 | 1H | B | PPACB
Configurable | 4 Large building Configurable | Air Circuit breakers - Optimum | ACB | LV839476 | Chassis terminal block for SDE2 - MTZ2/3 | 122 | 1H | B | PPACB
Configurable | 4 Large building Configurable | Air Circuit breakers - Optimum | ACB | LV839478 | Chassis terminal blocks SDE2/4OF -MTZ2/3 | 584 | 1H | B | PPACB
Configurable | 4 Large building Configurable | Air Circuit breakers - Optimum | ACB | LV839484 | Chassis terminal blocks M2C/4OF - MTZ2/3 | 584 | 1H | B | PPACB
Configurable | 4 Large building Configurable | Air Circuit breakers - Optimum | ACB | LV846437 | BASIC FRAME MT MTZ1 08H3 800 A 3P FIXED | 53122 | 1H | B | PPACB
Configurable | 4 Large building Configurable | Air Circuit breakers - Optimum | ACB | LV846439 | CIRCUIT BREAKER MTZ1 12 H3 3P FIXED | 53516 | 1H | B | PPACB
Configurable | 4 Large building Configurable | Air Circuit breakers - Optimum | ACB | LV846440 | CIRCUIT BREAKER MTZ1 16 H3 3P FIXED | 58867 | 1H | B | PPACB
Configurable | 4 Large building Configurable | Air Circuit breakers - Optimum | ACB | LV846452 | CIRCUIT BREAKER MTZ1 10 H3 3P DRAWOUT | 53516 | 1H | B | PPACB
Configurable | 4 Large building Configurable | Air Circuit breakers - Optimum | ACB | LV846453 | CIRCUIT BREAKER MTZ1 12 H3 3P DRAWOUT | 53516 | 1H | B | PPACB
Configurable | 4 Large building Configurable | Air Circuit breakers - Optimum | ACB | LV846454 | CIRCUIT BREAKER MTZ1 16 H3 3P DRAWOUT | 58867 | 1H | B | PPACB
Configurable | 4 Large building Configurable | Air Circuit breakers - Optimum | ACB | LV846457 | CIRCUIT BREAKER MTZ1 06 H3 4P DRAWOUT | 69059 | 1H | B | PPACB
Configurable | 4 Large building Configurable | Air Circuit breakers - Optimum | ACB | LV847110 | CIRCUIT BREAKER MTZ1 06 H1 3P FIXED | 41345 | 1H | B | PPACB
Configurable | 4 Large building Configurable | Air Circuit breakers - Optimum | ACB | LV847120 | CIRCUIT BREAKER MTZ1 08 H1 3P FIXED | 41345 | 1H | B | PPACB
Configurable | 4 Large building Configurable | Air Circuit breakers - Optimum | ACB | LV847123 | CIRCUIT BREAKER MTZ1 08 H2 3P FIXED | 47546 | 1H | B | PPACB
Configurable | 4 Large building Configurable | Air Circuit breakers - Optimum | ACB | LV847130 | CIRCUIT BREAKER MTZ1 10 H1 3P FIXED | 41345 | 1H | B | PPACB
Configurable | 4 Large building Configurable | Air Circuit breakers - Optimum | ACB | LV847131 | CIRCUIT BREAKER MTZ1 10 H2 3P FIXED | 47546 | 1H | B | PPACB
Configurable | 4 Large building Configurable | Air Circuit breakers - Optimum | ACB | LV847140 | CIRCUIT BREAKER MTZ1 12 H1 3P FIXED | 41345 | 1H | B | PPACB
Configurable | 4 Large building Configurable | Air Circuit breakers - Optimum | ACB | LV847141 | CIRCUIT BREAKER MTZ1 12 H2 3P FIXED | 47546 | 1H | B | PPACB
Configurable | 4 Large building Configurable | Air Circuit breakers - Optimum | ACB | LV847145 | CIRCUIT BREAKER MTZ1 12 H1 4P FIXED | 63840 | 1H | B | PPACB
Configurable | 4 Large building Configurable | Air Circuit breakers - Optimum | ACB | LV847150 | CIRCUIT BREAKER MTZ1 16 H1 3P FIXED | 46095 | 1H | B | PPACB
Configurable | 4 Large building Configurable | Air Circuit breakers - Optimum | ACB | LV847159 | SWITCH DISCONNECTOR MTZ1 06 HA 3P FIXED | 34011 | 1H | B | PPACB
Configurable | 4 Large building Configurable | Air Circuit breakers - Optimum | ACB | LV847162 | SWITCH DISCONNECTOR MTZ1 08 HA 4P FIXED | 44998 | 1H | B | PPACB
Configurable | 4 Large building Configurable | Air Circuit breakers - Optimum | ACB | LV847167 | SWITCH DISCONNECTOR MTZ1 16 HA 3P FIXED | 51260 | 1H | B | PPACB
Configurable | 4 Large building Configurable | Air Circuit breakers - Optimum | ACB | LV847168 | SWITCH DISCONNECTOR MTZ1 16 HA 4P FIXED | 67025 | 1H | B | PPACB
Configurable | 4 Large building Configurable | Air Circuit breakers - Optimum | ACB | LV847200 | CIRCUIT BREAKER MTZ1 06 H1 3P DRAWOUT | 51396 | 1H | B | PPACB
Configurable | 4 Large building Configurable | Air Circuit breakers - Optimum | ACB | LV847210 | CIRCUIT BREAKER MTZ1 08 H1 3P DRAWOUT | 52321 | 1H | B | PPACB
Configurable | 4 Large building Configurable | Air Circuit breakers - Optimum | ACB | LV847211 | CIRCUIT BREAKER MTZ1 08 H2 3P DRAWOUT | 59105 | 1H | B | PPACB
Configurable | 4 Large building Configurable | Air Circuit breakers - Optimum | ACB | LV847215 | CIRCUIT BREAKER MTZ1 08 H1 4P DRAWOUT | 59908 | 1H | B | PPACB
Configurable | 4 Large building Configurable | Air Circuit breakers - Optimum | ACB | LV847220 | CIRCUIT BREAKER MTZ1 10 H1 3P DRAWOUT | 52321 | 1H | B | PPACB
Configurable | 4 Large building Configurable | Air Circuit breakers - Optimum | ACB | LV847221 | CIRCUIT BREAKER MTZ1 10 H2 3P DRAWOUT | 59105 | 1H | B | PPACB
Configurable | 4 Large building Configurable | Air Circuit breakers - Optimum | ACB | LV847225 | CIRCUIT BREAKER MTZ1 10 H1 4P DRAWOUT | 63001 | 1H | B | PPACB
Configurable | 4 Large building Configurable | Air Circuit breakers - Optimum | ACB | LV847231 | CIRCUIT BREAKER MTZ1 12 H2 3P DRAWOUT | 59105 | 1H | B | PPACB
Configurable | 4 Large building Configurable | Air Circuit breakers - Optimum | ACB | LV847241 | CIRCUIT BREAKER MTZ1 16 H2 3P DRAWOUT | 60469 | 1H | B | PPACB
Configurable | 4 Large building Configurable | Air Circuit breakers - Optimum | ACB | LV847252 | SWITCH DISCONNECTOR MTZ1 10HA 3P DRAWOUT | 44816 | 1H | B | PPACB
Configurable | 4 Large building Configurable | Air Circuit breakers - Optimum | ACB | LV847254 | SWITCH DISCONNECTOR MTZ1 12HA 3P DRAWOUT | 48224 | 1H | B | PPACB
Configurable | 4 Large building Configurable | Air Circuit breakers - Optimum | ACB | LV847256 | SWITCH DISCONNECTOR MTZ1 16HA 3P DRAWOUT | 53468 | 1H | B | PPACB
Configurable | 4 Large building Configurable | Air Circuit breakers - Optimum | ACB | LV847280 | CONTROL UNIT 2.0X - WO AAF FOR FIXED MTZ | 11759 | 1H | B | PPACB
Configurable | 4 Large building Configurable | Air Circuit breakers - Optimum | ACB | LV847281 | CONTROL UNIT 2.0X - WO AAF FOR D/O MTZ1 | 14083 | 1H | B | PPACB
Configurable | 4 Large building Configurable | Air Circuit breakers - Optimum | ACB | LV847283 | CONTROL UNIT 5.0X - WO AAF FOR FIXED MTZ | 21000 | 1H | B | PPACB
Configurable | 4 Large building Configurable | Air Circuit breakers - Optimum | ACB | LV847284 | Cont.Unit Micrologic 5.0X MTZ1 D/O | 21629 | 1H | B | PPACB
Configurable | 4 Large building Configurable | Air Circuit breakers - Optimum | ACB | LV847288 | CONTROL UNIT 6.0X - WO AAF FOR FIXED MTZ | 23434 | 1H | B | PPACB
Configurable | 4 Large building Configurable | Air Circuit breakers - Optimum | ACB | LV847292 | CONTROL UNIT 6.0X - WO AAF FOR D/O MTZ1 | 28745 | 1H | B | PPACB
Configurable | 4 Large building Configurable | Air Circuit breakers - Optimum | ACB | LV847311 | COIL XF COM 24/30VDC 24VAC FOR FIXED MTZ | 4265 | 1H | B | PPACB
Configurable | 4 Large building Configurable | Air Circuit breakers - Optimum | ACB | LV847321 | COIL MX COM 24/30VDC 24VAC - FIXED MTZ | 4265 | 1H | B | PPACB
Configurable | 4 Large building Configurable | Air Circuit breakers - Optimum | ACB | LV847328 | TOP FRONT CONNECT - FIXED MTZ1 06/16 3P | 1622 | 1H | B | PPACB
Configurable | 4 Large building Configurable | Air Circuit breakers - Optimum | ACB | LV847329 | BOTTOM FRONT CONNECT FIXED MTZ1 06/16 3P | 1622 | 1H | B | PPACB
Configurable | 4 Large building Configurable | Air Circuit breakers - Optimum | ACB | LV847339 | ON/OFF 1 contact (low level) MTZ1 fixed | 973 | 1H | B | PPACB
Configurable | 4 Large building Configurable | Air Circuit breakers - Optimum | ACB | LV847342 | READY-TO-CLOSE CONTACT FOR FIXED MTZ | 2256 | 1H | B | PPACB
Configurable | 4 Large building Configurable | Air Circuit breakers - Optimum | ACB | LV847350 | COIL XF 24/30VDC 24VAC FOR FIXED MTZ | 4086 | 1H | B | PPACB
Configurable | 4 Large building Configurable | Air Circuit breakers - Optimum | ACB | LV847352 | COIL XF 100/130VDC AC FOR FIXED MTZ | 4086 | 1H | B | PPACB
Configurable | 4 Large building Configurable | Air Circuit breakers - Optimum | ACB | LV847353 | COIL XF 200/250VDC AC FOR FIXED MTZ | 4086 | 1H | B | PPACB
Configurable | 4 Large building Configurable | Air Circuit breakers - Optimum | ACB | LV847354 | COIL XF 277 VAC FOR FIXED MTZ | 4086 | 1H | B | PPACB
Configurable | 4 Large building Configurable | Air Circuit breakers - Optimum | ACB | LV847360 | COIL MX 24/30VDC 24VAC FOR FIXED MTZ | 4086 | 1H | B | PPACB
Configurable | 4 Large building Configurable | Air Circuit breakers - Optimum | ACB | LV847362 | COIL MX 100/130VDC AC FOR FIXED MTZ | 4086 | 1H | B | PPACB
Configurable | 4 Large building Configurable | Air Circuit breakers - Optimum | ACB | LV847363 | COIL MX 200/250VDC AC FOR FIXED MTZ | 4086 | 1H | B | PPACB
Configurable | 4 Large building Configurable | Air Circuit breakers - Optimum | ACB | LV847364 | COIL MX 277V AC FOR FIXED MTZ | 4086 | 1H | B | PPACB
Configurable | 4 Large building Configurable | Air Circuit breakers - Optimum | ACB | LV847373 | COIL MX2 200/250VDC AC - FIXED MTZ | 4086 | 1H | B | PPACB
Configurable | 4 Large building Configurable | Air Circuit breakers - Optimum | ACB | LV847383 | COIL MN 200/250VDC AC FOR FIXED MTZ | 4086 | 1H | B | PPACB
Configurable | 4 Large building Configurable | Air Circuit breakers - Optimum | ACB | LV847385 | COIL MN 380/480VAC FOR FIXED MTZ | 4086 | 1H | B | PPACB
Configurable | 4 Large building Configurable | Air Circuit breakers - Optimum | ACB | LV847395 | MOTORMECA MCH 100/130V AC - FIXED MTZ1 | 10615 | 1H | B | PPACB
Configurable | 4 Large building Configurable | Air Circuit breakers - Optimum | ACB | LV847396 | MOTORMECA MCH 200/240V AC - FIXED MTZ1 | 10615 | 1H | B | PPACB
Configurable | 4 Large building Configurable | Air Circuit breakers - Optimum | ACB | LV847430 | Addit. SDE (6 A/240 VAC) MTZ1 D/O | 973 | 1H | B | PPACB
Configurable | 4 Large building Configurable | Air Circuit breakers - Optimum | ACB | LV847432 | PF contact (5A/240VAC) MTZ1 UL489 D/O | 2256 | 1H | B | PPACB
Configurable | 4 Large building Configurable | Air Circuit breakers - Optimum | ACB | LV847440 | COIL XF 24/30VDC 24VAC FOR DRAWOUT MTZ1 | 4086 | 1H | B | PPACB
Configurable | 4 Large building Configurable | Air Circuit breakers - Optimum | ACB | LV847442 | COIL XF 100/130VDC AC FOR DRAWOUT MTZ1 | 4086 | 1H | B | PPACB
Configurable | 4 Large building Configurable | Air Circuit breakers - Optimum | ACB | LV847443 | COIL XF 200/250VDC AC FOR DRAWOUT MTZ1 | 4086 | 1H | B | PPACB
Configurable | 4 Large building Configurable | Air Circuit breakers - Optimum | ACB | LV847460 | MOTORMECA MCH 24/30V DC - DRAWOUT MTZ1 | 12464 | 1H | B | PPACB
Configurable | 4 Large building Configurable | Air Circuit breakers - Optimum | ACB | LV847465 | MOTORMECA MCH 100/130V AC - DRAWOUT MTZ1 | 10615 | 1H | B | PPACB
Configurable | 4 Large building Configurable | Air Circuit breakers - Optimum | ACB | LV847466 | MOTORMECA MCH 200/240V AC - DRAWOUT MTZ1 | 10615 | 1H | B | PPACB
Configurable | 4 Large building Configurable | Air Circuit breakers - Optimum | ACB | LV847506 | VOLTAGE MEASUREMENT INPUT FOR FIXED MTZ | 3243 | 1H | B | PPACB
Configurable | 4 Large building Configurable | Air Circuit breakers - Optimum | ACB | LV847514 | OFF-lock. Padlock.+BPFE support MTZ1 | 1263 | 1H | A | PPACB
Configurable | 4 Large building Configurable | Air Circuit breakers - Optimum | ACB | LV847521 | OFF-lock. 1Ronis keylock (2 keys) MTZ1 | 2528 | 1H | B | PPACB
Configurable | 4 Large building Configurable | Air Circuit breakers - Optimum | ACB | LV847820 | SENSOR PLUG 4000A NSX MTZ2 Nｰ16 | 391 | 1H | A | PPACB
Configurable | 4 Large building Configurable | Air Circuit breakers - Optimum | ACB | LV847825 | SENSOR PLUG 5000A MTZ3 Nｰ24 | 391 | 1H | B | PPACB
Configurable | 4 Large building Configurable | Air Circuit breakers - Optimum | ACB | LV847826 | SENSOR PLUG 6300A MTZ3 Nｰ26 | 391 | 1H | B | PPACB
Configurable | 4 Large building Configurable | Air Circuit breakers - Optimum | ACB | LV847829 | BRACKETS MOUNT. ON BACKPLATE FIXE MTZ2/3 | 1101 | 1H | B | PPACB
Configurable | 4 Large building Configurable | Air Circuit breakers - Optimum | ACB | LV847850 | 6 WIRE AUXIL TERMINAL BLOCK - D/O MTZ2-3 | 569 | 1H | B | PPACB
Configurable | 4 Large building Configurable | Air Circuit breakers - Optimum | ACB | LV847904 | INTERNAL COM WIRING FOR MX XF MN MTZ2/3 | 1184 | 1H | B | PPACB
Configurable | 4 Large building Configurable | Air Circuit breakers - Optimum | ACB | LV847905 | COM WIRING AND MICROSWITCHES MTZ2-3 | 1776 | 1H | A | PPACB
Configurable | 4 Large building Configurable | Air Circuit breakers - Optimum | ACB | LV847906 | COM WIRING AND MICROSWITCHES MTZ1 | 1776 | 1H | B | PPACB
Configurable | 4 Large building Configurable | Air Circuit breakers - Optimum | ACB | LV847926SP | CABLE INTERLOCK PLATE FIXED/DRAW MTZ2-3 | 9498 | 1H | A | PPACB
Configurable | 4 Large building Configurable | Air Circuit breakers - Optimum | ACB | LV848000 | CIRCUIT BREAKER MTZ2 08 N1 3P FIXED | 44260 | 1H | B | PPACB
Configurable | 4 Large building Configurable | Air Circuit breakers - Optimum | ACB | LV848002 | CIRCUIT BREAKER MTZ2 08 H2 3P FIXED | 63943 | 1H | B | PPACB
Configurable | 4 Large building Configurable | Air Circuit breakers - Optimum | ACB | LV848014 | CIRCUIT BREAKER MTZ2 10 N1 3P FIXED | 49617 | 1H | B | PPACB
Configurable | 4 Large building Configurable | Air Circuit breakers - Optimum | ACB | LV848029 | CIRCUIT BREAKER MTZ2 12 H1 3P FIXED | 53516 | 1H | B | PPACB
Configurable | 4 Large building Configurable | Air Circuit breakers - Optimum | ACB | LV848036 | CIRCUIT BREAKER MTZ2 12 H1 4P FIXED | 74557 | 1H | B | PPACB
Configurable | 4 Large building Configurable | Air Circuit breakers - Optimum | ACB | LV848040 | SWITCH DISCONNECTOR MTZ2 12 HA 4P FIXED | 69570 | 1H | B | PPACB
Configurable | 4 Large building Configurable | Air Circuit breakers - Optimum | ACB | LV848042 | CIRCUIT BREAKER MTZ2 16 N1 3P FIXED | 50210 | 1H | B | PPACB
Configurable | 4 Large building Configurable | Air Circuit breakers - Optimum | ACB | LV848043 | CIRCUIT BREAKER MTZ2 16 H1 3P FIXED | 58867 | 1H | B | PPACB
Configurable | 4 Large building Configurable | Air Circuit breakers - Optimum | ACB | LV848047 | SWITCH DISCONNECTOR MTZ2 16 HA 3P FIXED | 58867 | 1H | B | PPACB
Configurable | 4 Large building Configurable | Air Circuit breakers - Optimum | ACB | LV848050 | CIRCUIT BREAKER MTZ2 16 H1 4P FIXED | 84885 | 1H | B | PPACB
Configurable | 4 Large building Configurable | Air Circuit breakers - Optimum | ACB | LV848057 | CIRCUIT BREAKER MTZ2 20 H1 3P FIXED | 71163 | 1H | B | PPACB
Configurable | 4 Large building Configurable | Air Circuit breakers - Optimum | ACB | LV848070 | CIRCUIT BREAKER MTZ2 25 H1 3P FIXED | 107996 | 1H | B | PPACB
Configurable | 4 Large building Configurable | Air Circuit breakers - Optimum | ACB | LV848071 | CIRCUIT BREAKER MTZ2 25 H2 3P FIXED | 115635 | 1H | B | PPACB
Configurable | 4 Large building Configurable | Air Circuit breakers - Optimum | ACB | LV848074 | SWITCH DISCONNECTOR MTZ2 25 HA 3P FIXED | 71082 | 1H | B | PPACB
Configurable | 4 Large building Configurable | Air Circuit breakers - Optimum | ACB | LV848076 | CIRCUIT BREAKER MTZ2 25 H1 4P FIXED | 122660 | 1H | B | PPACB
Configurable | 4 Large building Configurable | Air Circuit breakers - Optimum | ACB | LV848080 | SWITCH DISCONNECTOR MTZ2 25 HA 4P FIXED | 92406 | 1H | B | PPACB
Configurable | 4 Large building Configurable | Air Circuit breakers - Optimum | ACB | LV848082 | CIRCUIT BREAKER MTZ2 32 H1 3P FIXED | 137529 | 1H | B | PPACB
Configurable | 4 Large building Configurable | Air Circuit breakers - Optimum | ACB | LV848085 | SWITCH DISCONNECTOR MTZ2 32 HA 3P FIXED | 84587 | 1H | B | PPACB
Configurable | 4 Large building Configurable | Air Circuit breakers - Optimum | ACB | LV848087 | CIRCUIT BREAKER MTZ2 32 H1 4P FIXED | 174936 | 1H | B | PPACB
Configurable | 4 Large building Configurable | Air Circuit breakers - Optimum | ACB | LV848090 | SWITCH DISCONNECTOR MTZ2 32 HA 4P FIXED | 109963 | 1H | B | PPACB
Configurable | 4 Large building Configurable | Air Circuit breakers - Optimum | ACB | LV848112 | CIRCUIT BREAKER MTZ3 50 H1 3P FIXED | 306925 | 1H | B | PPACB
Configurable | 4 Large building Configurable | Air Circuit breakers - Optimum | ACB | LV848133 | TOP VERTIC REAR CONNECT - MTZ2 08/20 3P | 1622 | 1H | B | PPACB
Configurable | 4 Large building Configurable | Air Circuit breakers - Optimum | ACB | LV848134 | TOP VERTIC REAR CONNECT - MTZ2 25/32 3P | 3151 | 1H | B | PPACB
Configurable | 4 Large building Configurable | Air Circuit breakers - Optimum | ACB | LV848135 | TOP VERTIC REAR CONNECT - MTZ2 40 3P | 5896 | 1H | B | PPACB
Configurable | 4 Large building Configurable | Air Circuit breakers - Optimum | ACB | LV848138 | BOTTOM VERTIC REAR CONNECT MTZ2 08/20 3P | 1622 | 1H | B | PPACB
Configurable | 4 Large building Configurable | Air Circuit breakers - Optimum | ACB | LV848139 | BOTTOM VERTIC REAR CONNECT MTZ2 25/32 3P | 3151 | 1H | B | PPACB
Configurable | 4 Large building Configurable | Air Circuit breakers - Optimum | ACB | LV848140 | BOTTOM VERTIC REAR CONNECT - MTZ2 40 3P | 5896 | 1H | B | PPACB
Configurable | 4 Large building Configurable | Air Circuit breakers - Optimum | ACB | LV848141 | BOTTOM VERTIC REAR CONNEC MTZ3 40/50 3P | 6191 | 1H | B | PPACB
Configurable | 4 Large building Configurable | Air Circuit breakers - Optimum | ACB | LV848143 | TOP HORIZ REAR CONNECT - MTZ2 08/20 3P | 1622 | 1H | B | PPACB
Configurable | 4 Large building Configurable | Air Circuit breakers - Optimum | ACB | LV848144 | TOP HORIZ REAR CONNECT - MTZ2 25/32 3P | 3151 | 1H | B | PPACB
Configurable | 4 Large building Configurable | Air Circuit breakers - Optimum | ACB | LV848145 | TOP HORIZ REAR CONNECT - MTZ2 40 3P | 6002 | 1H | B | PPACB
Configurable | 4 Large building Configurable | Air Circuit breakers - Optimum | ACB | LV848146 | TOP HORIZ REAR CONNECT - MTZ3 40/50 3P | 6191 | 1H | B | PPACB
Configurable | 4 Large building Configurable | Air Circuit breakers - Optimum | ACB | LV848148 | BOTTOM HORIZ REAR CONNECT -MTZ2 08/20 3P | 1622 | 1H | B | PPACB
Configurable | 4 Large building Configurable | Air Circuit breakers - Optimum | ACB | LV848149 | BOTTOM HORIZ REAR CONNECT -MTZ2 25/32 3P | 3151 | 1H | B | PPACB
Configurable | 4 Large building Configurable | Air Circuit breakers - Optimum | ACB | LV848150 | BOTTOM HORIZ REAR CONNECT - MTZ2 40 3P | 6002 | 1H | B | PPACB
Configurable | 4 Large building Configurable | Air Circuit breakers - Optimum | ACB | LV848151 | BOTTOM HORIZ REAR CONNECT MTZ3 40/50 3P | 6191 | 1H | B | PPACB
Configurable | 4 Large building Configurable | Air Circuit breakers - Optimum | ACB | LV848153 | TOP FRONT CONNECT - FIXED MTZ2 08/16 4P | 2162 | 1H | B | PPACB
Configurable | 4 Large building Configurable | Air Circuit breakers - Optimum | ACB | LV848155 | BOTTOM FRONT CONNECT FIXED MTZ2 08/16 4P | 2162 | 1H | B | PPACB
Configurable | 4 Large building Configurable | Air Circuit breakers - Optimum | ACB | LV848158 | TOP VERTIC REAR CONNECT - MTZ2 08/20 4P | 2162 | 1H | B | PPACB
Configurable | 4 Large building Configurable | Air Circuit breakers - Optimum | ACB | LV848159 | TOP VERTIC REAR CONNECT - MTZ2 25/32 4P | 4127 | 1H | B | PPACB
Configurable | 4 Large building Configurable | Air Circuit breakers - Optimum | ACB | LV848160 | TOP VERTIC REAR CONNECT - MTZ2 40 4P | 7861 | 1H | B | PPACB
Configurable | 4 Large building Configurable | Air Circuit breakers - Optimum | ACB | LV848163 | BOTTOM VERTIC REAR CONNECT MTZ2 08/20 4P | 2162 | 1H | B | PPACB
Configurable | 4 Large building Configurable | Air Circuit breakers - Optimum | ACB | LV848164 | BOTTOM VERTIC REAR CONNECT MTZ2 25/32 4P | 4127 | 1H | B | PPACB
Configurable | 4 Large building Configurable | Air Circuit breakers - Optimum | ACB | LV848165 | BOTTOM VERTIC REAR CONNECT - MTZ2 40 4P | 7861 | 1H | B | PPACB
Configurable | 4 Large building Configurable | Air Circuit breakers - Optimum | ACB | LV848168 | TOP HORIZ REAR CONNECT - MTZ2 08/20 4P | 2162 | 1H | B | PPACB
Configurable | 4 Large building Configurable | Air Circuit breakers - Optimum | ACB | LV848169 | TOP HORIZ REAR CONNECT - MTZ2 25/32 4P | 4127 | 1H | B | PPACB
Configurable | 4 Large building Configurable | Air Circuit breakers - Optimum | ACB | LV848171 | TOP HORIZ REAR CONNECT - MTZ3 40/50 4P | 8254 | 1H | B | PPACB
Configurable | 4 Large building Configurable | Air Circuit breakers - Optimum | ACB | LV848173 | BOTTOM HORIZ REAR CONNECT -MTZ2 08/20 4P | 2162 | 1H | B | PPACB
Configurable | 4 Large building Configurable | Air Circuit breakers - Optimum | ACB | LV848174 | BOTTOM HORIZ REAR CONNECT -MTZ2 25/32 4P | 4127 | 1H | B | PPACB
Configurable | 4 Large building Configurable | Air Circuit breakers - Optimum | ACB | LV848176 | BOTTOM HORIZ REAR CONNECT MTZ3 40/50 4P | 8254 | 1H | B | PPACB
Configurable | 4 Large building Configurable | Air Circuit breakers - Optimum | ACB | LV848198 | AUXIL. CONTACT 4 OC FOR FIXED MTZ2-3 | 3681 | 1H | B | PPACB
Configurable | 4 Large building Configurable | Air Circuit breakers - Optimum | ACB | LV848200 | AUXIL. CONTACT SDE2 FOR FIXED MTZ2-3 | 1133 | 1H | B | PPACB
Configurable | 4 Large building Configurable | Air Circuit breakers - Optimum | ACB | LV848206 | MOTORMECA MCH 24/30VDC - FIXED MTZ2-3 | 20276 | 1H | B | PPACB
Configurable | 4 Large building Configurable | Air Circuit breakers - Optimum | ACB | LV848212 | MOTORMECA MCH 200/240VAC - FIXED MTZ2-3 | 20276 | 1H | B | PPACB
Configurable | 4 Large building Configurable | Air Circuit breakers - Optimum | ACB | LV848213 | MOTORMECA MCH 250/277VAC - FIXED MTZ2-3 | 22266 | 1H | B | PPACB
Configurable | 4 Large building Configurable | Air Circuit breakers - Optimum | ACB | LV848230 | CIRCUIT BREAKER MTZ2 08 N1 3P DRAWOUT | 47442 | 1H | B | PPACB
Configurable | 4 Large building Configurable | Air Circuit breakers - Optimum | ACB | LV848232 | CIRCUIT BREAKER MTZ2 08 H2 3P DRAWOUT | 63943 | 1H | B | PPACB
Configurable | 4 Large building Configurable | Air Circuit breakers - Optimum | ACB | LV848244 | CIRCUIT BREAKER MTZ2 10 N1 3P DRAWOUT | 48233 | 1H | B | PPACB
Configurable | 4 Large building Configurable | Air Circuit breakers - Optimum | ACB | LV848245 | CIRCUIT BREAKER MTZ2 10 H1 3P DRAWOUT | 55349 | 1H | B | PPACB
Configurable | 4 Large building Configurable | Air Circuit breakers - Optimum | ACB | LV848251 | CIRCUIT BREAKER MTZ2 10 N1 4P DRAWOUT | 60780 | 1H | B | PPACB
Configurable | 4 Large building Configurable | Air Circuit breakers - Optimum | ACB | LV848252 | CIRCUIT BREAKER MTZ2 10 H1 4P DRAWOUT | 69570 | 1H | B | PPACB
Configurable | 4 Large building Configurable | Air Circuit breakers - Optimum | ACB | LV848255 | SWITCH DISCONNECTOR MTZ2 10NA 4P DRAWOUT | 57538 | 1H | B | PPACB
Configurable | 4 Large building Configurable | Air Circuit breakers - Optimum | ACB | LV848258 | CIRCUIT BREAKER MTZ2 12 N1 3P DRAWOUT | 49419 | 1H | B | PPACB
Configurable | 4 Large building Configurable | Air Circuit breakers - Optimum | ACB | LV848259 | CIRCUIT BREAKER MTZ2 12 H1 3P DRAWOUT | 55349 | 1H | B | PPACB
Configurable | 4 Large building Configurable | Air Circuit breakers - Optimum | ACB | LV848260 | CIRCUIT BREAKER MTZ2 12 H2 3P DRAWOUT | 66503 | 1H | B | PPACB
Configurable | 4 Large building Configurable | Air Circuit breakers - Optimum | ACB | LV848266 | CIRCUIT BREAKER MTZ2 12 H1 4P DRAWOUT | 71628 | 1H | B | PPACB
Configurable | 4 Large building Configurable | Air Circuit breakers - Optimum | ACB | LV848269 | SWITCH DISCONNECTOR MTZ2 12NA 4P DRAWOUT | 57538 | 1H | B | PPACB
Configurable | 4 Large building Configurable | Air Circuit breakers - Optimum | ACB | LV848272 | CIRCUIT BREAKER MTZ2 16 N1 3P DRAWOUT | 51396 | 1H | B | PPACB
Configurable | 4 Large building Configurable | Air Circuit breakers - Optimum | ACB | LV848273 | CIRCUIT BREAKER MTZ2 16 H1 3P DRAWOUT | 58867 | 1H | B | PPACB
Configurable | 4 Large building Configurable | Air Circuit breakers - Optimum | ACB | LV848274 | CIRCUIT BREAKER MTZ2 16 H2 3P DRAWOUT | 67465 | 1H | B | PPACB
Configurable | 4 Large building Configurable | Air Circuit breakers - Optimum | ACB | LV848280 | CIRCUIT BREAKER MTZ2 16 H1 4P DRAWOUT | 81946 | 1H | B | PPACB
Configurable | 4 Large building Configurable | Air Circuit breakers - Optimum | ACB | LV848286 | CIRCUIT BREAKER MTZ2 20 N1 3P DRAWOUT | 56658 | 1H | B | PPACB
Configurable | 4 Large building Configurable | Air Circuit breakers - Optimum | ACB | LV848287 | CIRCUIT BREAKER MTZ2 20 H1 3P DRAWOUT | 67135 | 1H | B | PPACB
Configurable | 4 Large building Configurable | Air Circuit breakers - Optimum | ACB | LV848288 | CIRCUIT BREAKER MTZ2 20 H2 3P DRAWOUT | 89324 | 1H | B | PPACB
Configurable | 4 Large building Configurable | Air Circuit breakers - Optimum | ACB | LV848291 | SWITCH DISCONNECTOR MTZ2 20HA 3P DRAWOUT | 61810 | 1H | B | PPACB
Configurable | 4 Large building Configurable | Air Circuit breakers - Optimum | ACB | LV848293 | CIRCUIT BREAKER MTZ2 20 N1 4P DRAWOUT | 66623 | 1H | B | PPACB
Configurable | 4 Large building Configurable | Air Circuit breakers - Optimum | ACB | LV848294 | CIRCUIT BREAKER MTZ2 20 H1 4P DRAWOUT | 101273 | 1H | B | PPACB
Configurable | 4 Large building Configurable | Air Circuit breakers - Optimum | ACB | LV848300 | CIRCUIT BREAKER MTZ2 25 H1 3P DRAWOUT | 102954 | 1H | B | PPACB
Configurable | 4 Large building Configurable | Air Circuit breakers - Optimum | ACB | LV848301 | CIRCUIT BREAKER MTZ2 25 H2 3P DRAWOUT | 115635 | 1H | B | PPACB
Configurable | 4 Large building Configurable | Air Circuit breakers - Optimum | ACB | LV848304 | SWITCH DISCONNECTOR MTZ2 25HA 3P DRAWOUT | 71082 | 1H | B | PPACB
Configurable | 4 Large building Configurable | Air Circuit breakers - Optimum | ACB | LV848306 | CIRCUIT BREAKER MTZ2 25 H1 4P DRAWOUT | 127838 | 1H | B | PPACB
Configurable | 4 Large building Configurable | Air Circuit breakers - Optimum | ACB | LV848312 | CIRCUIT BREAKER MTZ2 32 H1 3P DRAWOUT | 135888 | 1H | B | PPACB
Configurable | 4 Large building Configurable | Air Circuit breakers - Optimum | ACB | LV848313 | CIRCUIT BREAKER MTZ2 32 H2 3P DRAWOUT | 152269 | 1H | B | PPACB
Configurable | 4 Large building Configurable | Air Circuit breakers - Optimum | ACB | LV848315 | SWITCH DISCONNECTOR MTZ2 32HA 3P DRAWOUT | 84587 | 1H | B | PPACB
Configurable | 4 Large building Configurable | Air Circuit breakers - Optimum | ACB | LV848317 | CIRCUIT BREAKER MTZ2 32 H1 4P DRAWOUT | 157316 | 1H | B | PPACB
Configurable | 4 Large building Configurable | Air Circuit breakers - Optimum | ACB | LV848322 | CIRCUIT BREAKER MTZ2 40 H1 3P DRAWOUT | 170933 | 1H | B | PPACB
Configurable | 4 Large building Configurable | Air Circuit breakers - Optimum | ACB | LV848323 | CIRCUIT BREAKER MTZ2 40 H2 3P DRAWOUT | 206099 | 1H | B | PPACB
Configurable | 4 Large building Configurable | Air Circuit breakers - Optimum | ACB | LV848325 | SWITCH DISCONNECTOR MTZ2 40HA 3P DRAWOUT | 145593 | 1H | B | PPACB
Configurable | 4 Large building Configurable | Air Circuit breakers - Optimum | ACB | LV848327 | CIRCUIT BREAKER MTZ2 40 H1 4P DRAWOUT | 200363 | 1H | B | PPACB
Configurable | 4 Large building Configurable | Air Circuit breakers - Optimum | ACB | LV848362 | CONTROL UNIT 7.0X COM WO AAF -D/O MTZ2/3 | 39702 | 1H | B | PPACB
Configurable | 4 Large building Configurable | Air Circuit breakers - Optimum | ACB | LV848392 | CHASSIS MTZ2 8/16 N1 N2 NA H1 HA H10 3P | 25254 | 1H | B | PPACB
Configurable | 4 Large building Configurable | Air Circuit breakers - Optimum | ACB | LV848393 | CHASSIS MTZ2 8/16 H2 HF H1B AND 2000A 3P | 32382 | 1H | B | PPACB
Configurable | 4 Large building Configurable | Air Circuit breakers - Optimum | ACB | LV848394 | CHASSIS MTZ2 2500A 3P | 32382 | 1H | B | PPACB
Configurable | 4 Large building Configurable | Air Circuit breakers - Optimum | ACB | LV848395 | CHASSIS MTZ2 3200A 3P | 41742 | 1H | B | PPACB
Configurable | 4 Large building Configurable | Air Circuit breakers - Optimum | ACB | LV848396 | CHASSIS MTZ2 4000A 3P | 41742 | 1H | B | PPACB
Configurable | 4 Large building Configurable | Air Circuit breakers - Optimum | ACB | LV848397 | CHASSIS MTZ3 40/63 H1 H2 HA 3P | 86034 | 1H | B | PPACB
Configurable | 4 Large building Configurable | Air Circuit breakers - Optimum | ACB | LV848404 | CHASSIS MTZ2 8/16 N1 N2 NA H1 HA H10 4P | 31178 | 1H | B | PPACB
Configurable | 4 Large building Configurable | Air Circuit breakers - Optimum | ACB | LV848405 | CHASSIS MTZ2 8/16 H2 HF H1B 2000A 4P | 39019 | 1H | B | PPACB
Configurable | 4 Large building Configurable | Air Circuit breakers - Optimum | ACB | LV848406 | CHASSIS MTZ2 2500A 4P | 40215 | 1H | B | PPACB
Configurable | 4 Large building Configurable | Air Circuit breakers - Optimum | ACB | LV848407 | CHASSIS MTZ2 3200A 4P | 54328 | 1H | B | PPACB
Configurable | 4 Large building Configurable | Air Circuit breakers - Optimum | ACB | LV848408 | CHASSIS MTZ2 4000A 4P | 58249 | 1H | B | PPACB
Configurable | 4 Large building Configurable | Air Circuit breakers - Optimum | ACB | LV848419 | BOTT FRONT CONNECT CHASSIS MTZ2 25/32 3P | 3096 | 1H | B | PPACB
Configurable | 4 Large building Configurable | Air Circuit breakers - Optimum | ACB | LV848425SP | 4P DISCONNECT FRONT ADAPTER - MTZ2 20/32 | 18937 | 1H | B | PPACB
Configurable | 4 Large building Configurable | Air Circuit breakers - Optimum | ACB | LV848442 | TOP FRONT CONNECT -CHASSIS MTZ2 25/32 4P | 4127 | 1H | B | PPACB
Configurable | 4 Large building Configurable | Air Circuit breakers - Optimum | ACB | LV848445 | BOTT FRONT CONNECT CHASSIS MTZ2 25/32 4P | 4127 | 1H | B | PPACB
Configurable | 4 Large building Configurable | Air Circuit breakers - Optimum | ACB | LV848449 | COIL XF COM 24/30VDC 24VAC - D/O MTZ2-3 | 4265 | 1H | B | PPACB
Configurable | 4 Large building Configurable | Air Circuit breakers - Optimum | ACB | LV848458 | COIL MX COM 24/30VDC 24VAC - D/O MTZ2-3 | 4265 | 1H | B | PPACB
Configurable | 4 Large building Configurable | Air Circuit breakers - Optimum | ACB | LV848468 | AUXIL. CONTACT 4 OC FOR DRAWOUT MTZ2-3 | 4292 | 1H | B | PPACB
Configurable | 4 Large building Configurable | Air Circuit breakers - Optimum | ACB | LV848469 | READY-TO-CLOSE CONTACT - DRAWOUT MTZ2-3 | 2461 | 1H | B | PPACB
Configurable | 4 Large building Configurable | Air Circuit breakers - Optimum | ACB | LV848472 | REMOTE RESET 110/130VAC - DRAWOUT MTZ2-3 | 4000 | 1H | B | PPACB
Configurable | 4 Large building Configurable | Air Circuit breakers - Optimum | ACB | LV848475 | AUXIL. CONTACT SDE2 FOR DRAWOUT MTZ2-3 | 1416 | 1H | B | PPACB
Configurable | 4 Large building Configurable | Air Circuit breakers - Optimum | ACB | LV848477 | EF CONTACT CLOSED/PLUGGED - D/O MTZ2-3 | 1237 | 1H | B | PPACB
Configurable | 4 Large building Configurable | Air Circuit breakers - Optimum | ACB | LV848481 | COIL XF 24/30VDC 24VAC - DRAWOUT MTZ2-3 | 4086 | 1H | B | PPACB
Configurable | 4 Large building Configurable | Air Circuit breakers - Optimum | ACB | LV848483 | COIL XF 100/130VDC AC FOR DRAWOUT MTZ2-3 | 4086 | 1H | B | PPACB
Configurable | 4 Large building Configurable | Air Circuit breakers - Optimum | ACB | LV848484 | COIL XF 200/250VDC AC FOR DRAWOUT MTZ2-3 | 4160 | 1H | B | PPACB
Configurable | 4 Large building Configurable | Air Circuit breakers - Optimum | ACB | LV848491 | COIL MX 24/30VDC 24VAC - DRAWOUT MTZ2-3 | 4160 | 1H | B | PPACB
Configurable | 4 Large building Configurable | Air Circuit breakers - Optimum | ACB | LV848493 | COIL MX 100/130VDC AC FOR DRAWOUT MTZ2-3 | 4160 | 1H | B | PPACB
Configurable | 4 Large building Configurable | Air Circuit breakers - Optimum | ACB | LV848494 | COIL MX 200/250VDC AC FOR DRAWOUT MTZ2-3 | 4160 | 1H | B | PPACB
Configurable | 4 Large building Configurable | Air Circuit breakers - Optimum | ACB | LV848496 | COIL MX 380/480V AC FOR DRAWOUT MTZ2-3 | 4086 | 1H | B | PPACB
Configurable | 4 Large building Configurable | Air Circuit breakers - Optimum | ACB | LV848498 | CONTROL UNIT 2.0X COM WO AAF -D/O MTZ2/3 | 14032 | 1H | B | PPACB
Configurable | 4 Large building Configurable | Air Circuit breakers - Optimum | ACB | LV848499 | CONTROL UNIT 5.0X COM WO AAF -D/O MTZ2/3 | 21552 | 1H | B | PPACB
Configurable | 4 Large building Configurable | Air Circuit breakers - Optimum | ACB | LV848500 | CONTROL UNIT 6.0X COM WO AAF -D/O MTZ2/3 | 28642 | 1H | B | PPACB
Configurable | 4 Large building Configurable | Air Circuit breakers - Optimum | ACB | LV848501 | COIL MN 24/30VDC 24VAC - DRAWOUT MTZ2-3 | 4160 | 1H | B | PPACB
Configurable | 4 Large building Configurable | Air Circuit breakers - Optimum | ACB | LV848504 | COIL MN 200/250VDC AC FOR DRAWOUT MTZ2-3 | 4160 | 1H | B | PPACB
Configurable | 4 Large building Configurable | Air Circuit breakers - Optimum | ACB | LV848506 | COIL MN 380/480V AC FOR DRAWOUT MTZ2-3 | 4086 | 1H | B | PPACB
Configurable | 4 Large building Configurable | Air Circuit breakers - Optimum | ACB | LV848521 | MOTORMECA MCH 24/30VDC - DRAWOUT MTZ2-3 | 20457 | 1H | B | PPACB
Configurable | 4 Large building Configurable | Air Circuit breakers - Optimum | ACB | LV848522 | MOTORMECA MCH 48/60VDC 48VAC -D/O MTZ2-3 | 20457 | 1H | B | PPACB
Configurable | 4 Large building Configurable | Air Circuit breakers - Optimum | ACB | LV848526 | MOTORMECA MCH 100/130VAC -DRAWOUT MTZ2-3 | 20457 | 1H | B | PPACB
Configurable | 4 Large building Configurable | Air Circuit breakers - Optimum | ACB | LV848527 | MOTORMECA MCH 200/240VAC -DRAWOUT MTZ2-3 | 20457 | 1H | B | PPACB
Configurable | 4 Large building Configurable | Air Circuit breakers - Optimum | ACB | LV848529 | MOTORMECA MCH 380/415VAC -DRAWOUT MTZ2-3 | 22266 | 1H | B | PPACB
Configurable | 4 Large building Configurable | Air Circuit breakers - Optimum | ACB | LV848533 | VOLTAGE MEASUREMENT INPUT - DRAW. MTZ2-3 | 3243 | 1H | B | PPACB
Configurable | 4 Large building Configurable | Air Circuit breakers - Optimum | ACB | LV848535 | OPERATION COUNTER MECHANICAL FOR MTZ2-3 | 4618 | 1H | B | PPACB
Configurable | 4 Large building Configurable | Air Circuit breakers - Optimum | ACB | LV848536 | PUSHBUTTON LOCKING COVER MTZ2-3 | 1426 | 1H | A | PPACB
Configurable | 4 Large building Configurable | Air Circuit breakers - Optimum | ACB | LV848539 | OFF POSITION PADLOCKING FOR MTZ2-3 | 638 | 1H | A | PPACB
Configurable | 4 Large building Configurable | Air Circuit breakers - Optimum | ACB | LV848541SP | OFF LOCK ADAPT KIT PROFALUX/RONIS MTZ2/3 | 850 | 1H | B | PPACB
Configurable | 4 Large building Configurable | Air Circuit breakers - Optimum | ACB | LV848543SP | OFF LOCKING ADAPT KIT CASTELL FOR MTZ2/3 | 3537 | 1H | B | PPACB
Configurable | 4 Large building Configurable | Air Circuit breakers - Optimum | ACB | LV848549 | OFF LOCKING 1 RONIS KEYLOCK - MTZ2-3 | 1789 | 1H | B | PPACB
Configurable | 4 Large building Configurable | Air Circuit breakers - Optimum | ACB | LV848550 | OFF LOCKING 2 RONIS KEYLOCK - MTZ2-3 | 3577 | 1H | B | PPACB
Configurable | 4 Large building Configurable | Air Circuit breakers - Optimum | ACB | LV848572 | DISCON. LOCKING 1 RONIS KEYLOCK - MTZ2-3 | 1789 | 1H | B | PPACB
Configurable | 4 Large building Configurable | Air Circuit breakers - Optimum | ACB | LV848580 | DOOR INTERLOCK LEFT-HAND SIDE - MTZ2-3 | 2559 | 1H | B | PPACB
Configurable | 4 Large building Configurable | Air Circuit breakers - Optimum | ACB | LV848582 | RACKING INTERLOC/OPEN CUBICL DOOR MTZ2-3 | 877 | 1H | B | PPACB
Configurable | 4 Large building Configurable | Air Circuit breakers - Optimum | ACB | LV848595 | AUXILIARY TERMINAL SHIELD FOR MTZ2 3P | 1289 | 1H | B | PPACB
Configurable | 4 Large building Configurable | Air Circuit breakers - Optimum | ACB | LV848599SP | 3 INTERPHASE BARRIERS - REAR FIXED MTZ | 675 | 1H | A | PPACB
Configurable | 4 Large building Configurable | Air Circuit breakers - Optimum | ACB | LV848600SP | 3 INTERPHASE BARRIERS - REAR DRAWOUT MTZ | 675 | 1H | A | PPACB
Configurable | 4 Large building Configurable | Air Circuit breakers - Optimum | ACB | LV848601SP | ESCUTCHEON FOR FIXED MTZ2-3 | 1406 | 1H | A | PPACB
Configurable | 4 Large building Configurable | Air Circuit breakers - Optimum | ACB | LV848603SP | ESCUTCHEON FOR DRAWOUT MTZ2-3 | 1801 | 1H | A | PPACB
Configurable | 4 Large building Configurable | Air Circuit breakers - Optimum | ACB | LV848604SP | TRANSPARENT COVER FOR DRAWOUT MTZ2-3 | 6362 | 1H | A | PPACB
Configurable | 4 Large building Configurable | Air Circuit breakers - Optimum | ACB | LV848609SP | Cable interlocking MTZ2/3 fixed/drawout | 33173 | 1H | A | PPACB
Configurable | 4 Large building Configurable | Air Circuit breakers - Optimum | ACB | LV848614SP | CABLE-TYPE DOOR INTERLOCKING FOR MTZ2-3 | 2559 | 1H | B | PPACB
Configurable | 4 Large building Configurable | Air Circuit breakers - Optimum | ACB | LV848726 | CIRCUIT BREAKER MTZ2 10 H10 3P DRAWOUT | 71309 | 1H | B | PPACB
Configurable | 4 Large building Configurable | Air Circuit breakers - Optimum | ACB | LV848728 | CIRCUIT BREAKER MTZ2 16 H10 3P DRAWOUT | 94807 | 1H | B | PPACB
Configurable | 4 Large building Configurable | Air Circuit breakers - Optimum | ACB | LV848730 | CIRCUIT BREAKER MTZ2 25 H10 3P DRAWOUT | 144224 | 1H | B | PPACB
Configurable | 4 Large building Configurable | Air Circuit breakers - Optimum | ACB | LV848891SP | MDGF SUMMING MODULE FOR MTZ | 27657 | 1H | B | PPACB
Configurable | 4 Large building Configurable | Air Circuit breakers - Optimum | ACB | LV850002 | DM BnBrgy pBr PhasB Bor Micrologic X | 1785 | 1H | B | PPACB
Configurable | 4 Large building Configurable | Air Circuit breakers - Optimum | ACB | LV850003 | DM WavBBorm Capt on Trip Bault Micro X | 2677 | 1H | B | PPACB
Configurable | 4 Large building Configurable | Air Circuit breakers - Optimum | ACB | LV850004 | DM PowBr RBstoration Assist Bor Micro X | 1785 | 1H | B | PPACB
Configurable | 4 Large building Configurable | Air Circuit breakers - Optimum | ACB | LV850005 | DM MastBrp OpBration Assist Bor Micro X | 1785 | 1H | B | PPACB
Configurable | 4 Large building Configurable | Air Circuit breakers - Optimum | ACB | LV850006 | DIGIT MODULB HARMONIC BOR MICROLOGIC X | 62459 | 1H | B | PPACB
Configurable | 4 Large building Configurable | Air Circuit breakers - Optimum | ACB | LV850009 | DM BRMS Mic.X | 8923 | 1H | B | PPACB
Configurable | 4 Large building Configurable | Air Circuit breakers - Optimum | ACB | LV850060 | VOLTAGE POWER SUPPLY MODULE MICROLOGIC X | 4775 | 1H | A | PPACB
Configurable | 4 Large building Configurable | Air Circuit breakers - Optimum | ACB | LV850061 | ULP PORT KIT FOR FIXED MTZ2/3 | 3174 | 1H | B | PPACB
Configurable | 4 Large building Configurable | Air Circuit breakers - Optimum | ACB | LV850064 | ULP PORT KIT FOR DRAWOUT MTZ1 | 3174 | 1H | B | PPACB
Configurable | 4 Large building Configurable | Air Circuit breakers - Optimum | ACB | LV850067SP | USB cable miniUSB/USB for Micrologic X | 650 | 1H | A | PPACB
Configurable | 4 Large building Configurable | Air Circuit breakers - Optimum | ACB | LV851100 | EIFE Module Port ethernet embarque MTZ1 | 11151 | 1H | B | PPACB
Configurable | 4 Large building Configurable | Air Circuit breakers - Optimum | ACB | LV851200 | EIFE EMBEDDED ETHERNET FULL KIT - MTZ2-3 | 11151 | 1H | B | PPACB
Configurable | 4 Large building Configurable | Air Circuit breakers - Optimum | ACB | ZZA_100586 | NEW KEY EXC.CAM LV0094 LOCAL | 60 | 1H | B | PPACB
Configurable | 4 Large building Configurable | ATS – Automatic Transfer Switch | ATS | 29349 | PLATE + MECHANICAL INTERLOCK | 4147 | 1I | A | PPATS
Configurable | 4 Large building Configurable | ATS – Automatic Transfer Switch | ATS | 29352 | ELECTRICAL INTERLOCKING IVE 48 TO 415V | 5010 | 1I | A | PPATS
Configurable | 4 Large building Configurable | ATS – Automatic Transfer Switch | ATS | 29356 | ELECTRICAL INTERLOCKING IVE 24 TO 250 V | 3043 | 1I | B | PPCCB
Configurable | 4 Large building Configurable | ATS – Automatic Transfer Switch | ATS | 29363 | INTERFACE FOR AU TO MATIC CONTROLLER ACP | 6707 | 1I | B | PPATS
Configurable | 4 Large building Configurable | ATS – Automatic Transfer Switch | ATS | 29368 | CABLE CONNECTION IVE/BA-UA | 1746 | 1I | B | PPCCB
Configurable | 4 Large building Configurable | ATS – Automatic Transfer Switch | ATS | 29376 | AU TO MATIC CONTROLLER BA 220 TO 240 V | 10798 | 1I | B | PPCCB
Configurable | 4 Large building Configurable | ATS – Automatic Transfer Switch | ATS | 29378 | AU TO MATIC CONTROLLER UA 220 TO 240 V | 11589 | 1I | A | PPATS
Configurable | 4 Large building Configurable | ATS – Automatic Transfer Switch | ATS | 29380 | AU TO MATIC CONTROLLER UA 380 TO 415V | 10830 | 1I | B | PPATS
Configurable | 4 Large building Configurable | ATS – Automatic Transfer Switch | ATS | 29448 | ACP AND AUTO UA 110V/127VAC 50HZ (NS | 24329 | 1I | B | PPCCB
Configurable | 4 Large building Configurable | ATS – Automatic Transfer Switch | ATS | 29470 | ACP AND AUTO BA 220V/240VAC 50HZ (NS | 20534 | 1I | B | PPATS
Configurable | 4 Large building Configurable | ATS – Automatic Transfer Switch | ATS | 32609 | BASE PLATE WITH MECHANICAL INTERLOCKING | 12969 | 1I | A | PPATS
Configurable | 4 Large building Configurable | ATS – Automatic Transfer Switch | ATS | 54655 | ACCESSORY FOR SOURCECHANGEOVER SWITCH WI | 3043 | 1I | A | PPCCB
Configurable | 4 Large building Configurable | ATS – Automatic Transfer Switch | ATS | LV429359 | ACCESSORY FOR SOURCECHANGEOVER SWITCH DO | 6931 | 1I | B | PPCCB
Configurable | 4 Large building Configurable | ATS – Automatic Transfer Switch | ATS | LV432619 | ACCESSORY FOR SOURCECHANGEOVER SWITCH DO | 7434 | 1I | B | PPCCB
General Purpose | 2 Small & Med building General Purpose | ATS – Automatic Transfer Switch | ATS | TA10D2L0323TPE | TA10, 32A, 230V, 2P, LCD,frame 100A | 18809 | 1I | B | PPCCB
General Purpose | 2 Small & Med building General Purpose | ATS – Automatic Transfer Switch | ATS | TA10D3L0404TPE | TA10, 40A, 400V, 3P, LCD,frame 100A | 18989 | 1I | B | PPCCB
General Purpose | 2 Small & Med building General Purpose | ATS – Automatic Transfer Switch | ATS | TA10D3L0634TPE | TA10, 63A, 400V, 3P, LCD,frame 100A | 18989 | 1I | A | PPCCB
General Purpose | 2 Small & Med building General Purpose | ATS – Automatic Transfer Switch | ATS | TA10D3L1004TPE | TA10, 100A, 400V, 3P, LCD,frame 100A | 23886 | 1I | B | PPCCB
General Purpose | 2 Small & Med building General Purpose | ATS – Automatic Transfer Switch | ATS | TA10D4L0324TPE | TA10, 32A, 400V, 4P, LCD,frame 100A | 19066 | 1I | B | PPCCB
General Purpose | 2 Small & Med building General Purpose | ATS – Automatic Transfer Switch | ATS | TA10D4L0634TPE | TA10, 63A, 400V, 4P, LCD,frame 100A | 23886 | 1I | A | PPCCB
General Purpose | 2 Small & Med building General Purpose | ATS – Automatic Transfer Switch | ATS | TA10D4L0804TPE | TA10, 80A, 400V, 4P, LCD,frame 100A | 23322 | 1I | B | PPCCB
General Purpose | 2 Small & Med building General Purpose | ATS – Automatic Transfer Switch | ATS | TA10D4L1004TPE | TA10, 100A, 400V, 4P, LCD,frame 100A | 23322 | 1I | B | PPCCB
General Purpose | 2 Small & Med building General Purpose | ATS – Automatic Transfer Switch | ATS | TA10D4S0804TPE | TA10, 80A, 400V, 4P, rotary, frame 100A | 17517 | 1I | A | PPCCB
General Purpose | 2 Small & Med building General Purpose | ATS – Automatic Transfer Switch | ATS | TA10D4S1004TPE | TA10, 100A, 400V, 4P, rotary, frame 100A | 19577 | 1I | A | PPCCB
General Purpose | 2 Small & Med building General Purpose | ATS – Automatic Transfer Switch | ATS | TA16D3L1604TPE | TA16, 160A, 400V, 3P, LCD,frame 160A | 24074 | 1I | A | PPCCB
General Purpose | 2 Small & Med building General Purpose | ATS – Automatic Transfer Switch | ATS | TA16D4L1604TPE | TA16, 160A, 400V, 4P, LCD,frame 160A | 30859 | 1I | A | PPCCB
General Purpose | 2 Small & Med building General Purpose | ATS – Automatic Transfer Switch | ATS | TA16D4S1604TPE | TA16, 160A, 400V, 4P, rotary,frame 160A | 22742 | 1I | A | PPCCB
General Purpose | 2 Small & Med building General Purpose | ATS – Automatic Transfer Switch | ATS | TPCCIF02 | display module for TransferPacT automatic, rotary display, flush mounting | 4176 | 1I | B | PPCCB
General Purpose | 2 Small & Med building General Purpose | ATS – Automatic Transfer Switch | ATS | TPCCIF04 | external HMI for TransferPacT Active automatic,external display | 3463 | 1I | B | PPCCB
General Purpose | 2 Small & Med building General Purpose | ATS – Automatic Transfer Switch | ATS | TPCCOM16 | TransferPacT, Modbus RS485, plug-in | 2330 | 1I | B | PPCCB
General Purpose | 2 Small & Med building General Purpose | ATS – Automatic Transfer Switch | ATS | TPCDIO07 | TransferPacT, transfer inhibit and Switch testing, input signal | 1323 | 1I | B | PPCCB
General Purpose | 2 Small & Med building General Purpose | ATS – Automatic Transfer Switch | ATS | TPCDIO08 | TransferPacT, voluntary control, input signal | 1325 | 1I | B | PPCCB
General Purpose | 2 Small & Med building General Purpose | ATS – Automatic Transfer Switch | ATS | TPCDIO13 | TransferPacT, Fire protection,230VAC constant, input signal | 1373 | 1I | B | PPCCB
General Purpose | 2 Small & Med building General Purpose | ATS – Automatic Transfer Switch | ATS | TPCDIO17 | TransferPacT, genset timedelay and alarm with capacitor, output signal | 2130 | 1I | A | PPCCB
General Purpose | 2 Small & Med building General Purpose | ATS – Automatic Transfer Switch | ATS | TPSAUX32 | auxiliary contact, TransferPacT, indication for source I and souce II | 778 | 1I | A | PPCCB
General Purpose | 2 Small & Med building General Purpose | ATS – Automatic Transfer Switch | ATS | TPSAUX33 | auxiliary contact, TransferPacT, indication for OFF position | 778 | 1I | A | PPCCB
General Purpose | 2 Small & Med building General Purpose | ATS – Automatic Transfer Switch | ATS | TPSCON35 | terminal extension,TransferPacT, accessories for frame 100A | 2064 | 1I | A | PPCCB
General Purpose | 2 Small & Med building General Purpose | ATS – Automatic Transfer Switch | ATS | TPSISO30 | terminal shield, TransferPacT, insulation accessory, frame 100A | 461 | 1I | A | PPCCB
Configurable | 5 Industry Configurable | Automation controllers basic | AUC | TM221C16R | CONTROLLER M221-16IO Relay Compact | 6609 | 7I | B | IDMST | 598 | 140 | 139 | 139
Configurable | 5 Industry Configurable | Automation controllers basic | AUC | TM221C24R | CONTROLLER M221-24IO Relay Compact | 7932 | 7I | B | IDMST | 673 | 155 | 139 | 139
Configurable | 5 Industry Configurable | Automation controllers basic | AUC | TM221C40R | CONTROLLER M221-40IO Relay Compact | 10574 | 7I | B | IDMST | 845 | 208 | 139 | 139
Configurable | 5 Industry Configurable | Automation controllers basic | AUC | TM221CE16R | CONTROLLER M221-16IO Relay Ethernet | 7491 | 7I | B | IDMST | 300 | 140 | 139 | 139
Configurable | 5 Industry Configurable | Automation controllers basic | AUC | TM221CE16T | CONTROLLER M221-16IO Tr.PNP Ethernet Com | 7491 | 7I | B | IDMST | 300 | 140 | 139 | 139
Configurable | 5 Industry Configurable | Automation controllers basic | AUC | TM221CE24R | CONTROLLER M221-24IO Relay Ethernet Com. | 8812 | 7I | B | IDMST | 380 | 155 | 139 | 139
Configurable | 5 Industry Configurable | Automation controllers basic | AUC | TM221CE24T | CONTROLLER M221-24IO Tr.PNP Ethernet Com | 8812 | 7I | B | IDMST | 380 | 160 | 140 | 140
Configurable | 5 Industry Configurable | Automation controllers basic | AUC | TM221CE40R | CONTROLLER M221-40IO Relay Ethernet Com. | 11455 | 7I | B | IDMST | 854 | 208 | 139 | 139
Configurable | 5 Industry Configurable | Automation controllers basic | AUC | TM221CE40T | CONTROLLER M221-40IO Tr.PNP Ethernet Com | 11455 | 7I | B | IDMST | 520 | 208 | 139 | 139
Configurable | 5 Industry Configurable | Automation controllers basic | AUC | TM221ME32TK | CONTROLLER M221-32IO TR.PNP ETH MODULAR | 9693 | 7I | B | IDMST | 420 | 126 | 100 | 100
Configurable | 5 Industry Configurable | Automation controllers basic | AUC | TM4ES4 | MODULE NETWORK TM4-4 Ethernet switchs | 3935 | 7I | B | IDMST | 209 | 54 | 110 | 110
Configurable | 5 Industry Configurable | Automation controllers basic | AUC | TMACBL1 | CABLE fir M2xx Embeded Analog Input | 505 | 7I | B | IDMST | 27 | 145 | 100 | 100
Configurable | 5 Industry Configurable | Automation controllers basic | AUC | TMAM2 | Mounting kit for M221 And TM3 | 304 | 7I | B | IDMST | 32 | 145 | 100 | 100
Configurable | 5 Industry Configurable | Automation controllers basic | AUC | TMASD1 | SD MEMORY CARD for M2xx controller | 1146 | 7I | B | IDMST | 29 | 140 | 120 | 120
Configurable | 5 Industry Configurable | Automation controllers basic | AUC | TMAT2CSET | CONNECTOR SET for M221C - IO | 1060 | 7I | B | IDMST | 136 | 120 | 230 | 230
Configurable | 5 Industry Configurable | Automation controllers basic | AUC | TMC2AI2 | CARTRIDGE M221-2 ANALOG CURRENT INPUTS | 1969 | 7I | B | IDMST | 38 | 70 | 46 | 46
Configurable | 5 Industry Configurable | Automation controllers basic | AUC | TMC2AQ2C | CARTRIDGE M221-2-ANALOG CURRENT OUTPUT | 1969 | 7I | B | IDMST | 38 | 70 | 46 | 46
Configurable | 5 Industry Configurable | Automation controllers basic | AUC | TMC2AQ2V | CARTRIDGE M221-2 ANALOG VOLTAGE OUTPUT | 1969 | 7I | B | IDMST | 20 | 70 | 46 | 46
Configurable | 5 Industry Configurable | Automation controllers basic | AUC | TMC2SL1 | CARTRIDGE M221-1 SERIAL LINE-comm | 1969 | 7I | B | IDMST | 40 | 70 | 46 | 46
Configurable | 5 Industry Configurable | Automation controllers basic | AUC | TWDFCW30K | 3M CABLE,CNTR FOR EXTENSION, FREE WIRE | 707 | 7I | A | IDMST | 442 | 0 | 0 | 0
General Purpose | 3 Industry General Purpose | Automation panel offer - Easy | APE | RXM2LB1BD | MINIATURE RELAY OPTIMUM 2 CO 24 VDC | 89 | D4 | B | IDSIG | 100 | 30 | 115 | 390
General Purpose | 3 Industry General Purpose | Automation panel offer - Easy | APE | RXM2LB1P7 | MINIATURE RELAY OPTIMUM 2 CO 230 VAC 50/ | 89 | D4 | B | IDSIG | 100 | 30 | 115 | 390
General Purpose | 3 Industry General Purpose | Automation panel offer - Easy | APE | RXM2LB2B7 | MINIATURE RELAY OPTIMUM 2 CO 24 VAC 50/6 | 100 | D4 | B | IDSIG | 28 | 41 | 21 | 370
General Purpose | 3 Industry General Purpose | Automation panel offer - Easy | APE | RXM2LB2BD | MINIATURE RELAY OPTIMUM 2 CO 24 VDC AND | 100 | D4 | A | IDSIG | 100 | 30 | 115 | 390
General Purpose | 3 Industry General Purpose | Automation panel offer - Easy | APE | RXM2LB2JD | MINIATURE RELAY OPTIMUM 2 CO 12 VDC AND | 100 | D4 | B | IDSIG | 28 | 41 | 21 | 370
General Purpose | 3 Industry General Purpose | Automation panel offer - Easy | APE | RXM2LB2P7 | MINIATURE RELAY OPTIMUM 2 CO 230 VAC 50/ | 100 | D4 | A | IDSIG | 100 | 30 | 115 | 390
General Purpose | 3 Industry General Purpose | Automation panel offer - Easy | APE | RXM4LB1JD | MINIATURE RELAY OPTIMUM 4 CO 12 VDC | 103 | D4 | B | IDSIG | 127 | 32 | 103 | 389
General Purpose | 3 Industry General Purpose | Automation panel offer - Easy | APE | RXM4LB2B7 | MINIATURE RELAY OPTIMUM 4 CO 24 VAC 50/6 | 115 | D4 | B | IDSIG | 28 | 41 | 21 | 370
General Purpose | 3 Industry General Purpose | Automation panel offer - Easy | APE | RXM4LB2BD | MINIATURE RELAY OPTIMUM 4 CO 24 VDC AND | 115 | D4 | A | IDSIG | 100 | 30 | 115 | 390
General Purpose | 3 Industry General Purpose | Automation panel offer - Easy | APE | RXM4LB2P7 | MINIATURE RELAY OPTIMUM 4 CO 230 VAC 50/ | 115 | D4 | B | IDSIG | 28 | 41 | 21 | 370
General Purpose | 3 Industry General Purpose | Automation panel offer - Easy | APE | RXZE1M2C | SIMPLE SOCKET 22,5MM / MIXED TERMINATION | 56 | D4 | A | IDSIG | 75 | 30 | 23 | 340
General Purpose | 3 Industry General Purpose | Automation panel offer - Easy | APE | RXZE1M4C | SIMPLE SOCKET 29MM / MIXED TERMINATIONS | 63 | D4 | B | IDSIG | 75 | 30 | 29 | 530
General Purpose | 3 Industry General Purpose | Automation panel offer - Optimum | APO | ABL6TS100B | TRF 230-400/24V 1KVA | 9208 | 6O | B | IDMST
General Purpose | 3 Industry General Purpose | Automation panel offer - Optimum | APO | ABL6TS100U | TRF 230-400/230 1KVA | 9554 | 6O | B | IDMST
General Purpose | 3 Industry General Purpose | Automation panel offer - Optimum | APO | ABL6TS10B | TRF 230-400/24V 100VA | 2146 | 6O | B | IDMST
General Purpose | 3 Industry General Purpose | Automation panel offer - Optimum | APO | ABL6TS160U | TRF 230-400/230V 1.6KVA | 8267 | 6O | B | IDMST
General Purpose | 3 Industry General Purpose | Automation panel offer - Optimum | APO | ABL6TS250U | TRF 230-400/230V 2.5KVA | 10323 | 6O | B | IDMST
General Purpose | 3 Industry General Purpose | Automation panel offer - Optimum | APO | ABL8BPK24A07 | BATTERY PACK 7 Ah | 5081 | 6O | B | IDMST
General Purpose | 3 Industry General Purpose | Automation panel offer - Optimum | APO | ABL8DCC12020 | DC/DC MODULE 12V 2A | 3148 | 6O | B | IDMST
General Purpose | 3 Industry General Purpose | Automation panel offer - Optimum | APO | ABL8FEQ24020 | RECT.POWER SUP.1P 24V 2A | 4093 | 6O | B | IDMST
General Purpose | 3 Industry General Purpose | Automation panel offer - Optimum | APO | ABL8PRP24100 | SELECTIVITY MOD.UNIV | 6186 | 6O | B | IDMST
General Purpose | 3 Industry General Purpose | Automation panel offer - Optimum | APO | ABL8RED24400 | REDONDANCY MODULE 40A. | 4183 | 6O | B | IDMST
General Purpose | 3 Industry General Purpose | Automation panel offer - Optimum | APO | ABL8RPM24200 | UNIV.POWER SUP 1P 24V 20A | 10291 | 6O | A | IDMST
General Purpose | 3 Industry General Purpose | Automation panel offer - Optimum | APO | ABL8RPS24030 | UNIV.POWER SUP 1P 24V 3A | 4461 | 6O | A | IDMST
General Purpose | 3 Industry General Purpose | Automation panel offer - Optimum | APO | ABL8RPS24050 | UNIV.POWER SUP.1P 24V 5A | 4796 | 6O | A | IDMST
General Purpose | 3 Industry General Purpose | Automation panel offer - Optimum | APO | ABL8RPS24100 | UNIV.POWER SUP 1P 24V 10A | 5919 | 6O | B | IDMST
General Purpose | 3 Industry General Purpose | Automation panel offer - Optimum | APO | ABL8WPS24200 | UNIV.POWER SUP 3P 24V 20A | 9918 | 6O | B | IDMST
General Purpose | 3 Industry General Purpose | Automation panel offer - Optimum | APO | ABL8WPS24400 | UNIV.POWER SUP 3P 24V 40A | 17186 | 6O | B | IDMST
General Purpose | 3 Industry General Purpose | Automation panel offer - Optimum | APO | ABT7ESM004B | OPT.TRANSFORMER 24V 40VA | 1444 | 6O | B | IDMST
General Purpose | 3 Industry General Purpose | Automation panel offer - Optimum | APO | RE17LAMW | ON DELAY TIMER 24 240 VAC | 1227 | 6O | A | IDSIG | 95 | 28 | 79 | 68
General Purpose | 3 Industry General Purpose | Automation panel offer - Optimum | APO | RE17LCBM | OFF DELAY TIMER 24 240VAC | 1107 | 6O | B | IDSIG | 78 | 28 | 95 | 69
General Purpose | 3 Industry General Purpose | Automation panel offer - Optimum | APO | RE17LHBM | TIMER FUNC H SOLID STATE OUTPT 24 240VAC | 980 | 6O | B | IDSIG | 30 | 80 | 100 | 66
General Purpose | 3 Industry General Purpose | Automation panel offer - Optimum | APO | RE17LMBM | MULTI FUNCTION TIMER | 1383 | 6O | B | IDSIG | 92 | 28 | 76 | 70
General Purpose | 3 Industry General Purpose | Automation panel offer - Optimum | APO | RE17RAMU | TIMER FUNC A AT 1C O 24VAC DC 240VAC | 983 | 6O | A | IDSIG | 28 | 76 | 90 | 78
General Purpose | 3 Industry General Purpose | Automation panel offer - Optimum | APO | RE17RCMU | TIMER FUNC C 1C O 24VAC DC 240VAC | 946 | 6O | A | IDSIG | 32 | 76 | 92 | 76
General Purpose | 3 Industry General Purpose | Automation panel offer - Optimum | APO | RE17RMEMU | MULTIFUNC TIMER 1C O 24VAC DC 240VAC | 1271 | 6O | B | IDSIG | 95 | 78 | 26 | 77
General Purpose | 3 Industry General Purpose | Automation panel offer - Optimum | APO | RE17RMMU | MULTIFUNC TIMER 1C O 24VAC DC 240VAC | 1303 | 6O | A | IDSIG | 90 | 28 | 76 | 80
General Purpose | 3 Industry General Purpose | Automation panel offer - Optimum | APO | RE17RMMW | MULTIFUNC TIMER 1C O 12 240VAC DC | 1399 | 6O | A | IDSIG | 90 | 28 | 76 | 80
General Purpose | 3 Industry General Purpose | Automation panel offer - Optimum | APO | RE17RMMWS | MULTIFUNC TIMER 1C O 12 240VAC DC | 1404 | 6O | B | IDSIG | 95 | 27 | 78 | 72
General Purpose | 3 Industry General Purpose | Automation panel offer - Optimum | APO | RE17RMXMU | MULTIFUNC TIMER 1C O 24VAC DC 240VAC | 1115 | 6O | B | IDSIG | 95 | 77 | 22 | 77
General Purpose | 3 Industry General Purpose | Automation panel offer - Optimum | APO | RE22R1ACMR | On Delay Timer | 1197 | 6O | B | IDSIG | 95 | 26 | 82 | 100
General Purpose | 3 Industry General Purpose | Automation panel offer - Optimum | APO | RE22R1AKMR | On Delay Timer | 1197 | 6O | B | IDSIG | 95 | 26 | 82 | 107
General Purpose | 3 Industry General Purpose | Automation panel offer - Optimum | APO | RE22R1AMR | On Delay Timer | 1197 | 6O | A | IDSIG | 92 | 28 | 80 | 90
General Purpose | 3 Industry General Purpose | Automation panel offer - Optimum | APO | RE22R1CMR | Off Delay Timer | 1197 | 6O | B | IDSIG | 95 | 26 | 82 | 99
General Purpose | 3 Industry General Purpose | Automation panel offer - Optimum | APO | RE22R1DMR | Flashing Timer Relay | 1197 | 6O | B | IDSIG | 95 | 26 | 82 | 92
General Purpose | 3 Industry General Purpose | Automation panel offer - Optimum | APO | RE22R1HMR | Pulse-On Energisation Timer Relay | 1197 | 6O | B | IDSIG | 95 | 26 | 82 | 92
General Purpose | 3 Industry General Purpose | Automation panel offer - Optimum | APO | RE22R1KMR | Off Delay Timer Relay | 1521 | 6O | B | IDSIG | 95 | 25 | 82 | 93
General Purpose | 3 Industry General Purpose | Automation panel offer - Optimum | APO | RE22R1MLMR | Asymmetrical Recycler | 1521 | 6O | B | IDSIG | 95 | 26 | 82 | 107
General Purpose | 3 Industry General Purpose | Automation panel offer - Optimum | APO | RE22R1MYMR | Multifunction Timer Relay | 1521 | 6O | B | IDSIG | 92 | 32 | 80 | 100
General Purpose | 3 Industry General Purpose | Automation panel offer - Optimum | APO | RE22R1QCMU | Star-delta Timer Relay | 958 | 6O | B | IDSIG | 95 | 25 | 84 | 90
General Purpose | 3 Industry General Purpose | Automation panel offer - Optimum | APO | RE22R2AMR | On Delay Timer | 1521 | 6O | B | IDSIG | 90 | 28 | 78 | 112
General Purpose | 3 Industry General Purpose | Automation panel offer - Optimum | APO | RE22R2AMU | On Delay Timer | 1521 | 6O | B | IDSIG | 95 | 26 | 82 | 102
General Purpose | 3 Industry General Purpose | Automation panel offer - Optimum | APO | RE22R2CMR | Off Delay Timer | 1521 | 6O | B | IDSIG | 95 | 26 | 82 | 108
General Purpose | 3 Industry General Purpose | Automation panel offer - Optimum | APO | RE22R2HMR | Pulse-On Energisation Timer Relay | 1521 | 6O | B | IDSIG | 95 | 26 | 82 | 113
General Purpose | 3 Industry General Purpose | Automation panel offer - Optimum | APO | RE22R2MMU | Multifunction Timer Relay | 1535 | 6O | B | IDSIG
General Purpose | 3 Industry General Purpose | Automation panel offer - Optimum | APO | RE22R2MMW | Multifunction Timer Relay | 1613 | 6O | B | IDSIG
General Purpose | 3 Industry General Purpose | Automation panel offer - Optimum | APO | RE22R2MWMR | Pulse-On energisation Timer Relay | 1831 | 6O | B | IDSIG | 95 | 26 | 82 | 115
General Purpose | 3 Industry General Purpose | Automation panel offer - Optimum | APO | RE22R2MXMU | Multifunction Timer Relay | 1868 | 6O | B | IDSIG
General Purpose | 3 Industry General Purpose | Automation panel offer - Optimum | APO | RE22R2MYMR | TEMPO AL TRABAJ 24VDC/24..240VAC RELﾉ | 1831 | 6O | B | IDSIG | 95 | 26 | 82 | 116
General Purpose | 3 Industry General Purpose | Automation panel offer - Optimum | APO | RE22R2QEMR | Star-delta Timer Relay | 1269 | 6O | B | IDSIG | 96 | 25 | 83 | 100
General Purpose | 3 Industry General Purpose | Automation panel offer - Optimum | APO | RE22R2QGMR | Star-delta Timer Relay | 1521 | 6O | B | IDSIG | 95 | 26 | 82 | 106
General Purpose | 3 Industry General Purpose | Automation panel offer - Optimum | APO | RE22R2QTMR | Star-delta Timer Relay | 1521 | 6O | B | IDSIG | 95 | 26 | 82 | 106
General Purpose | 3 Industry General Purpose | Automation panel offer - Optimum | APO | RENF22R2MMW | Multifunction NFC Timer Relay | 1628 | 6O | B | IDSIG | 95 | 2 | 82 | 105
General Purpose | 3 Industry General Purpose | Automation panel offer - Optimum | APO | REXL2TMBD | MINI PLUG-IN TIMER 2C/O 24VDC | 700 | 6O | B | IDSIG | 75 | 30 | 30 | 50
General Purpose | 3 Industry General Purpose | Automation panel offer - Optimum | APO | REXL2TMF7 | MINI PLUG-IN TIMER 2C/O 110VAC | 700 | 6O | B | IDSIG | 75 | 31 | 31 | 50
General Purpose | 3 Industry General Purpose | Automation panel offer - Optimum | APO | REXL2TMP7 | MINI PLUG-IN TIMER 2C/O 240VAC | 700 | 6O | B | IDSIG | 75 | 30 | 30 | 50
General Purpose | 3 Industry General Purpose | Automation panel offer - Optimum | APO | REXL4TMP7 | MINI PLUG TIMER | 750 | 6O | B | IDSIG | 75 | 31 | 31 | 52
General Purpose | 3 Industry General Purpose | Automation panel offer - Optimum | APO | RGZE1S35M | Bases 1CO Terminales separados con estri | 90 | 6O | B | IDSIG | 165 | 87 | 83 | 388
General Purpose | 3 Industry General Purpose | Automation panel offer - Optimum | APO | RGZE1S48M | 2CO Separate terminal socket with clamp | 100 | 6O | A | IDSIG | 165 | 85 | 82 | 459
General Purpose | 3 Industry General Purpose | Automation panel offer - Optimum | APO | RGZS08 | Bus jumper for RXG socket | 60 | 6O | B | IDSIG
General Purpose | 3 Industry General Purpose | Automation panel offer - Optimum | APO | RM17JC00MW | BUILTIN CT 2..20A OC 24-240VAC/DC 1C/O | 3252 | 6O | B | IDSIG | 104 | 28 | 97 | 122
General Purpose | 3 Industry General Purpose | Automation panel offer - Optimum | APO | RM17TA00 | PH ROT.FAILURE 208-480VAC ASYMM | 2130 | 6O | B | IDSIG | 92 | 28 | 76 | 90
General Purpose | 3 Industry General Purpose | Automation panel offer - Optimum | APO | RM17TE00 | PH ROT.FAILURE 208-480VAC ASYMM UV/OV | 2549 | 6O | B | IDSIG | 92 | 30 | 76 | 90
General Purpose | 3 Industry General Purpose | Automation panel offer - Optimum | APO | RM17TG00 | PH FAILURE ROTATN 208-480VAC 1C/O | 3101 | 6O | B | IDSIG | 90 | 30 | 76 | 86
General Purpose | 3 Industry General Purpose | Automation panel offer - Optimum | APO | RM17TG20 | PH FAILURE ROTATN 208-480VAC 2C/O | 1446 | 6O | A | IDSIG | 92 | 28 | 76 | 92
General Purpose | 3 Industry General Purpose | Automation panel offer - Optimum | APO | RM17TT00 | PH ROTATION.FAILURE 208-480VAC 1C/O UV | 1619 | 6O | B | IDSIG | 97 | 27 | 78 | 88
General Purpose | 3 Industry General Purpose | Automation panel offer - Optimum | APO | RM17TU00 | PH ROTATION.FAILURE 208-480VAC W/ UV | 1551 | 6O | B | IDSIG | 92 | 28 | 76 | 88
General Purpose | 3 Industry General Purpose | Automation panel offer - Optimum | APO | RM17UAS14 | OV OR UV 9..15VDC 12VDC 1C/O | 1335 | 6O | B | IDSIG
General Purpose | 3 Industry General Purpose | Automation panel offer - Optimum | APO | RM17UAS15 | OV OR UV 65-260V ACDC 110-240VAC/DC 1C/O | 1943 | 6O | B | IDSIG | 88 | 28 | 76 | 86
General Purpose | 3 Industry General Purpose | Automation panel offer - Optimum | APO | RM17UAS16 | OV OR UV 20..80V ACDC 24-48VAC/DC 1C/O | 2749 | 6O | B | IDSIG | 92 | 28 | 76 | 88
General Purpose | 3 Industry General Purpose | Automation panel offer - Optimum | APO | RM17UB310 | OV AND UV 3PH 220-480VAC BET 2PH 1C/O | 2656 | 6O | B | IDSIG | 97 | 27 | 80 | 89
General Purpose | 3 Industry General Purpose | Automation panel offer - Optimum | APO | RM17UBE15 | OV/UV 65..260V ACDC 110-240VAC/DC 1C/O | 2048 | 6O | B | IDSIG | 92 | 28 | 76 | 88
General Purpose | 3 Industry General Purpose | Automation panel offer - Optimum | APO | RM22JA31MR | CURRENT CONTROL RELAY RM22-JA - RANGE 4M | 1837 | 6O | B | IDSIG | 95 | 26 | 82 | 121
General Purpose | 3 Industry General Purpose | Automation panel offer - Optimum | APO | RM22LA32MR | LEVEL CONTROL RELAY RM22-LG - RANGE 0,25 | 1729 | 6O | B | IDSIG | 92 | 28 | 80 | 124
General Purpose | 3 Industry General Purpose | Automation panel offer - Optimum | APO | RM22LG11MR | LEVEL CONTROL RELAY RM22-LG - RANGE 5K # | 1442 | 6O | B | IDSIG | 92 | 28 | 80 | 110
General Purpose | 3 Industry General Purpose | Automation panel offer - Optimum | APO | RM22TA33 | 3 Phase Asymmetry control relay RM22-TA | 1337 | 6O | B | IDSIG | 95 | 26 | 82 | 104
General Purpose | 3 Industry General Purpose | Automation panel offer - Optimum | APO | RM22TG20 | 3 PHASE CONTROL RELAY RM22-TG - RANGE 18 | 1225 | 6O | A | IDSIG | 92 | 28 | 78 | 100
General Purpose | 3 Industry General Purpose | Automation panel offer - Optimum | APO | RM22TR31 | 3 PHASE VOLTAGE CONTROL RELAY RM22-TR - | 1361 | 6O | B | IDSIG | 92 | 26 | 80 | 102
General Purpose | 3 Industry General Purpose | Automation panel offer - Optimum | APO | RM22TR33 | 3 PHASE VOLTAGE CONTROL RELAY RM22-TR - | 1599 | 6O | A | IDSIG | 92 | 26 | 78 | 102
General Purpose | 3 Industry General Purpose | Automation panel offer - Optimum | APO | RM22TU21 | 3 PHASE UNDERVOLTAGE CONTROL RELAY RM22- | 1252 | 6O | B | IDSIG | 95 | 26 | 82 | 101
General Purpose | 3 Industry General Purpose | Automation panel offer - Optimum | APO | RM22TU23 | 3 PHASE UNDERVOLTAGE CONTROL RELAY RM22- | 1563 | 6O | B | IDSIG | 95 | 26 | 82 | 103
General Purpose | 3 Industry General Purpose | Automation panel offer - Optimum | APO | RM22UA22MR | OVERVOLTAGE CONTROL RELAY RM22-UA - RANG | 1919 | 6O | B | IDSIG | 95 | 26 | 82 | 121
General Purpose | 3 Industry General Purpose | Automation panel offer - Optimum | APO | RM22UA23MR | OVERVOLTAGE CONTROL RELAY RM22-UA - RANG | 1919 | 6O | B | IDSIG | 95 | 26 | 82 | 121
General Purpose | 3 Industry General Purpose | Automation panel offer - Optimum | APO | RM22UA33MR | OVERVOLTAGE CONTROL RELAY RM22-UA - RANG | 1837 | 6O | B | IDSIG | 95 | 26 | 82 | 121
General Purpose | 3 Industry General Purpose | Automation panel offer - Optimum | APO | RM22UA33MT | OVERVOLTAGE CONTROL RELAY RM22-UA - RANG | 1892 | 6O | B | IDSIG | 95 | 26 | 82 | 120
General Purpose | 3 Industry General Purpose | Automation panel offer - Optimum | APO | RM22UB34 | VOLTAGE CONTROL RELAY RM22-UB - RANGE 80 | 1442 | 6O | B | IDSIG | 95 | 26 | 82 | 104
General Purpose | 3 Industry General Purpose | Automation panel offer - Optimum | APO | RM35HZ21FM | FREQUENCY RELAY 40-60HZ 12-277VAC | 2747 | 6O | B | IDSIG | 97 | 78 | 46 | 125
General Purpose | 3 Industry General Purpose | Automation panel offer - Optimum | APO | RM35JA32MR | CURRENT CONTROL RELAY RM35-JA - RANGE 0, | 3193 | 6O | B | IDSIG
General Purpose | 3 Industry General Purpose | Automation panel offer - Optimum | APO | RM35JA32MW | OC OR UC RELAY 150MA-15A 24-240VAC/DC | 3193 | 6O | B | IDSIG | 92 | 46 | 78 | 140
General Purpose | 3 Industry General Purpose | Automation panel offer - Optimum | APO | RM35LM33MW | MULTIFUNC LEV CONTRL RESIST 24-240VAC/DC | 1372 | 6O | B | IDSIG | 96 | 45 | 80 | 135
General Purpose | 3 Industry General Purpose | Automation panel offer - Optimum | APO | RM35S0MW | SPEED CONTROL RELAY 24-240VAC/DC | 3231 | 6O | B | IDSIG | 92 | 46 | 80 | 134
General Purpose | 3 Industry General Purpose | Automation panel offer - Optimum | APO | RM35TF30 | MLTIFUNC PH CNTRL 220 480VA PHFAIL ROT | 3307 | 6O | A | IDSIG | 48 | 78 | 92 | 134
General Purpose | 3 Industry General Purpose | Automation panel offer - Optimum | APO | RM35TM250MW | PH FAIL ROT MOTOR TEMP 24-240VAC/DC | 2500 | 6O | B | IDSIG | 97 | 78 | 45 | 134
General Purpose | 3 Industry General Purpose | Automation panel offer - Optimum | APO | RM35TM50MW | PH FAIL ROTRESET MOTOR TEMP 24-240VAC/DC | 2623 | 6O | B | IDSIG | 92 | 46 | 76 | 132
General Purpose | 3 Industry General Purpose | Automation panel offer - Optimum | APO | RM35UA13MW | OV OR UV RELAY 15..600V 24-240VAC/DC 2CO | 3030 | 6O | B | IDSIG | 97 | 45 | 80 | 136
General Purpose | 3 Industry General Purpose | Automation panel offer - Optimum | APO | RM35UB330 | 3PH OV AND UV RLY 220-480VAC BET 2PH 2CO | 3421 | 6O | B | IDSIG | 96 | 48 | 78 | 128
General Purpose | 3 Industry General Purpose | Automation panel offer - Optimum | APO | RM35UB3N30 | 3PH OV AND UV RLY 220-480VAC BET PH AND | 3694 | 6O | B | IDSIG | 94 | 48 | 78 | 126
General Purpose | 3 Industry General Purpose | Automation panel offer - Optimum | APO | RMCA61BD | ZELIO ANALOGUE CURRENT CONVERTOR | 3914 | 6O | B | IDSIG | 48 | 82 | 81 | 168
General Purpose | 3 Industry General Purpose | Automation panel offer - Optimum | APO | RMCV60BD | ZELIO ANALOGUE VOLTAGE CONVERTOR | 3926 | 6O | B | IDSIG | 85 | 27 | 82 | 115
General Purpose | 3 Industry General Purpose | Automation panel offer - Optimum | APO | RMNF22TB30 | NFC Control Relay 3-Phases | 1835 | 6O | A | IDSIG
General Purpose | 3 Industry General Purpose | Automation panel offer - Optimum | APO | RMPT33BD | ZELIO ANALOGUE PT100 0-100C | 2242 | 6O | B | IDSIG | 85 | 27 | 82 | 109
General Purpose | 3 Industry General Purpose | Automation panel offer - Optimum | APO | RMPT50BD | ZELIO ANALOGUE PT100 0-250C | 2720 | 6O | B | IDSIG | 85 | 27 | 82 | 106
General Purpose | 3 Industry General Purpose | Automation panel offer - Optimum | APO | RMPT73BD | ZELIO ANALOGUE PT100 0-500C | 2242 | 6O | B | IDSIG | 85 | 27 | 82 | 109
General Purpose | 3 Industry General Purpose | Automation panel offer - Optimum | APO | RPF2AJD | 30A POWER RELAY 2N/O 12VDC | 240 | 6O | B | IDSIG
General Purpose | 3 Industry General Purpose | Automation panel offer - Optimum | APO | RPF2BBD | 30A POWER RELAY 2C/O 24VDC | 267 | 6O | B | IDSIG
General Purpose | 3 Industry General Purpose | Automation panel offer - Optimum | APO | RPM12BD | 15A POWER RELAY LED 1C/O 24VDC | 106 | 6O | B | IDSIG | 110 | 30 | 84 | 274
General Purpose | 3 Industry General Purpose | Automation panel offer - Optimum | APO | RPM41BD | 15A POWER RELAY 4C/O 24VDC | 315 | 6O | B | IDSIG | 214 | 30 | 100 | 755
General Purpose | 3 Industry General Purpose | Automation panel offer - Optimum | APO | RPM42BD | 15A POWER RELAY LED 4C/O 24VDC | 317 | 6O | B | IDSIG | 225 | 30 | 105 | 766
General Purpose | 3 Industry General Purpose | Automation panel offer - Optimum | APO | RPM42F7 | 15A POWER RELAY LED 4C/O 120VAC | 323 | 6O | A | IDSIG | 221 | 30 | 105 | 723
General Purpose | 3 Industry General Purpose | Automation panel offer - Optimum | APO | RPM42P7 | 15A POWER RELAY LED 4C/O 230VAC | 323 | 6O | B | IDSIG | 225 | 30 | 105 | 766
General Purpose | 3 Industry General Purpose | Automation panel offer - Optimum | APO | RPZF1 | Base Rel・de potencia RPM1 | 99 | 6O | B | IDSIG | 107 | 65 | 90 | 336
General Purpose | 3 Industry General Purpose | Automation panel offer - Optimum | APO | RPZF2 | MIXED CONN SOCKET FOR RPM2 | 106 | 6O | B | IDSIG | 158 | 66 | 92 | 576
General Purpose | 3 Industry General Purpose | Automation panel offer - Optimum | APO | RPZF4 | MIXED CONN SOCKET FOR RPM4 | 125 | 6O | A | IDSIG | 256 | 68 | 90 | 1010
General Purpose | 3 Industry General Purpose | Automation panel offer - Optimum | APO | RSB1A120B7 | PCB RELAY 1C O 12A 24VAC | 121 | 6O | A | IDSIG | 27 | 17 | 333 | 139
General Purpose | 3 Industry General Purpose | Automation panel offer - Optimum | APO | RSB1A120BD | PCB RELAY 1C O 12A 24VDC | 68 | 6O | A | IDSIG | 21 | 25 | 308 | 158
General Purpose | 3 Industry General Purpose | Automation panel offer - Optimum | APO | RSB1A120P7 | PCB RELAY 1C O 12A 230VAC | 107 | 6O | B | IDSIG | 310 | 20 | 25 | 149
General Purpose | 3 Industry General Purpose | Automation panel offer - Optimum | APO | RSB1A160BD | PCB RELAY 1C O 16A 24VDC | 112 | 6O | A | IDSIG | 333 | 20 | 28 | 150
General Purpose | 3 Industry General Purpose | Automation panel offer - Optimum | APO | RSB1A160F7 | PCB RELAY 1C/O 16A 110VAC | 123 | 6O | B | IDSIG | 27 | 17 | 333 | 144
General Purpose | 3 Industry General Purpose | Automation panel offer - Optimum | APO | RSB1A160JD | PCB RELAY 1C O 16A 12VDC | 75 | 6O | A | IDSIG | 312 | 21 | 25 | 160
General Purpose | 3 Industry General Purpose | Automation panel offer - Optimum | APO | RSB1A160P7 | PCB RELAY 1C O 16A 230VAC | 163 | 6O | B | IDSIG | 311 | 17 | 25 | 164
General Purpose | 3 Industry General Purpose | Automation panel offer - Optimum | APO | RSB2A080B7 | PCB RELAY 2C O 8A 24VAC | 131 | 6O | B | IDSIG | 308 | 21 | 25 | 158
General Purpose | 3 Industry General Purpose | Automation panel offer - Optimum | APO | RSB2A080BD | PCB RELAY 2C O 8A 24VDC | 99 | 6O | A | IDSIG | 311 | 21 | 25 | 159
General Purpose | 3 Industry General Purpose | Automation panel offer - Optimum | APO | RSB2A080F7 | PCB RELAY 2C O 8A 110VAC | 132 | 6O | B | IDSIG | 310 | 17 | 25 | 160
General Purpose | 3 Industry General Purpose | Automation panel offer - Optimum | APO | RSB2A080P7 | PCB RELAY 2C O 8A 230VAC | 147 | 6O | A | IDSIG | 308 | 20 | 25 | 160
General Purpose | 3 Industry General Purpose | Automation panel offer - Optimum | APO | RSL1AB4BD | SLIM RELAY 1C/O 6A 24 VDC | 122 | 6O | A | IDSIG | 305 | 7 | 24 | 70
General Purpose | 3 Industry General Purpose | Automation panel offer - Optimum | APO | RSL1AB4ND | SLIM RELAY 1C/O 6A 60 VDC | 153 | 6O | B | IDSIG | 305 | 7 | 23 | 65
General Purpose | 3 Industry General Purpose | Automation panel offer - Optimum | APO | RSL1PRBU | SLIM RELAY SOCKET 1C O LED 24VAC DC SPRG | 312 | 6O | B | IDSIG | 107 | 85 | 71 | 315
General Purpose | 3 Industry General Purpose | Automation panel offer - Optimum | APO | RSL1PVBU | SLIM RELAY SOCKET 1C O LED 24VAC DC SCRW | 248 | 6O | A | IDSIG | 102 | 70 | 86 | 312
General Purpose | 3 Industry General Purpose | Automation panel offer - Optimum | APO | RSL1PVFU | SLIM RELAY+SOCKET 1C/O LED 110VACDC SCRW | 256 | 6O | B | IDSIG | 107 | 71 | 86 | 323
General Purpose | 3 Industry General Purpose | Automation panel offer - Optimum | APO | RSL1PVPU | SLIM RELAY SOCKET 1C O LED 230VACDC SCRW | 271 | 6O | A | IDSIG | 85 | 70 | 103 | 321
General Purpose | 3 Industry General Purpose | Automation panel offer - Optimum | APO | RSLZ2 | BUS JUMPER 20 POLES FOR RSLZ SOCKET | 39 | 6O | A | IDSIG | 125 | 20 | 60 | 80
General Purpose | 3 Industry General Purpose | Automation panel offer - Optimum | APO | RSLZVA1 | SEPARATED SOCKET LED 12 24VAC DC SCREW | 142 | 6O | A | IDSIG | 108 | 85 | 72 | 276
General Purpose | 3 Industry General Purpose | Automation panel offer - Optimum | APO | RSZE1S35M | SEPARATED CONN SOCKET FOR RSB1A120 | 122 | 6O | A | IDSIG | 164 | 66 | 86 | 356
General Purpose | 3 Industry General Purpose | Automation panel offer - Optimum | APO | RSZE1S48M | SEPARATED CONN SOCKET FOR RSB | 135 | 6O | A | IDSIG | 162 | 66 | 86 | 422
General Purpose | 3 Industry General Purpose | Automation panel offer - Optimum | APO | RUMC21B7 | 2CO 10A Relay Cylind +LTB-LED 24VAC | 182 | 6O | B | IDSIG | 200 | 40 | 146 | 928
General Purpose | 3 Industry General Purpose | Automation panel offer - Optimum | APO | RUMC21BD | 2CO 10A Relay Cylind +LTB-LED 24VDC | 182 | 6O | A | IDSIG | 200 | 40 | 146 | 921
General Purpose | 3 Industry General Purpose | Automation panel offer - Optimum | APO | RUMC21F7 | 2CO 10A Relay Cylind +LTB-LED 120VAC | 182 | 6O | B | IDSIG | 196 | 40 | 146 | 938
General Purpose | 3 Industry General Purpose | Automation panel offer - Optimum | APO | RUMC21P7 | 2CO 10A Relay Cylind +LTB-LED 230VAC | 182 | 6O | A | IDSIG | 199 | 40 | 149 | 938
General Purpose | 3 Industry General Purpose | Automation panel offer - Optimum | APO | RUMC22B7 | 2CO 10A Relay Cylind +LTB+LED 24VAC | 195 | 6O | A | IDSIG | 200 | 40 | 146 | 931
General Purpose | 3 Industry General Purpose | Automation panel offer - Optimum | APO | RUMC22BD | 2CO 10A Relay Cylind +LTB+LED 24VDC | 195 | 6O | A | IDSIG | 200 | 40 | 146 | 931
General Purpose | 3 Industry General Purpose | Automation panel offer - Optimum | APO | RUMC22F7 | 2CO 10A Relay Cylind +LTB+LED 120VAC | 195 | 6O | A | IDSIG | 200 | 40 | 146 | 947
General Purpose | 3 Industry General Purpose | Automation panel offer - Optimum | APO | RUMC22P7 | 2CO 10A Relay Cylind +LTB+LED 230VAC | 195 | 6O | A | IDSIG | 200 | 40 | 146 | 957
General Purpose | 3 Industry General Purpose | Automation panel offer - Optimum | APO | RUMC31B7 | 3CO 10A Relay Cylind +LTB-LED 24VAC | 195 | 6O | A | IDSIG | 200 | 40 | 146 | 961
General Purpose | 3 Industry General Purpose | Automation panel offer - Optimum | APO | RUMC31BD | 3CO 10A Relay Cylind +LTB-LED 24VDC | 195 | 6O | A | IDSIG | 196 | 40 | 148 | 954
General Purpose | 3 Industry General Purpose | Automation panel offer - Optimum | APO | RUMC31F7 | 3CO 10A Relay Cylind +LTB-LED 120VAC | 195 | 6O | A | IDSIG | 196 | 40 | 146 | 974
General Purpose | 3 Industry General Purpose | Automation panel offer - Optimum | APO | RUMC31P7 | 3CO 10A Relay Cylind +LTB-LED 230VAC | 195 | 6O | A | IDSIG | 194 | 40 | 144 | 974
General Purpose | 3 Industry General Purpose | Automation panel offer - Optimum | APO | RUMC32B7 | 3CO 10A Relay Cylind +LTB+LED 24VAC | 207 | 6O | A | IDSIG | 192 | 38 | 146 | 962
General Purpose | 3 Industry General Purpose | Automation panel offer - Optimum | APO | RUMC32BD | 3CO 10A Relay Cylind +LTB+LED 24VDC | 205 | 6O | A | IDSIG | 196 | 38 | 144 | 964
General Purpose | 3 Industry General Purpose | Automation panel offer - Optimum | APO | RUMC32F7 | 3CO 10A Relay Cylind +LTB+LED 120VAC | 207 | 6O | A | IDSIG | 196 | 40 | 146 | 982
General Purpose | 3 Industry General Purpose | Automation panel offer - Optimum | APO | RUMC32FD | 3CO 10A Relay Cylind +LTB+LED 110VDC | 207 | 6O | A | IDSIG | 198 | 40 | 146 | 975
General Purpose | 3 Industry General Purpose | Automation panel offer - Optimum | APO | RUMC32P7 | 3CO 10A Relay Cylind +LTB+LED 230VAC | 205 | 6O | A | IDSIG | 200 | 40 | 146 | 993
General Purpose | 3 Industry General Purpose | Automation panel offer - Optimum | APO | RUW101MW | MULTIFUNCTION TIMER FOR RUM RELAYS | 1784 | 6O | B | IDSIG | 70 | 26 | 34 | 20
General Purpose | 3 Industry General Purpose | Automation panel offer - Optimum | APO | RUW240BD | DIODE 6-250VDC FOR RUM RELAY | 63 | 6O | B | IDSIG | 130 | 35 | 90 | 47
General Purpose | 3 Industry General Purpose | Automation panel offer - Optimum | APO | RUZC200 | METAL CLAMP FOR RUM RELAY | 27 | 6O | A | IDSIG | 100 | 35 | 80 | 26
General Purpose | 3 Industry General Purpose | Automation panel offer - Optimum | APO | RUZC2M | MIXED CONN SOCKET FOR RUMC2 | 101 | 6O | A | IDSIG | 144 | 84 | 84 | 542
General Purpose | 3 Industry General Purpose | Automation panel offer - Optimum | APO | RUZC3M | MIXED CONN SOCKET FOR RUMC3 | 111 | 6O | A | IDSIG | 146 | 82 | 82 | 612
General Purpose | 3 Industry General Purpose | Automation panel offer - Optimum | APO | RUZSC2M | SEPARATED CONN SOCKET FOR RUMC2 | 157 | 6O | B | IDSIG | 180 | 97 | 85 | 739
General Purpose | 3 Industry General Purpose | Automation panel offer - Optimum | APO | RUZSC3M | SEPARATED CONN SOCKET FOR RUMC3 | 177 | 6O | B | IDSIG | 106 | 100 | 180 | 884
General Purpose | 3 Industry General Purpose | Automation panel offer - Optimum | APO | RXG12BD | 1CO 10A Relay +LTB+LED 24VDC | 114 | 6O | B | IDSIG | 90 | 35 | 82 | 233
General Purpose | 3 Industry General Purpose | Automation panel offer - Optimum | APO | RXG12JD | 1CO 10A Relay +LTB+LED 12VDC | 114 | 6O | B | IDSIG | 93 | 35 | 86 | 221
General Purpose | 3 Industry General Purpose | Automation panel offer - Optimum | APO | RXG12P7 | Rele 1CO 10A+Boton Test+LED 230VAC | 162 | 6O | B | IDSIG | 91 | 35 | 82 | 229
General Purpose | 3 Industry General Purpose | Automation panel offer - Optimum | APO | RXG12P7PV | Harmony RXG Relay module,1C/O 10A 230VAC | 265 | 6O | B | IDSIG
General Purpose | 3 Industry General Purpose | Automation panel offer - Optimum | APO | RXG22B7 | Rel・2CO 5A+Bot Test+LED 24VAC | 167 | 6O | B | IDSIG | 91 | 35 | 82 | 227
General Purpose | 3 Industry General Purpose | Automation panel offer - Optimum | APO | RXG22BD | 2CO 5A Relay +LTB+LED 24VDC | 122 | 6O | A | IDSIG | 92 | 36 | 82 | 226
General Purpose | 3 Industry General Purpose | Automation panel offer - Optimum | APO | RXG22BDPV | Harmony RXG Relay module,2C/O 5A 24VDC, | 238 | 6O | A | IDSIG
General Purpose | 3 Industry General Purpose | Automation panel offer - Optimum | APO | RXG22F7 | Rele 2CO 5A+Boton Test+LED 120VAC | 167 | 6O | A | IDSIG | 92 | 35 | 85 | 242
General Purpose | 3 Industry General Purpose | Automation panel offer - Optimum | APO | RXG22JD | 2CO 5A Relay +LTB+LED 12VDC | 126 | 6O | B | IDSIG | 93 | 35 | 86 | 221
General Purpose | 3 Industry General Purpose | Automation panel offer - Optimum | APO | RXG22P7 | Rele 2CO 5A+Boton Test+LED 230VAC | 166 | 6O | A | IDSIG | 93 | 35 | 86 | 221
General Purpose | 3 Industry General Purpose | Automation panel offer - Optimum | APO | RXG22P7PV | Harmony RXG Relay module,2C/O 5A 230VAC, | 281 | 6O | A | IDSIG
General Purpose | 3 Industry General Purpose | Automation panel offer - Optimum | APO | RXG23BDPV | Harmony RXG Relay module,2C/O 5A 24VDC, | 239 | 6O | B | IDSIG
General Purpose | 3 Industry General Purpose | Automation panel offer - Optimum | APO | RXG23P7PV | Harmony RXG Relay module,2C/O 5A 230VAC, | 281 | 6O | B | IDSIG
General Purpose | 3 Industry General Purpose | Automation panel offer - Optimum | APO | RXM021BN | VARISTOR 24-60VACDC FOR RXZE | 60 | 6O | B | IDSIG
General Purpose | 3 Industry General Purpose | Automation panel offer - Optimum | APO | RXM021FP | VARISTOR 110-240VACDC FOR RXZE | 63 | 6O | B | IDSIG | 100 | 30 | 60 | 18
General Purpose | 3 Industry General Purpose | Automation panel offer - Optimum | APO | RXM040W | DIODE 6-250VDC FOR RXZE SOCKET | 104 | 6O | B | IDSIG | 77 | 20 | 63 | 18
General Purpose | 3 Industry General Purpose | Automation panel offer - Optimum | APO | RXM2AB1B7 | MINIATURE RELAY 2C/O 24VAC | 168 | 6O | A | IDSIG | 124 | 30 | 104 | 348
General Purpose | 3 Industry General Purpose | Automation panel offer - Optimum | APO | RXM2AB1BD | MINIATURE RELAY 2C/O 24VDC | 164 | 6O | A | IDSIG | 124 | 30 | 104 | 372
General Purpose | 3 Industry General Purpose | Automation panel offer - Optimum | APO | RXM2AB1F7 | MINIATURE RELAY 2C/O 120VAC | 168 | 6O | B | IDSIG | 126 | 31 | 103 | 370
General Purpose | 3 Industry General Purpose | Automation panel offer - Optimum | APO | RXM2AB1JD | MINIATURE RELAY 2C/O 12VDC | 164 | 6O | A | IDSIG | 124 | 30 | 104 | 368
General Purpose | 3 Industry General Purpose | Automation panel offer - Optimum | APO | RXM2AB1P7 | MINIATURE RELAY 2C/O 230VAC | 168 | 6O | A | IDSIG | 124 | 30 | 104 | 366
General Purpose | 3 Industry General Purpose | Automation panel offer - Optimum | APO | RXM2AB2B7 | MINIATURE RELAY LED 2C/O 24VAC | 184 | 6O | B | IDSIG | 124 | 30 | 104 | 354
General Purpose | 3 Industry General Purpose | Automation panel offer - Optimum | APO | RXM2AB2BD | MINIATURE RELAY LED 2C/O 24VDC | 178 | 6O | A | IDSIG | 121 | 30 | 105 | 391
General Purpose | 3 Industry General Purpose | Automation panel offer - Optimum | APO | RXM2AB2BDPVM | Harmony RXM Relay module,2C/O 10A 24VDC | 307 | 6O | A | IDSIG
General Purpose | 3 Industry General Purpose | Automation panel offer - Optimum | APO | RXM2AB2F7 | MINIATURE RELAY LED 2C/O 120VAC | 184 | 6O | A | IDSIG | 124 | 30 | 104 | 374
General Purpose | 3 Industry General Purpose | Automation panel offer - Optimum | APO | RXM2AB2P7 | MINIATURE RELAY LED 2C/O 230VAC | 184 | 6O | A | IDSIG | 121 | 31 | 105 | 378
General Purpose | 3 Industry General Purpose | Automation panel offer - Optimum | APO | RXM2AB2P7PVM | Harmony RXM Relay module,2C/O 10A 230VAC | 328 | 6O | A | IDSIG
General Purpose | 3 Industry General Purpose | Automation panel offer - Optimum | APO | RXM2LB2F7 | MINIATURE RELAY OPTIMUM 2 CO 120 VAC 50/ | 100 | 6O | B | IDSIG | 28 | 41 | 21 | 370
General Purpose | 3 Industry General Purpose | Automation panel offer - Optimum | APO | RXM3AB1BD | Miniature relay 3 CO / 24 V DC | 181 | 6O | B | IDSIG | 124 | 30 | 104 | 398
General Purpose | 3 Industry General Purpose | Automation panel offer - Optimum | APO | RXM3AB1F7 | MINIATURE RELAY 3C/O 120VAC | 188 | 6O | B | IDSIG | 100 | 30 | 115 | 384
General Purpose | 3 Industry General Purpose | Automation panel offer - Optimum | APO | RXM3AB1P7 | Miniature relay 3 CO / 230 V 50/60 Hz | 188 | 6O | B | IDSIG | 125 | 31 | 103 | 390
General Purpose | 3 Industry General Purpose | Automation panel offer - Optimum | APO | RXM3AB2B7 | Miniature relay 3 CO / + LED 24 V 50/60 | 188 | 6O | B | IDSIG | 125 | 31 | 103 | 402
General Purpose | 3 Industry General Purpose | Automation panel offer - Optimum | APO | RXM3AB2BD | MINIATURE RELAY 3 CO /+ LED 24 V DC | 196 | 6O | B | IDSIG | 125 | 31 | 103 | 405
General Purpose | 3 Industry General Purpose | Automation panel offer - Optimum | APO | RXM3AB2F7 | MINIATURE RELAY LED 3C/O 120VAC | 202 | 6O | B | IDSIG | 125 | 31 | 103 | 396
General Purpose | 3 Industry General Purpose | Automation panel offer - Optimum | APO | RXM3AB2FD | MINIATURE RELAY LED 3C/O 110VDC | 267 | 6O | B | IDSIG
General Purpose | 3 Industry General Purpose | Automation panel offer - Optimum | APO | RXM3AB2JD | MINIATURE RELAY 3 CO /+ LED 12 V DC | 197 | 6O | B | IDSIG
General Purpose | 3 Industry General Purpose | Automation panel offer - Optimum | APO | RXM3AB2P7 | RELﾉ MINIATURA +LED 10A 3NANC 230VAC | 202 | 6O | B | IDSIG | 125 | 32 | 103 | 395
General Purpose | 3 Industry General Purpose | Automation panel offer - Optimum | APO | RXM4AB1B7 | MINIATURE RELAY 4C/O 24VAC | 192 | 6O | A | IDSIG | 124 | 30 | 104 | 354
General Purpose | 3 Industry General Purpose | Automation panel offer - Optimum | APO | RXM4AB1BD | MINIATURE RELAY 4C/O 24VDC | 185 | 6O | A | IDSIG | 124 | 30 | 104 | 380
General Purpose | 3 Industry General Purpose | Automation panel offer - Optimum | APO | RXM4AB1BDPVM | Harmony RXM Relay module,4C/O 6A 24VDC | 336 | 6O | B | IDSIG
General Purpose | 3 Industry General Purpose | Automation panel offer - Optimum | APO | RXM4AB1F7 | MINIATURE RELAY 4C/O 120VAC | 192 | 6O | A | IDSIG | 124 | 30 | 104 | 372
General Purpose | 3 Industry General Purpose | Automation panel offer - Optimum | APO | RXM4AB1JD | MINIATURE RELAY 4C/O 12VDC | 185 | 6O | B | IDSIG | 124 | 30 | 104 | 370
General Purpose | 3 Industry General Purpose | Automation panel offer - Optimum | APO | RXM4AB1P7 | MINIATURE RELAY 4C/O 230VAC | 192 | 6O | A | IDSIG | 124 | 30 | 104 | 370
General Purpose | 3 Industry General Purpose | Automation panel offer - Optimum | APO | RXM4AB2B7 | Rel・MINIATURA +LED 6A 4NANC 24VAC | 206 | 6O | A | IDSIG | 124 | 30 | 104 | 360
General Purpose | 3 Industry General Purpose | Automation panel offer - Optimum | APO | RXM4AB2B7PVM | Harmony RXM Relay module,4C/O 6A 24VAC | 352 | 6O | B | IDSIG
General Purpose | 3 Industry General Purpose | Automation panel offer - Optimum | APO | RXM4AB2BD | MINIATURE RELAY LED 4C/O 24VDC | 201 | 6O | A | IDSIG | 124 | 30 | 104 | 380
General Purpose | 3 Industry General Purpose | Automation panel offer - Optimum | APO | RXM4AB2BDPVM | Harmony RXM Relay module,4C/O 6A 24VDC | 346 | 6O | A | IDSIG
General Purpose | 3 Industry General Purpose | Automation panel offer - Optimum | APO | RXM4AB2E7 | MINIATURE RELAY LED 4C/O 48VAC | 206 | 6O | B | IDSIG | 124 | 30 | 104 | 392
General Purpose | 3 Industry General Purpose | Automation panel offer - Optimum | APO | RXM4AB2F7 | MINIATURE RELAY LED 4C/O 120VAC | 206 | 6O | A | IDSIG | 124 | 30 | 104 | 378
General Purpose | 3 Industry General Purpose | Automation panel offer - Optimum | APO | RXM4AB2FD | MINIATURE RELAY LED 4C/O 110VDC | 201 | 6O | B | IDSIG | 121 | 30 | 105 | 374
General Purpose | 3 Industry General Purpose | Automation panel offer - Optimum | APO | RXM4AB2GD | MINIATURE RELAY LED 4C/O 125VDC | 201 | 6O | B | IDSIG | 125 | 31 | 103 | 402
General Purpose | 3 Industry General Purpose | Automation panel offer - Optimum | APO | RXM4AB2JD | MINIATURE RELAY LED 4C/O 12VDC | 201 | 6O | B | IDSIG | 124 | 30 | 104 | 376
General Purpose | 3 Industry General Purpose | Automation panel offer - Optimum | APO | RXM4AB2P7 | MINIATURE RELAY LED 4C/O 230VAC | 206 | 6O | A | IDSIG | 124 | 30 | 104 | 380
General Purpose | 3 Industry General Purpose | Automation panel offer - Optimum | APO | RXM4AB2P7PVM | Harmony RXM Relay module,4C/O 6A 230VAC | 352 | 6O | A | IDSIG
General Purpose | 3 Industry General Purpose | Automation panel offer - Optimum | APO | RXM4AB2P7PVS | Harmony RXM Relay module,4C/O 6A 230VAC | 351 | 6O | B | IDSIG
General Purpose | 3 Industry General Purpose | Automation panel offer - Optimum | APO | RXM4GB2BD | MINIATURE RELAY LED 4C/O LOW SW 24VDC | 225 | 6O | B | IDSIG | 125 | 31 | 103 | 400
General Purpose | 3 Industry General Purpose | Automation panel offer - Optimum | APO | RXM4GB2ED | MINIATURE RELAY 4 CO LOW LEVEL /+ LED 48 | 279 | 6O | B | IDSIG
General Purpose | 3 Industry General Purpose | Automation panel offer - Optimum | APO | RXM4GB2P7 | MINIATURE RELAY 4 CO LOW LEVEL /+ LED 23 | 240 | 6O | B | IDSIG | 122 | 30 | 105 | 380
General Purpose | 3 Industry General Purpose | Automation panel offer - Optimum | APO | RXZ400 | METAL CLAMP FOR RXM RELAYS | 17 | 6O | A | IDSIG | 55 | 20 | 50 | 110
General Purpose | 3 Industry General Purpose | Automation panel offer - Optimum | APO | RXZE2M114 | MIXED SOCKET SCREW CALMP FOR RXM2/4 | 99 | 6O | A | IDSIG | 154 | 76 | 88 | 564
General Purpose | 3 Industry General Purpose | Automation panel offer - Optimum | APO | RXZE2M114M | MIXED SCREW SOCKET FOR RXM2/4 | 115 | 6O | A | IDSIG | 140 | 76 | 92 | 582
General Purpose | 3 Industry General Purpose | Automation panel offer - Optimum | APO | RXZE2S108M | SEPARATED CONN SOCKET FOR RXM2 | 143 | 6O | B | IDSIG | 140 | 66 | 116 | 526
General Purpose | 3 Industry General Purpose | Automation panel offer - Optimum | APO | RXZE2S111M | SEPARATED CONN SOCKET FOR RXM3 | 147 | 6O | A | IDSIG | 140 | 68 | 116 | 612
General Purpose | 3 Industry General Purpose | Automation panel offer - Optimum | APO | RXZE2S114M | SEPARATED CONN SOCKET FOR RXM2/4 | 160 | 6O | A | IDSIG | 115 | 67 | 140 | 668
General Purpose | 3 Industry General Purpose | Automation panel offer - Optimum | APO | RZM021FP | VARSTR W SE brand | 150 | 6O | B | IDSIG | 100 | 20 | 45 | 33
General Purpose | 3 Industry General Purpose | Automation panel offer - Optimum | APO | RZM021RB | VARSTR W | 145 | 6O | B | IDSIG | 90 | 15 | 60 | 24
General Purpose | 3 Industry General Purpose | Automation panel offer - Optimum | APO | RZM031BN | DIODE W | 104 | 6O | B | IDSIG | 110 | 30 | 70 | 20
General Purpose | 3 Industry General Purpose | Automation panel offer - Optimum | APO | RZM031RB | DIODE W | 80 | 6O | B | IDSIG | 110 | 30 | 70 | 21
General Purpose | 3 Industry General Purpose | Automation panel offer - Optimum | APO | RZM041BN7 | RC CIRCUIT 24 60VAC FOR RSZ SOCKETS ONLY | 93 | 6O | B | IDSIG | 90 | 20 | 60 | 31
General Purpose | 3 Industry General Purpose | Automation panel offer - Optimum | APO | SR2A101BD | SR 10 I/O REL. 24VDC DISPL W/O CLK | 5196 | 6O | B | IDMST | 235 | 90 | 100 | 100
General Purpose | 3 Industry General Purpose | Automation panel offer - Optimum | APO | SR2A101FU | SR 10 I/O REL. 100-240VAC DISPL W/O CLK | 4729 | 6O | B | IDMST | 247 | 88 | 100 | 100
General Purpose | 3 Industry General Purpose | Automation panel offer - Optimum | APO | SR2A201BD | SR 20 I/O REL. 24VDC DISPL W/O CLK | 6957 | 6O | B | IDMST | 358 | 135 | 100 | 100
General Purpose | 3 Industry General Purpose | Automation panel offer - Optimum | APO | SR2A201FU | SR 20 I/O REL. 100-240VAC DISPL W/O CLK | 6745 | 6O | B | IDMST | 359 | 135 | 100 | 100
General Purpose | 3 Industry General Purpose | Automation panel offer - Optimum | APO | SR2B121B | SR 12 I/O REL. 24VAC DISPL & CLK | 5020 | 6O | B | IDMST | 243 | 100 | 90 | 90
General Purpose | 3 Industry General Purpose | Automation panel offer - Optimum | APO | SR2B121BD | SR 12 I/O REL. 24VDC DISPL & CLK | 5907 | 6O | A | IDMST | 243 | 100 | 88 | 88
General Purpose | 3 Industry General Purpose | Automation panel offer - Optimum | APO | SR2B121FU | SR 12 I/O REL. 100-240VAC DISPL & CLK | 5323 | 6O | A | IDMST | 249 | 100 | 88 | 88
General Purpose | 3 Industry General Purpose | Automation panel offer - Optimum | APO | SR2B121JD | SR 12 I/O REL. 12VDC DISPL & CLK | 6197 | 6O | B | IDMST | 239 | 90 | 100 | 100
General Purpose | 3 Industry General Purpose | Automation panel offer - Optimum | APO | SR2B201BD | SR 20 I/O REL. 24VDC DISPL & CLK | 7862 | 6O | B | IDMST | 363 | 100 | 135 | 135
General Purpose | 3 Industry General Purpose | Automation panel offer - Optimum | APO | SR2B201FU | SR 20 I/O REL. 100-240VAC DISPL & CLK | 8074 | 6O | B | IDMST | 371 | 135 | 100 | 100
General Purpose | 3 Industry General Purpose | Automation panel offer - Optimum | APO | SR2B201JD | SR 20 I/O REL. 12VDC DISPL & CLK | 6998 | 6O | B | IDMST | 359 | 135 | 100 | 100
General Purpose | 3 Industry General Purpose | Automation panel offer - Optimum | APO | SR2CBL01 | SERIAL CABLE TO CONNECT SR / PC | 2706 | 6O | B | IDMST | 121 | 120 | 130 | 130
General Purpose | 3 Industry General Purpose | Automation panel offer - Optimum | APO | SR2CBL09 | SERIAL CABLE TO CONNECT SR/HMI | 2706 | 6O | B | IDMST
General Purpose | 3 Industry General Purpose | Automation panel offer - Optimum | APO | SR2D101FU | SR 10 I/O REL. 100-240VAC W/O DISPL/CLK | 3697 | 6O | B | IDMST | 204 | 100 | 90 | 90
General Purpose | 3 Industry General Purpose | Automation panel offer - Optimum | APO | SR2MEM02 | MEMORY CART. FOR TRANSFER. PROG+FIRMWARE | 520 | 6O | B | IDMST | 6 | 45 | 30 | 30
General Purpose | 3 Industry General Purpose | Automation panel offer - Optimum | APO | SR2USB01 | USB CABLE TO CONNECT SR AND PC | 3963 | 6O | A | IDMST | 82 | 130 | 145 | 145
General Purpose | 3 Industry General Purpose | Automation panel offer - Optimum | APO | SR3B101FU | SR 10 I/O REL. 100-240VAC DISPL & CLK | 4505 | 6O | B | IDMST | 247 | 90 | 100 | 100
General Purpose | 3 Industry General Purpose | Automation panel offer - Optimum | APO | SR3B261B | SR 26 I/O REL. 24VAC DISPL & CLK | 10461 | 6O | B | IDMST | 386 | 135 | 100 | 100
General Purpose | 3 Industry General Purpose | Automation panel offer - Optimum | APO | SR3B261BD | SR 26 I/O REL. 24VDC DISPL & CLK | 8721 | 6O | A | IDMST | 381 | 135 | 100 | 100
General Purpose | 3 Industry General Purpose | Automation panel offer - Optimum | APO | SR3B261FU | SR 26 I/O REL. 100-240VAC DISPL & CLK | 8536 | 6O | A | IDMST | 391 | 100 | 135 | 135
General Purpose | 3 Industry General Purpose | Automation panel offer - Optimum | APO | SR3MBU01BD | MODBUS EXTENSION FOR 24VDC SMART RELAY | 3273 | 6O | B | IDMST | 102 | 110 | 65 | 65
General Purpose | 3 Industry General Purpose | Automation panel offer - Optimum | APO | SR3PACK2BD | PACK 26 I/O REL. 24VDC | 10706 | 6O | B | IDMST | 612 | 235 | 155 | 155
General Purpose | 3 Industry General Purpose | Automation panel offer - Optimum | APO | SR3XT101BD | 10 I/O REL. EXTENSION FOR 24VDC SR | 3432 | 6O | B | IDMST | 184 | 90 | 100 | 100
General Purpose | 3 Industry General Purpose | Automation panel offer - Optimum | APO | SR3XT101FU | 10 I/O REL. EXTENSION FOR 100-240VAC SR | 3439 | 6O | B | IDMST | 178 | 90 | 100 | 100
General Purpose | 3 Industry General Purpose | Automation panel offer - Optimum | APO | SR3XT141B | 14 I/O REL. EXTENSION FOR 24VAC SR | 3039 | 6O | B | IDMST | 197 | 100 | 90 | 90
General Purpose | 3 Industry General Purpose | Automation panel offer - Optimum | APO | SR3XT141FU | 14 I/O REL. EXTENSION FOR 100-240VAC SR | 5894 | 6O | B | IDMST | 201 | 88 | 100 | 100
General Purpose | 3 Industry General Purpose | Automation panel offer - Optimum | APO | SR3XT43BD | 4 ANALOG I/O EXTENSION FOR 24VDC SR | 4044 | 6O | B | IDMST | 107 | 110 | 65 | 65
General Purpose | 3 Industry General Purpose | Automation panel offer - Optimum | APO | SSL1A12BD | 1 PHASE SOLID STATE RELAY 280VAC 2A 24VD | 208 | 6O | B | IDSIG | 370 | 7 | 25 | 61
General Purpose | 3 Industry General Purpose | Automation panel offer - Optimum | APO | SSL1D03BD | SSR,3.5A@1-24VDC,15-30VDC | 343 | 6O | B | IDSIG | 370 | 7 | 25 | 64
General Purpose | 3 Industry General Purpose | Automation panel offer - Optimum | APO | SSLZVA1 | SSL1 Relay Screw Socket, 5-24VDC Input | 101 | 6O | B | IDSIG | 78 | 62 | 104 | 310
General Purpose | 3 Industry General Purpose | Automation panel offer - Optimum | APO | SSM1A112P7 | 1 PHASE SOLID STATE RELAY 280VAC 12A 230 | 985 | 6O | B | IDSIG | 95 | 25 | 90 | 98
General Purpose | 3 Industry General Purpose | Automation panel offer - Optimum | APO | SSM1A312BD | 1 PHASE SOLID STATE RELAY 600VAC 12A 24V | 713 | 6O | B | IDSIG | 90 | 20 | 90 | 98
General Purpose | 3 Industry General Purpose | Automation panel offer - Optimum | APO | SSP1A125BDT | 1P SSR 25A@24-300VAC Zero,3-32VDC,TP | 953 | 6O | B | IDSIG | 65 | 38 | 48 | 100
General Purpose | 3 Industry General Purpose | Automation panel offer - Optimum | APO | SSP3A250BDT | 3 PHASE SOLID STATE RELAY 530VAC 50A 24V | 3400 | 6O | B | IDSIG | 120 | 40 | 85 | 410
General Purpose | 3 Industry General Purpose | Automation panel offer - Optimum | APO | XBH1AA0G4 | digital panel meter green led display | 1377 | 6O | B | IDSIG
General Purpose | 3 Industry General Purpose | Automation panel offer - Optimum | APO | XBH1AA0R4 | digital panel meter red led display | 1377 | 6O | B | IDSIG
General Purpose | 3 Industry General Purpose | Basic Drives & Soft starters | BDS | ATS01N103FT | SOFT STARTER 3A 110 480V | 2370 | 4E | B | IDVSD | 105 | 25 | 103 | 175
General Purpose | 3 Industry General Purpose | Basic Drives & Soft starters | BDS | ATS01N106FT | SOFT STARTER 6A 110 480V | 2835 | 4E | B | IDVSD | 105 | 25 | 103 | 178
General Purpose | 3 Industry General Purpose | Basic Drives & Soft starters | BDS | ATS01N109FT | SOFT-STARTER 9A 110 480V | 3398 | 4E | B | IDVSD | 155 | 55 | 170 | 343
General Purpose | 3 Industry General Purpose | Basic Drives & Soft starters | BDS | ATS01N112FT | SOFT-STARTER 12A 110 480V | 3793 | 4E | B | IDVSD | 175 | 52 | 155 | 344
General Purpose | 3 Industry General Purpose | Basic Drives & Soft starters | BDS | ATS01N125FT | SOFT STARTER 25A 110 480V | 7025 | 4E | B | IDVSD
General Purpose | 3 Industry General Purpose | Basic Drives & Soft starters | BDS | ATS01N206QN | SOFT-START STOP 6A 380 415V | 4809 | 4E | B | IDVSD | 170 | 54 | 152 | 530
General Purpose | 3 Industry General Purpose | Basic Drives & Soft starters | BDS | ATS01N209QN | SOFT-START STOP 9A 380 415V | 5502 | 4E | B | IDVSD | 173 | 53 | 152 | 535
General Purpose | 3 Industry General Purpose | Basic Drives & Soft starters | BDS | ATS01N212QN | SOFT-START STOP 12A 380 415V | 5989 | 4E | B | IDVSD | 172 | 54 | 152 | 532
General Purpose | 3 Industry General Purpose | Basic Drives & Soft starters | BDS | ATS01N222QN | SOFT-START STOP 22A 380 415V | 7458 | 4E | A | IDVSD | 148 | 54 | 148 | 680
General Purpose | 3 Industry General Purpose | Basic Drives & Soft starters | BDS | ATS01N232QN | SOFT-START STOP 32A 380 415V | 9798 | 4E | B | IDVSD | 168 | 54 | 150 | 674
General Purpose | 3 Industry General Purpose | Basic Drives & Soft starters | BDS | ATSU01N222LT | SOFT-START STOP 22A 200 480V | 7509 | 4E | B | IDVSD | 175 | 55 | 152 | 580
General Purpose | 3 Industry General Purpose | Basic Drives & Soft starters | BDS | ATV12H037M2 | ATV12 0.37KW 240V 1PH HEAT SINK TB | 4352 | 4E | B | IDVSD | 188 | 120 | 182 | 1030
General Purpose | 3 Industry General Purpose | Basic Drives & Soft starters | BDS | ATV12H075M2 | ATV12 0.75KW 240V 1PH HEAT SINK TB | 5182 | 4E | B | IDVSD | 188 | 118 | 184 | 1126
General Purpose | 3 Industry General Purpose | Basic Drives & Soft starters | BDS | ATV12HU15M2 | ATV12 1.5KW 240V 1PH HEAT SINK TB | 6573 | 4E | B | IDVSD | 215 | 230 | 200 | 1741
Configurable | 4 Large building Configurable | Basic Meters | AMT | A9MEM3100 | TRIPHASE KWH METER 63A | 5196 | 2H | B | DPLVP
Configurable | 4 Large building Configurable | Basic Meters | AMT | A9MEM3150 | TRIPHASE KWH METER 63A MODBUS | 5717 | 2H | B | DPLVP
Configurable | 4 Large building Configurable | Basic Meters | AMT | A9MEM3155 | TRIPHASE KWH METER 63A MODBUS MID | 6598 | 2H | A | DPLVP
Configurable | 4 Large building Configurable | Basic Meters | AMT | A9MEM3200 | TRIPHASE KWH METER CT | 4694 | 2H | B | DPLVP
Configurable | 4 Large building Configurable | Basic Meters | AMT | A9MEM3210 | TRIPHASE KWH METER CT PULSE MID | 4779 | 2H | B | DPLVP
Configurable | 4 Large building Configurable | Basic Meters | AMT | A9MEM3215 | TRIPHASE KWH METER CT MULTI-TARIFF MID | 5682 | 2H | B | DPLVP
Configurable | 4 Large building Configurable | Basic Meters | AMT | A9MEM3250 | TRIPHASE KWH METER CT MODBUS | 5463 | 2H | A | DPLVP
Configurable | 4 Large building Configurable | Basic Meters | AMT | A9MEM3255 | TRIPHASE KWH METER CT MODBUS MID | 6132 | 2H | A | DPLVP
Configurable | 4 Large building Configurable | Basic Meters | AMT | A9MEM3300 | Triphase kWh meter 125A | 5959 | 2H | B | DPLVP
Configurable | 4 Large building Configurable | Basic Meters | AMT | A9MEM3310 | Triphase kWh meter 125A pulse MID | 5841 | 2H | B | DPLVP
Configurable | 4 Large building Configurable | Basic Meters | AMT | A9MEM3335 | Triphase kWh meter 125A MBus MID | 7190 | 2H | B | DPLVP
Configurable | 4 Large building Configurable | Basic Meters | AMT | A9MEM3350 | Triphase kWh meter 125A Modbus | 6300 | 2H | B | DPLVP
Configurable | 4 Large building Configurable | Basic Meters | AMT | A9MEM3355 | Triphase kWh meter 125A Modbus MID | 6725 | 2H | A | DPLVP
Configurable | 4 Large building Configurable | Basic Meters | AMT | A9MEM3365 | Triphase kWh meter 125A BACnet MID | 7400 | 2H | B | DPLVP
Configurable | 4 Large building Configurable | Basic Meters | AMT | A9MEM3455 | TRIPHASE KWH METER LVCT MODBUS | 8641 | 2H | B | DPLVP
Configurable | 4 Large building Configurable | Basic Meters | AMT | A9MEM3555 | TRIPHASE KWH METER ROGCOIL MODBUS | 9647 | 2H | B | DPLVP
Configurable | 4 Large building Configurable | Basic Meters | AMT | METSECT5CC005 | CT tropi. DIN 50 5 cables d. 21 | 493 | 1L | B | DPLVP
Configurable | 4 Large building Configurable | Basic Meters | AMT | METSECT5CC008 | CT tropi. DIN 75 5 cables d. 21 | 526 | 1L | B | DPLVP
Configurable | 4 Large building Configurable | Basic Meters | AMT | METSECT5CC010 | CT tropi. DIN 100 5 cables d. 21 | 558 | 1L | B | DPLVP
Configurable | 4 Large building Configurable | Basic Meters | AMT | METSECT5CC015 | CT tropi. DIN 150 5 cables d. 21 | 558 | 1L | B | DPLVP
Configurable | 4 Large building Configurable | Basic Meters | AMT | METSECT5CC020 | CT tropi. DIN 200 5 cables d. 21 | 592 | 1L | B | DPLVP
Configurable | 4 Large building Configurable | Basic Meters | AMT | METSECT5CC025 | CT tropi. DIN 250 5 cables d. 21 | 592 | 1L | B | DPSYS
Configurable | 4 Large building Configurable | Basic Meters | AMT | METSECT5DA080 | CT tropi. 800 5 dual out. bars 32x65 | 1313 | 1L | B | DPLVP
Configurable | 4 Large building Configurable | Basic Meters | AMT | METSECT5DA100 | CT tropi. 1000 5 dual out. bars 32x65 | 1313 | 1L | B | DPLVP
Configurable | 4 Large building Configurable | Basic Meters | AMT | METSECT5DA125 | CT tropi. 1250 5 dual out. bars 32x65 | 1137 | 1L | B | DPLVP
Configurable | 4 Large building Configurable | Basic Meters | AMT | METSECT5DB125 | CT tropi. 1250 5 dual out. bars 38x127 | 1471 | 1L | B | DPLVP
Configurable | 4 Large building Configurable | Basic Meters | AMT | METSECT5DB200 | CT tropi. 2000 5 dual out. bars 38x127 | 2528 | 1L | B | DPSYS
Configurable | 4 Large building Configurable | Basic Meters | AMT | METSECT5DB250 | CT tropi. 2500 5 dual out. bars 38x127 | 2825 | 1L | B | DPLVP
Configurable | 4 Large building Configurable | Basic Meters | AMT | METSECT5MC050 | CT tropi. DIN 500 5 bars mult. | 750 | 1L | B | DPLVP
Configurable | 4 Large building Configurable | Basic Meters | AMT | METSECT5MD060 | CT tropi. DIN 600 5 mix d. 40 bars mult. | 928 | 1L | B | DPLVP
Configurable | 4 Large building Configurable | Basic Meters | AMT | METSECTV35013 | LVCT SOLIDC 3IN1 RJ45 35MMCTR 125A 1-3V | 1661 | 1L | B | DPLVP
Configurable | 4 Large building Configurable | Basic Meters | AMT | METSECTV35016 | LVCT SOLIDC 3IN1 RJ45 35MMCTR 160A 1-3V | 1687 | 1L | B | DPLVP
Configurable | 4 Large building Configurable | Basic Meters | AMT | METSEDM1110 | METSEDM1110 EasyLogic Amps 1-ph CL 0.5 | 672 | 1L | B | DPLVP
Configurable | 4 Large building Configurable | Basic Meters | AMT | METSEPM2110 | EASYLOGIC VAF P AND E METER THD POP CL 1 | 4601 | 1L | A | DPLVP
Configurable | 4 Large building Configurable | Basic Meters | AMT | METSEPM2120 | EASYLOGIC VAF P AND E RS485 15THHAR CL 1 | 5671 | 1L | A | DPLVP
Configurable | 4 Large building Configurable | Basic Meters | AMT | METSEPM2130 | EasyLogic VAF P&E RS485 31stHar CL 0.5S | 6787 | 1L | A | DPLVP
Configurable | 4 Large building Configurable | Basic Meters | AMT | METSEPM2210 | EasyLogic VAF P & E meter THD POP CL 1 | 4740 | 1L | A | DPLVP
Configurable | 4 Large building Configurable | Basic Meters | AMT | METSEPM2220 | EasyLogic VAF P & E RS485 15thHar CL 1 | 5834 | 1L | A | DPLVP
Configurable | 4 Large building Configurable | Basic Meters | AMT | METSEPM2230 | EASYLOGIC VAF P AND E RS485 31STHAR CL 0 | 7036 | 1L | A | DPLVP
Configurable | 4 Large building Configurable | Basic Meters | AMT | METSEPM2KANLGIO11 | Easylogic PM2x30 Analog IO Module 1-IO | 1646 | 1L | B | DPLVP
Configurable | 4 Large building Configurable | Basic Meters | AMT | METSEPM2KANLGIO22 | Easylogic PM2x30 Analog IO Module 2-IO | 2296 | 1L | B | DPLVP
Configurable | 4 Large building Configurable | Basic Meters | AMT | METSEPM3200 | Din rail Power meter | 6516 | 1L | B | DPLVP
Configurable | 4 Large building Configurable | Basic Meters | AMT | METSEPM5100 | PM5100 POWER METER 15th HAR THD CL0.5 1D | 8093 | 1L | A | DPLVP
Configurable | 4 Large building Configurable | Basic Meters | AMT | METSEPM5110 | PM5110POWERMETER 15TH H THD CL0.5 1DO RS | 9248 | 1L | A | DPLVP
Configurable | 4 Large building Configurable | Basic Meters | AMT | METSEPM51HK | Hardware kit 5100 | 488 | 1L | B | DPLVP
Configurable | 4 Large building Configurable | Basic Meters | AMT | METSEPM53HK | Hardware kit 5300 | 568 | 1L | B | DPLVP
Configurable | 4 Large building Configurable | Basic Meters | AMT | METSEPM55HK | Hardware Kit for PM5500 | 653 | 1L | B | DPLVP
Configurable | 4 Large building Configurable | Basic Meters | AMT | METSEPM5RD | REMOTE DISPLAY FOR PM5563 | 6701 | 1L | B | DPLVP
General Purpose | 1 Residential General Purpose | Connected Living Devices | CLD | CCT15441 | IHP 1C w 24h/7d programmable time sw | 1431 | 4U | A | HDLSD
General Purpose | 2 Small & Med building General Purpose | Contactors Bdg | CBD | CAE22U5 | TVS CONTROL RELAY 2NO 2NC 240VAC 50Hz | 193 | 4C | B | PPCTR | 75 | 87 | 52 | 305
General Purpose | 2 Small & Med building General Purpose | Contactors Bdg | CBD | GZ1E03 | GZ1E MOTOR CB THER/MAG 0.25-0.40A | 284 | A4 | B | PPCTR | 50 | 85 | 90 | 224
General Purpose | 2 Small & Med building General Purpose | Contactors Bdg | CBD | GZ1E04 | GZ1E MOTOR CB THER/MAG 0.40-0.63A | 284 | A4 | B | PPCTR | 90 | 83 | 47 | 224
General Purpose | 2 Small & Med building General Purpose | Contactors Bdg | CBD | GZ1E05 | TVS GZ1 MOTOR CIRCUIT BREAKER 0.63-1A | 408 | A4 | A | PPCTR | 48 | 85 | 90 | 225
General Purpose | 2 Small & Med building General Purpose | Contactors Bdg | CBD | GZ1E06 | TVS GZ1 MOTOR CIRCUIT BREAKER 1-1.6A | 408 | A4 | A | PPCTR | 90 | 48 | 82 | 242
General Purpose | 2 Small & Med building General Purpose | Contactors Bdg | CBD | GZ1E07 | TVS GZ1 MOTOR CIRCUIT BREAKER 1.6-2.5A | 408 | A4 | A | PPCTR | 90 | 83 | 48 | 253
General Purpose | 2 Small & Med building General Purpose | Contactors Bdg | CBD | GZ1E08 | TVS GZ1 MOTOR CIRCUIT BREAKER 2.5-4A | 408 | A4 | A | PPCTR | 45 | 85 | 90 | 250
General Purpose | 2 Small & Med building General Purpose | Contactors Bdg | CBD | GZ1E10 | TVS GZ1 MOTOR CIRCUIT BREAKER 4-6.3A | 408 | A4 | A | PPCTR | 90 | 83 | 48 | 265
General Purpose | 2 Small & Med building General Purpose | Contactors Bdg | CBD | GZ1E14 | TVS GZ1 MOTOR CIRCUIT BREAKER 6-10A | 408 | A4 | A | PPCTR | 90 | 50 | 82 | 264
General Purpose | 2 Small & Med building General Purpose | Contactors Bdg | CBD | GZ1E16 | TVS GZ1 MOTOR CIRCUIT BREAKER 9-14A | 408 | A4 | A | PPCTR | 90 | 84 | 47 | 271
General Purpose | 2 Small & Med building General Purpose | Contactors Bdg | CBD | GZ1E20 | TVS GZ1 MOTOR CIRCUIT BREAKER 13-18A | 408 | A4 | A | PPCTR | 48 | 82 | 90 | 278
General Purpose | 2 Small & Med building General Purpose | Contactors Bdg | CBD | GZ1E21 | TVS GZ1 MOTOR CIRCUIT BREAKER 17-23A | 563 | A4 | A | PPCTR | 90 | 84 | 47 | 281
General Purpose | 2 Small & Med building General Purpose | Contactors Bdg | CBD | GZ1E22 | TVS GZ1 MOTOR CIRCUIT BREAKER 20-25A | 611 | A4 | A | PPCTR | 90 | 83 | 48 | 277
General Purpose | 2 Small & Med building General Purpose | Contactors Bdg | CBD | GZ1E32 | TVS GZ1 MOTOR CIRCUIT BREAKER 24-32A | 970 | A4 | A | PPCTR | 50 | 82 | 90 | 272
General Purpose | 2 Small & Med building General Purpose | Contactors Bdg | CBD | LAEB1 | Terminal block for EasyPact TVS LRE01 | 160 | A4 | B | PPCTR
General Purpose | 2 Small & Med building General Purpose | Contactors Bdg | CBD | LAEB3 | Terminal block for EasyPact TVS LRE322 | 204 | A4 | B | PPCTR
General Purpose | 2 Small & Med building General Purpose | Contactors Bdg | CBD | LAEM1 | MECHANICAL INTERLOCK EasyPact TVS 6 65 | 135 | A4 | A | PPCTR
General Purpose | 2 Small & Med building General Purpose | Contactors Bdg | CBD | LAEM4 | MECHANICAL INTERLOCK EasyPact TVS 80 95 | 221 | A4 | A | PPCTR
General Purpose | 2 Small & Med building General Purpose | Contactors Bdg | CBD | LAEM5 | MECHANICAL INTERLOCK EasyPact TVS 120 | 585 | 4C | B | PPCTR
General Purpose | 2 Small & Med building General Purpose | Contactors Bdg | CBD | LAEM6 | MECHANICAL INTERLOCK EasyPact TVS 200 | 888 | 4C | B | PPCTR
General Purpose | 2 Small & Med building General Purpose | Contactors Bdg | CBD | LAEN02 | TVS AUXILIARY CONTACT BLOCK 2NC | 75 | A4 | A | PPCTR
General Purpose | 2 Small & Med building General Purpose | Contactors Bdg | CBD | LAEN11 | TVS AUXILIARY CONTACT BLOCK 1NO 1NC | 75 | A4 | A | PPCTR
General Purpose | 2 Small & Med building General Purpose | Contactors Bdg | CBD | LAEN20 | AUXILIARY CONTACT BLOCK EasyPact TVS 2NO | 75 | A4 | A | PPCTR
General Purpose | 2 Small & Med building General Purpose | Contactors Bdg | CBD | LAEN22 | TVS AUXILIARY CONTACT BLOCK 2NO 2NC | 124 | A4 | A | PPCTR
General Purpose | 2 Small & Med building General Purpose | Contactors Bdg | CBD | LAEP1 | SET OF POWER CONNECTIONS EasyPact TVS | 88 | A4 | B | PPCTR
General Purpose | 2 Small & Med building General Purpose | Contactors Bdg | CBD | LAEP12 | SET OF POWER CONNECTIONS EasyPact TVS | 131 | A4 | B | PPCTR
General Purpose | 2 Small & Med building General Purpose | Contactors Bdg | CBD | LAEP2 | SET OF POWER CONNECTIONS EasyPact TVS | 148 | A4 | B | PPCTR
General Purpose | 2 Small & Med building General Purpose | Contactors Bdg | CBD | LAEP4 | SET OF POWER CONNECTIONS EasyPact TVS | 1076 | A4 | B | PPCTR
General Purpose | 2 Small & Med building General Purpose | Contactors Bdg | CBD | LAETSD | TIME DELAY FOR EASYPACT TVS STAR DELTA | 527 | A4 | A | PPCTR
General Purpose | 2 Small & Med building General Purpose | Contactors Bdg | CBD | LAEX12F5 | COIL 110 VAC 50HZ SPARE PART LC1E25 | 151 | A4 | B | PPCTR
General Purpose | 2 Small & Med building General Purpose | Contactors Bdg | CBD | LAEX12N5 | COIL 415VAC 50HZ SPARE PART LC1E25 | 151 | A4 | A | PPCTR
General Purpose | 2 Small & Med building General Purpose | Contactors Bdg | CBD | LAEX12U5 | COIL 240VAC 50HZ SPARE PART LC1E25 | 151 | A4 | B | PPCTR
General Purpose | 2 Small & Med building General Purpose | Contactors Bdg | CBD | LAEX2N5 | COIL 415VAC 50HZ SPARE PART LC1E32-38 | 170 | A4 | B | PPCTR
General Purpose | 2 Small & Med building General Purpose | Contactors Bdg | CBD | LAEX2U5 | COIL 240VAC 50HZ SPARE PART LC1E32-38 | 170 | A4 | B | PPCTR
General Purpose | 2 Small & Med building General Purpose | Contactors Bdg | CBD | LAEX3N5 | COIL 415VAC 50HZ SPARE PART LC1E40-65 | 310 | A4 | A | PPCTR
General Purpose | 2 Small & Med building General Purpose | Contactors Bdg | CBD | LAEX4M5 | COIL 220VAC 50HZ SPARE PART LC1E80-95 | 354 | A4 | B | PPCTR
General Purpose | 2 Small & Med building General Purpose | Contactors Bdg | CBD | LC1E0601U5 | TVS CONTACTOR 1NC 2.2KW AC3 240V 50Hz | 178 | A4 | B | PPCTR | 75 | 87 | 52 | 305
General Purpose | 2 Small & Med building General Purpose | Contactors Bdg | CBD | LC1E0610B5 | 3P CONTACTOR EasyPact TVS 1NO 2,2KW | 178 | A4 | B | PPCTR | 85 | 90 | 56 | 298
General Purpose | 2 Small & Med building General Purpose | Contactors Bdg | CBD | LC1E0610U5 | 3P CONTACTOR TESYS E 1NO 2,2KW 400V AC3 | 178 | A4 | A | PPCTR | 75 | 87 | 52 | 305
General Purpose | 2 Small & Med building General Purpose | Contactors Bdg | CBD | LC1E0901B5 | 3P CONTACTOR TESYS E 1NC 4KW 400V AC3 24 | 214 | A4 | B | PPCTR | 75 | 86 | 50 | 300
General Purpose | 2 Small & Med building General Purpose | Contactors Bdg | CBD | LC1E0901N5 | TVS CONTACTOR 1NC 4KW AC3 415V 50Hz | 214 | A4 | B | PPCTR | 75 | 87 | 52 | 305
General Purpose | 2 Small & Med building General Purpose | Contactors Bdg | CBD | LC1E0901U5 | TVS CONTACTOR 1NC 4KW AC3 240V 50Hz | 214 | A4 | A | PPCTR | 75 | 87 | 52 | 305
General Purpose | 2 Small & Med building General Purpose | Contactors Bdg | CBD | LC1E0910B5 | 3P CONTACTOR EasyPact TVS 1NO 4KW 400V | 214 | A4 | A | PPCTR
General Purpose | 2 Small & Med building General Purpose | Contactors Bdg | CBD | LC1E0910F5 | TVS CONTACTOR 1NO 4KW AC3 110V 50Hz | 214 | A4 | A | PPCTR | 75 | 87 | 52 | 300
General Purpose | 2 Small & Med building General Purpose | Contactors Bdg | CBD | LC1E0910N5 | TVS CONTACTOR 1NO 4KW AC3 415V 50Hz | 214 | A4 | A | PPCTR | 75 | 87 | 52 | 305
General Purpose | 2 Small & Med building General Purpose | Contactors Bdg | CBD | LC1E0910U5 | TVS CONTACTOR 1NO 4KW AC3 240V 50Hz | 214 | A4 | A | PPCTR | 75 | 87 | 52 | 305
General Purpose | 2 Small & Med building General Purpose | Contactors Bdg | CBD | LC1E1201B5 | 3P CONTACTOR TVS 1NC 5,5KW 400V AC3 24V | 224 | A4 | B | PPCTR | 75 | 87 | 50 | 298
General Purpose | 2 Small & Med building General Purpose | Contactors Bdg | CBD | LC1E1201F5 | TVS CONTACTOR 1NC 5.5KW AC3 110V 50Hz | 224 | A4 | B | PPCTR | 80 | 90 | 50 | 300
General Purpose | 2 Small & Med building General Purpose | Contactors Bdg | CBD | LC1E1201N5 | TVS CONTACTOR 1NC 5.5KW AC3 415V 50Hz | 224 | A4 | A | PPCTR | 75 | 87 | 52 | 305
General Purpose | 2 Small & Med building General Purpose | Contactors Bdg | CBD | LC1E1201U5 | TVS CONTACTOR 1NC 5.5KW AC3 240V 50Hz | 224 | A4 | A | PPCTR | 75 | 87 | 52 | 305
General Purpose | 2 Small & Med building General Purpose | Contactors Bdg | CBD | LC1E120B5 | 3P CONTACTOR EasyPact TVS 55KW 400V AC3 | 3063 | A4 | B | PPCTR | 210 | 190 | 180 | 2300
General Purpose | 2 Small & Med building General Purpose | Contactors Bdg | CBD | LC1E120F5 | 3P CONTACTOR EasyPact TVS 55KW 400V AC3 | 3063 | A4 | B | PPCTR | 210 | 190 | 180 | 2297
General Purpose | 2 Small & Med building General Purpose | Contactors Bdg | CBD | LC1E120N5 | 3P CONTACTOR EasyPact TVS 55KW 400V AC3 | 3063 | A4 | B | PPCTR
General Purpose | 2 Small & Med building General Purpose | Contactors Bdg | CBD | LC1E120U5 | 3P CONTACTOR EasyPact TVS 55KW 400V AC3 | 3063 | A4 | A | PPCTR | 210 | 190 | 175 | 2300
General Purpose | 2 Small & Med building General Purpose | Contactors Bdg | CBD | LC1E1210B5 | 3P CONTACTOR TESYS E 1NO 5,5KW 400V AC3 | 224 | A4 | A | PPCTR | 75 | 87 | 50 | 298
General Purpose | 2 Small & Med building General Purpose | Contactors Bdg | CBD | LC1E1210F5 | TVS CONTACTOR 1NO 5.5KW AC3 110V 50Hz | 224 | A4 | A | PPCTR | 75 | 85 | 50 | 305
General Purpose | 2 Small & Med building General Purpose | Contactors Bdg | CBD | LC1E1210N5 | TVS CONTACTOR 1NO 5.5KW AC3 415V 50Hz | 224 | A4 | A | PPCTR | 75 | 87 | 52 | 305
General Purpose | 2 Small & Med building General Purpose | Contactors Bdg | CBD | LC1E1210U5 | TVS CONTACTOR 1NO 5.5KW AC3 240V 50Hz | 224 | A4 | A | PPCTR | 75 | 87 | 52 | 305
General Purpose | 2 Small & Med building General Purpose | Contactors Bdg | CBD | LC1E160F5 | 3P CONTACTOR EasyPact TVS 90KW 400V AC3 | 3339 | A4 | B | PPCTR
General Purpose | 2 Small & Med building General Purpose | Contactors Bdg | CBD | LC1E160N5 | 3P CONTACTOR EasyPact TVS 90KW 400V AC3 | 3339 | A4 | B | PPCTR
General Purpose | 2 Small & Med building General Purpose | Contactors Bdg | CBD | LC1E160U5 | 3P CONTACTOR EasyPact TVS 90KW 400V AC3 | 3339 | A4 | A | PPCTR | 210 | 190 | 175 | 2300
General Purpose | 2 Small & Med building General Purpose | Contactors Bdg | CBD | LC1E1801B5 | 3P CONTACTOR TVS 1NC 7,5KW 400V AC3 24V | 281 | A4 | B | PPCTR | 75 | 86 | 50 | 298
General Purpose | 2 Small & Med building General Purpose | Contactors Bdg | CBD | LC1E1801N5 | TVS CONTACTOR 1NC 7.5KW AC3 415V 50Hz | 281 | A4 | A | PPCTR | 75 | 87 | 52 | 305
General Purpose | 2 Small & Med building General Purpose | Contactors Bdg | CBD | LC1E1801U5 | TVS CONTACTOR 1NC 7.5KW AC3 240V 50Hz | 281 | A4 | A | PPCTR | 75 | 87 | 52 | 305
General Purpose | 2 Small & Med building General Purpose | Contactors Bdg | CBD | LC1E1810B5 | 3P CONTACTOR TESYS E 1NO 7,5KW 400V AC3 | 281 | A4 | A | PPCTR | 75 | 87 | 52 | 300
General Purpose | 2 Small & Med building General Purpose | Contactors Bdg | CBD | LC1E1810F5 | TVS CONTACTOR 1NO 7.5KW AC3 110V 50Hz | 281 | A4 | A | PPCTR | 76 | 86 | 50 | 300
General Purpose | 2 Small & Med building General Purpose | Contactors Bdg | CBD | LC1E1810N5 | TVS CONTACTOR 1NO 7.5KW AC3 415V 50Hz | 281 | A4 | A | PPCTR | 75 | 87 | 52 | 305
General Purpose | 2 Small & Med building General Purpose | Contactors Bdg | CBD | LC1E1810U5 | TVS CONTACTOR 1NO 7.5KW AC3 240V 50Hz | 281 | A4 | A | PPCTR | 75 | 87 | 52 | 305
General Purpose | 2 Small & Med building General Purpose | Contactors Bdg | CBD | LC1E200F5 | 3P CONTACTOR EasyPact TVS 110KW 400V | 4594 | A4 | B | PPCTR
General Purpose | 2 Small & Med building General Purpose | Contactors Bdg | CBD | LC1E200N5 | 3P CONTACTOR EasyPact TVS 110KW 400V | 4594 | A4 | B | PPCTR
General Purpose | 2 Small & Med building General Purpose | Contactors Bdg | CBD | LC1E200U5 | 3P CONTACTOR EasyPact TVS 110KW 400V | 4732 | A4 | A | PPCTR | 250 | 225 | 205 | 5149
General Purpose | 2 Small & Med building General Purpose | Contactors Bdg | CBD | LC1E2501B5 | 3P CONTACTOR TESYS E 1NC 11KW 400V AC3 2 | 383 | A4 | B | PPCTR | 87 | 51 | 77 | 365
General Purpose | 2 Small & Med building General Purpose | Contactors Bdg | CBD | LC1E2501N5 | TVS CONTACTOR 1NC 11KW AC3 415V 50Hz | 383 | A4 | A | PPCTR | 85 | 92 | 58 | 455
General Purpose | 2 Small & Med building General Purpose | Contactors Bdg | CBD | LC1E2501U5 | TVS CONTACTOR 1NC 11KW AC3 240V 50Hz | 383 | A4 | A | PPCTR | 85 | 92 | 58 | 455
General Purpose | 2 Small & Med building General Purpose | Contactors Bdg | CBD | LC1E250U5 | 3P CONTACTOR EasyPact TVS 132KW 400V | 5573 | A4 | A | PPCTR | 260 | 215 | 240 | 5400
General Purpose | 2 Small & Med building General Purpose | Contactors Bdg | CBD | LC1E2510B5 | 3P CONTACTOR TESYS E 1NO 11KW 400V AC3 2 | 383 | A4 | A | PPCTR | 85 | 92 | 50 | 360
General Purpose | 2 Small & Med building General Purpose | Contactors Bdg | CBD | LC1E2510F5 | TVS CONTACTOR 1NO 11KW AC3 110V 50Hz | 383 | A4 | A | PPCTR | 85 | 92 | 58 | 360
General Purpose | 2 Small & Med building General Purpose | Contactors Bdg | CBD | LC1E2510N5 | TVS CONTACTOR 1NO 11KW AC3 415V 50Hz | 383 | A4 | A | PPCTR | 85 | 92 | 58 | 455
General Purpose | 2 Small & Med building General Purpose | Contactors Bdg | CBD | LC1E2510U5 | TVS CONTACTOR 1NO 11KW AC3 240V 50Hz | 383 | A4 | A | PPCTR | 85 | 92 | 58 | 455
General Purpose | 2 Small & Med building General Purpose | Contactors Bdg | CBD | LC1E300F5 | 3P CONTACTOR EasyPact TVS 160KW 400V | 6270 | A4 | B | PPCTR | 325 | 260 | 250 | 9408
General Purpose | 2 Small & Med building General Purpose | Contactors Bdg | CBD | LC1E300N5 | 3P CONTACTOR EasyPact TVS 160KW 400V | 6270 | A4 | B | PPCTR
General Purpose | 2 Small & Med building General Purpose | Contactors Bdg | CBD | LC1E300U5 | 3P CONTACTOR EasyPact TVS 160KW 400V | 6458 | A4 | B | PPCTR
General Purpose | 2 Small & Med building General Purpose | Contactors Bdg | CBD | LC1E3201N5 | TVS CONTACTOR 1NC 15KW AC3 415V 50Hz | 617 | A4 | A | PPCTR | 85 | 92 | 58 | 455
General Purpose | 2 Small & Med building General Purpose | Contactors Bdg | CBD | LC1E3201U5 | TVS CONTACTOR 1NC 15KW AC3 240V 50Hz | 617 | A4 | A | PPCTR | 85 | 92 | 58 | 455
General Purpose | 2 Small & Med building General Purpose | Contactors Bdg | CBD | LC1E3210B5 | TVS CONTACTOR 1NO 15KW AC3 24V 50Hz | 617 | A4 | B | PPCTR | 85 | 92 | 60 | 455
General Purpose | 2 Small & Med building General Purpose | Contactors Bdg | CBD | LC1E3210N5 | TVS CONTACTOR 1NO 15KW AC3 415V 50Hz | 617 | A4 | A | PPCTR | 85 | 92 | 58 | 455
General Purpose | 2 Small & Med building General Purpose | Contactors Bdg | CBD | LC1E3210U5 | TVS CONTACTOR 1NO 15KW AC3 240V 50Hz | 617 | A4 | A | PPCTR | 85 | 92 | 58 | 455
General Purpose | 2 Small & Med building General Purpose | Contactors Bdg | CBD | LC1E3801N5 | TVS CONTACTOR 1NC 18.5KW AC3 415V 50Hz | 739 | A4 | B | PPCTR | 85 | 92 | 58 | 455
General Purpose | 2 Small & Med building General Purpose | Contactors Bdg | CBD | LC1E3810B5 | TVS CONTACTOR 1NO 18.5KW AC3 24V 50Hz | 739 | A4 | B | PPCTR | 85 | 92 | 58 | 456
General Purpose | 2 Small & Med building General Purpose | Contactors Bdg | CBD | LC1E3810F5 | TVS CONTACTOR 1NO 18.5KW AC3 110V 50Hz | 739 | A4 | B | PPCTR | 86 | 90 | 57 | 455
General Purpose | 2 Small & Med building General Purpose | Contactors Bdg | CBD | LC1E3810N5 | TVS CONTACTOR 1NO 18.5KW AC3 415V 50Hz | 739 | A4 | A | PPCTR | 85 | 92 | 58 | 455
General Purpose | 2 Small & Med building General Purpose | Contactors Bdg | CBD | LC1E400M7 | 3P contacteur EasyPact TVS 200KW 400V | 8912 | A4 | B | PPCTR | 320 | 260 | 240 | 9329
General Purpose | 2 Small & Med building General Purpose | Contactors Bdg | CBD | LC1E40B5 | TVS CONTACTOR 18.5KW 40A 24V 50Hz | 881 | A4 | B | PPCTR | 130 | 122 | 82 | 990
General Purpose | 2 Small & Med building General Purpose | Contactors Bdg | CBD | LC1E40F5 | TVS CONTACTOR 18.5KW 40A 110V 50Hz | 881 | A4 | B | PPCTR | 130 | 123 | 81 | 985
General Purpose | 2 Small & Med building General Purpose | Contactors Bdg | CBD | LC1E40M5 | TVS CONTACTOR 18.5KW 40A 220V 50Hz | 881 | A4 | B | PPCTR | 132 | 82 | 120 | 972
General Purpose | 2 Small & Med building General Purpose | Contactors Bdg | CBD | LC1E40N5 | TVS CONTACTOR 18.5KW 40A 415V 50Hz | 881 | A4 | A | PPCTR | 132 | 123 | 86 | 980
General Purpose | 2 Small & Med building General Purpose | Contactors Bdg | CBD | LC1E40U5 | TVS CONTACTOR 18.5KW 40A 240V 50Hz | 881 | A4 | A | PPCTR | 132 | 123 | 86 | 981
General Purpose | 2 Small & Med building General Purpose | Contactors Bdg | CBD | LC1E500F7 | 3P contacteur EasyPact TVS 250KW 400V | 12631 | A4 | B | PPCTR | 285 | 245 | 285 | 12250
General Purpose | 2 Small & Med building General Purpose | Contactors Bdg | CBD | LC1E500M7 | 3P contacteur EasyPact TVS 250KW 400V | 12631 | A4 | B | PPCTR | 335 | 265 | 290 | 11856
General Purpose | 2 Small & Med building General Purpose | Contactors Bdg | CBD | LC1E50F5 | TVS CONTACTOR 22KW 50A 110V 50Hz | 1096 | A4 | B | PPCTR | 132 | 123 | 86 | 992
General Purpose | 2 Small & Med building General Purpose | Contactors Bdg | CBD | LC1E50N5 | TVS CONTACTOR 22KW 50A 415V 50Hz | 1096 | A4 | A | PPCTR | 132 | 123 | 86 | 980
General Purpose | 2 Small & Med building General Purpose | Contactors Bdg | CBD | LC1E50Q5 | TVS CONTACTOR 22KW 50A 380V 50Hz | 1096 | A4 | B | PPCTR | 130 | 122 | 80 | 988
General Purpose | 2 Small & Med building General Purpose | Contactors Bdg | CBD | LC1E50U5 | TVS CONTACTOR 22KW 50A 240V 50Hz | 1096 | A4 | A | PPCTR | 132 | 123 | 86 | 980
General Purpose | 2 Small & Med building General Purpose | Contactors Bdg | CBD | LC1E630M7 | 3P contacteur EasyPact TVS 335kW 400V | 18388 | A4 | B | PPCTR | 365 | 300 | 465 | 18847
General Purpose | 2 Small & Med building General Purpose | Contactors Bdg | CBD | LC1E65B5 | TVS CONTACTOR 30KW 65A 24V 50Hz | 1492 | A4 | B | PPCTR | 85 | 123 | 130 | 986
General Purpose | 2 Small & Med building General Purpose | Contactors Bdg | CBD | LC1E65F5 | TVS CONTACTOR 30KW 65A 110V 50Hz | 1492 | A4 | A | PPCTR | 130 | 123 | 80 | 982
General Purpose | 2 Small & Med building General Purpose | Contactors Bdg | CBD | LC1E65M5 | TVS CONTACTOR 30KW 65A 220V 50Hz | 1492 | A4 | B | PPCTR | 132 | 82 | 124 | 968
General Purpose | 2 Small & Med building General Purpose | Contactors Bdg | CBD | LC1E65N5 | TVS CONTACTOR 30KW 65A 415V 50Hz | 1492 | A4 | A | PPCTR | 132 | 123 | 86 | 980
General Purpose | 2 Small & Med building General Purpose | Contactors Bdg | CBD | LC1E65U5 | TVS CONTACTOR 30KW 65A 240V 50Hz | 1492 | A4 | A | PPCTR | 132 | 123 | 86 | 980
General Purpose | 2 Small & Med building General Purpose | Contactors Bdg | CBD | LC1E80F5 | TVS CONTACTOR 37KW 80A 110V 50Hz | 1678 | A4 | B | PPCTR | 155 | 150 | 112 | 1536
General Purpose | 2 Small & Med building General Purpose | Contactors Bdg | CBD | LC1E80M5 | 3P CONTACTOR EasyPact TVS 37KW 400V AC3 | 1678 | A4 | B | PPCTR | 156 | 153 | 112 | 1542
General Purpose | 2 Small & Med building General Purpose | Contactors Bdg | CBD | LC1E80U5 | TVS CONTACTOR 37KW 80A 240V 50Hz | 1678 | A4 | A | PPCTR | 135 | 148 | 95 | 1520
General Purpose | 2 Small & Med building General Purpose | Contactors Bdg | CBD | LC1E95F5 | TVS CONTACTOR 45KW 95A 110V 50Hz | 1807 | A4 | B | PPCTR | 155 | 152 | 112 | 1532
General Purpose | 2 Small & Med building General Purpose | Contactors Bdg | CBD | LC1E95M5 | TVS CONTACTOR 45KW 95A 220V 50Hz | 1807 | A4 | B | PPCTR | 156 | 155 | 112 | 1542
General Purpose | 2 Small & Med building General Purpose | Contactors Bdg | CBD | LC1E95N5 | TVS CONTACTOR 45KW 95A 415V 50Hz | 1807 | A4 | A | PPCTR | 135 | 148 | 95 | 1520
General Purpose | 2 Small & Med building General Purpose | Contactors Bdg | CBD | LC1E95Q5 | TVS CONTACTOR 45KW 95A 380V 50Hz | 1807 | A4 | B | PPCTR | 140 | 150 | 100 | 1518
General Purpose | 2 Small & Med building General Purpose | Contactors Bdg | CBD | LC1E95U5 | TVS CONTACTOR 45KW 95A 240V 50Hz | 1807 | A4 | A | PPCTR | 135 | 148 | 95 | 1520
General Purpose | 2 Small & Med building General Purpose | Contactors Bdg | CBD | LRE01 | TVS THERMAL OVERLOAD RELAY 0.1...0.16A | 214 | A4 | B | PPCTR | 85 | 55 | 80 | 154
General Purpose | 2 Small & Med building General Purpose | Contactors Bdg | CBD | LRE02 | TVS THERMAL OVERLOAD RELAY 0.16...0.25A | 214 | A4 | B | PPCTR | 85 | 55 | 80 | 154
General Purpose | 2 Small & Med building General Purpose | Contactors Bdg | CBD | LRE03 | TVS THERMAL OVERLOAD RELAY 0.25...0.4A | 214 | A4 | B | PPCTR | 85 | 55 | 80 | 156
General Purpose | 2 Small & Med building General Purpose | Contactors Bdg | CBD | LRE04 | TVS THERMAL OVERLOAD RELAY 0.4...0.63A | 214 | A4 | B | PPCTR | 85 | 55 | 80 | 150
General Purpose | 2 Small & Med building General Purpose | Contactors Bdg | CBD | LRE05 | TVS THERMAL OVERLOAD RELAY 0.63...1A | 214 | A4 | A | PPCTR | 82 | 54 | 78 | 146
General Purpose | 2 Small & Med building General Purpose | Contactors Bdg | CBD | LRE06 | TVS THERMAL OVERLOAD RELAY 1...1.6A | 214 | A4 | A | PPCTR | 85 | 53 | 82 | 157
General Purpose | 2 Small & Med building General Purpose | Contactors Bdg | CBD | LRE07 | TVS THERMAL OVERLOAD RELAY 1.6...2.5A | 214 | A4 | A | PPCTR | 84 | 52 | 82 | 148
General Purpose | 2 Small & Med building General Purpose | Contactors Bdg | CBD | LRE08 | TVS THERMAL OVERLOAD RELAY 2.5...4A | 214 | A4 | A | PPCTR | 84 | 52 | 58 | 146
General Purpose | 2 Small & Med building General Purpose | Contactors Bdg | CBD | LRE10 | TVS THERMAL OVERLOAD RELAY 4...6A | 214 | A4 | A | PPCTR | 82 | 54 | 80 | 146
General Purpose | 2 Small & Med building General Purpose | Contactors Bdg | CBD | LRE12 | TVS THERMAL OVERLOAD RELAY 5.5...8A | 214 | A4 | A | PPCTR | 85 | 55 | 80 | 159
General Purpose | 2 Small & Med building General Purpose | Contactors Bdg | CBD | LRE14 | TVS THERMAL OVERLOAD RELAY 7...10A | 214 | A4 | A | PPCTR | 82 | 54 | 82 | 148
General Purpose | 2 Small & Med building General Purpose | Contactors Bdg | CBD | LRE16 | TVS THERMAL OVERLOAD RELAY 9...13A | 214 | A4 | A | PPCTR | 82 | 54 | 82 | 146
General Purpose | 2 Small & Med building General Purpose | Contactors Bdg | CBD | LRE21 | TVS THERMAL OVERLOAD RELAY 12...18A | 214 | A4 | A | PPCTR | 84 | 54 | 82 | 152
General Purpose | 2 Small & Med building General Purpose | Contactors Bdg | CBD | LRE22 | TVS THERMAL OVERLOAD RELAY 16...24A | 214 | A4 | A | PPCTR | 85 | 55 | 80 | 153
General Purpose | 2 Small & Med building General Purpose | Contactors Bdg | CBD | LRE32 | TVS THERMAL OVERLOAD RELAY 23...32A | 214 | A4 | A | PPCTR | 82 | 54 | 78 | 148
General Purpose | 2 Small & Med building General Purpose | Contactors Bdg | CBD | LRE322 | TVS THERMAL OVERLOAD RELAY 17...25A | 362 | A4 | B | PPCTR | 124 | 82 | 92 | 492
General Purpose | 2 Small & Med building General Purpose | Contactors Bdg | CBD | LRE35 | TVS THERMAL OVERLOAD RELAY 30...38A | 437 | A4 | A | PPCTR | 85 | 55 | 80 | 161
General Purpose | 2 Small & Med building General Purpose | Contactors Bdg | CBD | LRE353 | TVS THERMAL OVERLOAD RELAY 23...32A | 697 | A4 | A | PPCTR | 126 | 80 | 90 | 490
General Purpose | 2 Small & Med building General Purpose | Contactors Bdg | CBD | LRE355 | TVS THERMAL OVERLOAD RELAY 30...40A | 697 | A4 | A | PPCTR | 125 | 80 | 90 | 486
General Purpose | 2 Small & Med building General Purpose | Contactors Bdg | CBD | LRE357 | TVS THERMAL OVERLOAD RELAY 37...50A | 697 | A4 | A | PPCTR | 128 | 84 | 90 | 482
General Purpose | 2 Small & Med building General Purpose | Contactors Bdg | CBD | LRE359 | TVS THERMAL OVERLOAD RELAY 48...65A | 697 | A4 | A | PPCTR | 124 | 80 | 90 | 480
General Purpose | 2 Small & Med building General Purpose | Contactors Bdg | CBD | LRE361 | TVS THERMAL OVERLOAD RELAY 55...70A | 697 | A4 | B | PPCTR | 125 | 80 | 90 | 501
General Purpose | 2 Small & Med building General Purpose | Contactors Bdg | CBD | LRE363 | TVS THERMAL OVERLOAD RELAY 63...80A | 697 | A4 | B | PPCTR | 125 | 80 | 90 | 501
General Purpose | 2 Small & Med building General Purpose | Contactors Bdg | CBD | LRE481 | THERMAL OVERLOAD RELAY EasyPact TVS | 2419 | 4C | B | PPCTR | 275 | 160 | 175 | 3005
General Purpose | 2 Small & Med building General Purpose | Contactors Bdg | CBD | LRE482 | THERMAL OVERLOAD RELAY EasyPact TVS | 2495 | 4C | B | PPCTR | 270 | 170 | 180 | 2886
General Purpose | 2 Small & Med building General Purpose | Contactors Bdg | CBD | LRE483 | THERMAL OVERLOAD RELAY EasyPact TVS | 2570 | 4C | B | PPCTR | 270 | 165 | 175 | 2820
General Purpose | 2 Small & Med building General Purpose | Contactors Bdg | CBD | LRE484 | THERMAL OVERLOAD RELAY EasyPact TVS | 3025 | 4C | B | PPCTR | 280 | 170 | 180 | 2912
General Purpose | 2 Small & Med building General Purpose | Contactors Bdg | CBD | LRE485 | THERMAL OVERLOAD RELAY EasyPact TVS | 4995 | 4C | B | PPCTR | 270 | 165 | 177 | 2673
General Purpose | 3 Industry General Purpose | Contactors Ind | CTI | CA2KN22F7 | K CONTROL RELAY 2NO 2NC 110V AC COIL | 560 | 4C | A | PPCTR | 62 | 66 | 48 | 179
General Purpose | 3 Industry General Purpose | Contactors Ind | CTI | CA2KN22P7 | ELECTROMAGNETIC RELAY | 560 | 4C | A | PPCTR | 48 | 65 | 62 | 178
General Purpose | 3 Industry General Purpose | Contactors Ind | CTI | CA2KN31B7 | K CONTROL RELAY 3NO 1NC 24V AC COIL | 560 | 4C | B | PPCTR | 62 | 66 | 48 | 177
General Purpose | 3 Industry General Purpose | Contactors Ind | CTI | CA2KN31F7 | K CONTROL RELAY 3NO 1NC 110V AC COIL | 560 | 4C | B | PPCTR | 64 | 52 | 60 | 178
General Purpose | 3 Industry General Purpose | Contactors Ind | CTI | CA2KN31P7 | MINICONT. K AUX. 3NA+1NC 230VAC | 560 | 4C | A | PPCTR | 48 | 64 | 62 | 179
General Purpose | 3 Industry General Purpose | Contactors Ind | CTI | CA2KN40B7 | K CONTROL RELAY 4N/O 24V AC COIL | 560 | 4C | B | PPCTR | 62 | 66 | 48 | 178
General Purpose | 3 Industry General Purpose | Contactors Ind | CTI | CA2KN40E7 | ELECTROMAGNETIC RELAY | 560 | 4C | B | PPCTR | 62 | 66 | 48 | 179
General Purpose | 3 Industry General Purpose | Contactors Ind | CTI | CA2KN40F7 | K CONTROL RELAY 4NO 110V AC COIL | 560 | 4C | A | PPCTR | 62 | 66 | 48 | 179
General Purpose | 3 Industry General Purpose | Contactors Ind | CTI | CA2KN40P7 | ELECTROMAGNETIC RELAY | 560 | 4C | A | PPCTR | 62 | 66 | 48 | 180
General Purpose | 3 Industry General Purpose | Contactors Ind | CTI | CA2SK11F7 | Control relay 1NO 1NC contact | 857 | 4C | B | PPCTR | 59 | 33 | 67 | 115
General Purpose | 3 Industry General Purpose | Contactors Ind | CTI | CA2SK20P7 | RELAY | 857 | 4C | B | PPCTR | 33 | 67 | 59 | 122
General Purpose | 3 Industry General Purpose | Contactors Ind | CTI | CA3KN22BD | K CONTROL RELAY 2NO 2NC 24VDC COIL | 829 | 4C | A | PPCTR | 50 | 64 | 58 | 222
General Purpose | 3 Industry General Purpose | Contactors Ind | CTI | CA3KN22BD3 | ELECTROMAGNETIC RELAY | 829 | 4C | B | PPCTR | 67 | 50 | 62 | 221
General Purpose | 3 Industry General Purpose | Contactors Ind | CTI | CA3KN22JD | ELECTROMAGNETIC RELAY | 829 | 4C | B | PPCTR | 48 | 65 | 61 | 218
General Purpose | 3 Industry General Purpose | Contactors Ind | CTI | CA3KN31BD | K CONTROL RELAY 3NO 1NC 24VDC COIL | 829 | 4C | A | PPCTR | 50 | 64 | 58 | 222
General Purpose | 3 Industry General Purpose | Contactors Ind | CTI | CA3KN31BD3 | ELECTROMAGNETIC RELAY | 920 | 4C | B | PPCTR | 48 | 65 | 60 | 221
General Purpose | 3 Industry General Purpose | Contactors Ind | CTI | CA3KN31ED | K CONTROL RELAY 3NO 1NC 48VDC COIL | 829 | 4C | B | PPCTR | 48 | 65 | 60 | 219
General Purpose | 3 Industry General Purpose | Contactors Ind | CTI | CA3KN40BD | K CONTROL RELAY 4NO 24VDC COIL | 829 | 4C | A | PPCTR | 66 | 62 | 48 | 218
General Purpose | 3 Industry General Purpose | Contactors Ind | CTI | CA3KN40BD3 | ELECTROMAGNETIC RELAY | 920 | 4C | B | PPCTR | 48 | 65 | 62 | 220
General Purpose | 3 Industry General Purpose | Contactors Ind | CTI | CA3KN40EPD | K CONTROL RELAY 4NO 80VDC COIL | 829 | 4C | B | PPCTR | 47 | 65 | 61 | 219
General Purpose | 3 Industry General Purpose | Contactors Ind | CTI | CA3SK20BD | RELAY | 1012 | 4C | B | PPCTR | 33 | 60 | 66 | 123
General Purpose | 3 Industry General Purpose | Contactors Ind | CTI | CA4KN22BW3 | K CONTROL RELAY 2NO 2NC 24V DC LOW CON | 1217 | 4C | B | PPCTR | 62 | 66 | 48 | 219
General Purpose | 3 Industry General Purpose | Contactors Ind | CTI | CA4KN31BW3 | K CONTROL RELAY 3NO 1NC 24V DC LOW CONS | 1217 | 4C | B | PPCTR | 64 | 50 | 54 | 220
General Purpose | 3 Industry General Purpose | Contactors Ind | CTI | CAD323F7 | AUXILIARY CONTACTOR | 716 | 4C | B | PPCTR | 122 | 55 | 108 | 389
General Purpose | 3 Industry General Purpose | Contactors Ind | CTI | CAD32B7 | AUXILIARY CONTACTOR | 716 | 4C | A | PPCTR | 112 | 54 | 92 | 360
General Purpose | 3 Industry General Purpose | Contactors Ind | CTI | CAD32BD | AUXILIARY CONTACTOR | 797 | 4C | A | PPCTR | 52 | 110 | 90 | 526
General Purpose | 3 Industry General Purpose | Contactors Ind | CTI | CAD32BL | AUXILIARY CONTACTOR | 934 | 4C | B | PPCTR | 108 | 52 | 90 | 536
General Purpose | 3 Industry General Purpose | Contactors Ind | CTI | CAD32CD | AUXILIARY CONTACTOR | 797 | 4C | B | PPCTR | 89 | 49 | 111 | 424
General Purpose | 3 Industry General Purpose | Contactors Ind | CTI | CAD32D7 | AUXILIARY CONTACTOR | 716 | 4C | B | PPCTR | 113 | 50 | 92 | 360
General Purpose | 3 Industry General Purpose | Contactors Ind | CTI | CAD32E7 | AUXILIARY CONTACTOR | 716 | 4C | B | PPCTR | 52 | 110 | 92 | 362
General Purpose | 3 Industry General Purpose | Contactors Ind | CTI | CAD32ED | AUXILIARY CONTACTOR | 797 | 4C | B | PPCTR | 112 | 50 | 92 | 529
General Purpose | 3 Industry General Purpose | Contactors Ind | CTI | CAD32F7 | AUXILIARY CONTACTOR | 716 | 4C | A | PPCTR | 52 | 108 | 92 | 356
General Purpose | 3 Industry General Purpose | Contactors Ind | CTI | CAD32FD | AUXILIARY CONTACTOR | 797 | 4C | B | PPCTR | 108 | 54 | 92 | 520
General Purpose | 3 Industry General Purpose | Contactors Ind | CTI | CAD32FE7 | AUXILIARY CONTACTOR | 716 | 4C | B | PPCTR | 110 | 34 | 54 | 358
General Purpose | 3 Industry General Purpose | Contactors Ind | CTI | CAD32M7 | AUXILIARY CONTACTOR | 716 | 4C | B | PPCTR | 54 | 108 | 92 | 356
General Purpose | 3 Industry General Purpose | Contactors Ind | CTI | CAD32MD | AUXILIARY CONTACTOR | 797 | 4C | B | PPCTR | 110 | 56 | 92 | 520
General Purpose | 3 Industry General Purpose | Contactors Ind | CTI | CAD32P7 | AUXILIARY CONTACTOR | 716 | 4C | A | PPCTR | 58 | 108 | 90 | 358
General Purpose | 3 Industry General Purpose | Contactors Ind | CTI | CAD32Q7 | AUXILIARY CONTACTOR | 716 | 4C | B | PPCTR | 118 | 53 | 95 | 353
General Purpose | 3 Industry General Purpose | Contactors Ind | CTI | CAD32U7 | AUXILIARY CONTACTOR | 716 | 4C | A | PPCTR | 112 | 52 | 92 | 356
General Purpose | 3 Industry General Purpose | Contactors Ind | CTI | CAD32UD | AUXILIARY CONTACTOR | 797 | 4C | B | PPCTR | 54 | 117 | 93 | 529
General Purpose | 3 Industry General Purpose | Contactors Ind | CTI | CAD32V7 | AUXILIARY CONTACTOR | 716 | 4C | B | PPCTR | 108 | 52 | 92 | 356
General Purpose | 3 Industry General Purpose | Contactors Ind | CTI | CAD50B7 | AUXILIARY CONTACTOR | 716 | 4C | B | PPCTR | 108 | 30 | 54 | 360
General Purpose | 3 Industry General Purpose | Contactors Ind | CTI | CAD50BD | AUXILIARY CONTACTOR | 797 | 4C | A | PPCTR | 108 | 54 | 92 | 526
General Purpose | 3 Industry General Purpose | Contactors Ind | CTI | CAD50BL | AUXILIARY CONTACTOR | 934 | 4C | B | PPCTR | 112 | 52 | 92 | 532
General Purpose | 3 Industry General Purpose | Contactors Ind | CTI | CAD50F7 | AUXILIARY CONTACTOR | 716 | 4C | A | PPCTR | 110 | 52 | 92 | 356
General Purpose | 3 Industry General Purpose | Contactors Ind | CTI | CAD50FE7 | AUXILIARY CONTACTOR | 716 | 4C | B | PPCTR | 95 | 55 | 80 | 356
General Purpose | 3 Industry General Purpose | Contactors Ind | CTI | CAD50MD | AUXILIARY CONTACTOR | 797 | 4C | B | PPCTR | 50 | 112 | 91 | 498
General Purpose | 3 Industry General Purpose | Contactors Ind | CTI | CAD50P7 | AUXILIARY CONTACTOR | 716 | 4C | A | PPCTR | 52 | 108 | 92 | 354
General Purpose | 3 Industry General Purpose | Contactors Ind | CTI | CAD50Q7 | AUXILIARY CONTACTOR | 716 | 4C | B | PPCTR | 120 | 55 | 95 | 356
General Purpose | 3 Industry General Purpose | Contactors Ind | CTI | DE1DS1 | EMPTY ENCLOSURE | 849 | 4C | B | PPCTR | 208 | 152 | 176 | 540
General Purpose | 3 Industry General Purpose | Contactors Ind | CTI | DF101 | FUSE HOLDER 1P 32A FOR FUSE 10 X 38 MM | 149 | 4C | B | PPCTR | 220 | 70 | 92 | 754
General Purpose | 3 Industry General Purpose | Contactors Ind | CTI | DF102 | FUSE HOLDER 2P 32A FOR FUSE 10 X 38 MM | 243 | 4C | A | PPCTR | 220 | 70 | 90 | 764
General Purpose | 3 Industry General Purpose | Contactors Ind | CTI | DF103 | FUSE HOLDER 3P 32A FOR FUSE 10 X 38 MM | 364 | 4C | A | PPCTR | 222 | 70 | 90 | 766
General Purpose | 3 Industry General Purpose | Contactors Ind | CTI | DF103N | FUSE HOLDER 3P N 32A FOR FUSE 10 X 38 MM | 391 | 4C | B | PPCTR | 222 | 70 | 88 | 768
General Purpose | 3 Industry General Purpose | Contactors Ind | CTI | DF10N | FUSE HOLDER N 32A FOR FUSE 10 X 38 MM | 149 | 4C | B | PPCTR | 75 | 230 | 95 | 800
General Purpose | 3 Industry General Purpose | Contactors Ind | CTI | DF141 | FUSE HOLDER 1P 50A FOR FUSE 14 X 51 MM | 265 | 4C | B | PPCTR | 172 | 84 | 118 | 770
General Purpose | 3 Industry General Purpose | Contactors Ind | CTI | DF143C | FUSE HOLDER 3P 50A FOR FUSE 14 X 51 MM | 803 | 4C | B | PPCTR | 182 | 85 | 122 | 797
General Purpose | 3 Industry General Purpose | Contactors Ind | CTI | DF221 | FUSE HOLDER 1P 125A FOR FUSE 22 X 58 MM | 359 | 4C | A | PPCTR | 224 | 82 | 132 | 1172
General Purpose | 3 Industry General Purpose | Contactors Ind | CTI | DF223C | FUSE HOLDER 3P 125A FOR FUSE 22 X 58 MM | 930 | 4C | B | PPCTR | 224 | 82 | 130 | 1176
General Purpose | 3 Industry General Purpose | Contactors Ind | CTI | DF223NC | FUSE HOLDER 3P N 125A FOR FUSE 22 X 58 M | 1065 | 4C | B | PPCTR | 226 | 86 | 132 | 836
General Purpose | 3 Industry General Purpose | Contactors Ind | CTI | DR5TE4U | RECTIFIER (LC1D410-620) | 5651 | 4C | B | PPCTR | 88 | 45 | 75 | 79
General Purpose | 3 Industry General Purpose | Contactors Ind | CTI | GB2DB16 | CONTROL CIRCUIT BREAKER | 1240 | 4C | B | PPCTR | 97 | 85 | 80 | 333
General Purpose | 3 Industry General Purpose | Contactors Ind | CTI | GC1610M5 | CONTAC TO R GC 1 NO 16 A 220 TO 240 V AC | 413 | 4C | B | PPCTR
General Purpose | 3 Industry General Purpose | Contactors Ind | CTI | GC2522M5 | CONTAC TO R GC 2 NO 2 NC 25 A 220 TO 240 | 642 | 4C | B | PPCTR
General Purpose | 3 Industry General Purpose | Contactors Ind | CTI | GS1AF43 | CONTACT 1XOF 3X250A | 1509 | 4C | B | PPCTR
General Purpose | 3 Industry General Purpose | Contactors Ind | CTI | GS1AM110 | AUX.CONTACT NO | 256 | 4C | B | PPCTR | 20 | 90 | 80 | 12
General Purpose | 3 Industry General Purpose | Contactors Ind | CTI | GS1AN11 | AUX.CONT.NO/NC 32-400A | 586 | 4C | B | PPCTR | 130 | 70 | 30 | 126
General Purpose | 3 Industry General Purpose | Contactors Ind | CTI | GS1DD3 | FUSE-SWITCH 3X32A 10X38 | 3391 | 4C | B | PPCTR
General Purpose | 3 Industry General Purpose | Contactors Ind | CTI | GS1DD4 | FUSE-SWITCH 4X32A 10X38 | 4521 | 4C | B | PPCTR | 115 | 90 | 105 | 491
General Purpose | 3 Industry General Purpose | Contactors Ind | CTI | GS2AE2 | SHAFT 50..400A 10X10 320MM | 367 | 4C | B | PPCTR | 335 | 25 | 31 | 254
General Purpose | 3 Industry General Purpose | Contactors Ind | CTI | GS2AE21 | SHAFT 50..400A 10X10 400MM | 467 | 4C | B | PPCTR | 402 | 20 | 20 | 311
General Purpose | 3 Industry General Purpose | Contactors Ind | CTI | GS2AE22 | SHAFT 50..400A 10X10 200MM | 418 | 4C | B | PPCTR | 220 | 24 | 25 | 162
General Purpose | 3 Industry General Purpose | Contactors Ind | CTI | GS2AE51 | SHAFT 630..1250A 12X12 400MM | 834 | 4C | B | PPCTR | 398 | 15 | 40 | 450
General Purpose | 3 Industry General Purpose | Contactors Ind | CTI | GS2AE8 | SHAFT 30-32A 5X5 320MM | 300 | 4C | B | PPCTR | 130 | 70 | 80 | 118
General Purpose | 3 Industry General Purpose | Contactors Ind | CTI | GS2AF63 | BLOWN FUSE AUX CONT 1 NC/NO 3X 630A 3 | 1807 | 4C | B | PPCTR
General Purpose | 3 Industry General Purpose | Contactors Ind | CTI | GS2AH515 | EXT FRONT HANDLE 32..63A IP55 BLACK | 468 | 4C | B | PPCTR | 140 | 50 | 150 | 206
General Purpose | 3 Industry General Purpose | Contactors Ind | CTI | GS2AH530 | EXT FRONT HANDLE 100..400A IP65 BLACK | 1335 | 4C | B | PPCTR | 161 | 68 | 138 | 250
General Purpose | 3 Industry General Purpose | Contactors Ind | CTI | GS2AH535 | EXT FRONT HANDLE 100..400A IP55 BLACK | 468 | 4C | B | PPCTR | 170 | 50 | 130 | 234
General Purpose | 3 Industry General Purpose | Contactors Ind | CTI | GS2AH550 | EXT FRONT HANDLE 630-800A IP65 BLACK | 1409 | 4C | B | PPCTR | 270 | 60 | 100 | 271
General Purpose | 3 Industry General Purpose | Contactors Ind | CTI | GS2AH570 | EXT FRONT HANDLE 1250A IP65 BLACK | 2964 | 4C | B | PPCTR | 360 | 70 | 90 | 390
General Purpose | 3 Industry General Purpose | Contactors Ind | CTI | GS2AHT510 | EXT FRONT HANDLE 32..63A IP65 BLACK | 1684 | 4C | B | PPCTR | 150 | 50 | 150 | 218
General Purpose | 3 Industry General Purpose | Contactors Ind | CTI | GS2AHT530 | EXT FRONT HANDLE 100..400A IP65 BLACK | 1954 | 4C | B | PPCTR | 190 | 60 | 160 | 248
General Purpose | 3 Industry General Purpose | Contactors Ind | CTI | GS2AP64 | TERMINAL SHROUDS 4X 630-800A | 1673 | 4C | B | PPCTR | 234 | 196 | 155 | 732
General Purpose | 3 Industry General Purpose | Contactors Ind | CTI | GS2AX1 | HANDLE LOCKING DEVICE 32..1250A | 2306 | 4C | B | PPCTR | 140 | 30 | 160 | 385
General Purpose | 3 Industry General Purpose | Contactors Ind | CTI | GS2G3 | FUSE DISCONNECT SWITCH 3X 63A 00C | 3843 | 4C | B | PPCTR | 200 | 145 | 130 | 1274
General Purpose | 3 Industry General Purpose | Contactors Ind | CTI | GS2L3 | FUSE DISCONNECT SWITCH 3X 160A 0 | 5516 | 4C | B | PPCTR | 260 | 210 | 190 | 2318
General Purpose | 3 Industry General Purpose | Contactors Ind | CTI | GS2LL3 | FUSE DISCONNECT SWITCH 3X 160A 00 | 6302 | 4C | B | PPCTR | 215 | 155 | 180 | 1829
General Purpose | 3 Industry General Purpose | Contactors Ind | CTI | GS2N3 | FUSE SWITCH DISCONNECTOR 3X 250A 1 | 11126 | 4C | B | PPCTR | 345 | 200 | 215 | 3566
General Purpose | 3 Industry General Purpose | Contactors Ind | CTI | GS2S3 | FUSE DISCONNECT SWITCH 3X 630A 3 | 17607 | 4C | B | PPCTR | 400 | 440 | 520 | 16962
General Purpose | 3 Industry General Purpose | Contactors Ind | CTI | GS2V3 | FUSE DISCONNECT SWITCH 3X 1250A 4 | 36981 | 4C | B | PPCTR | 800 | 510 | 600 | 40960
General Purpose | 3 Industry General Purpose | Contactors Ind | CTI | GV1F03 | ENCLOSURE ADAPTOR | 96 | 4C | B | PPCTR
General Purpose | 3 Industry General Purpose | Contactors Ind | CTI | GV1G09 | TERMINAL BLOCK GV2 G BUSBAR | 306 | 4C | A | PPCTR | 97 | 52 | 53 | 48
General Purpose | 3 Industry General Purpose | Contactors Ind | CTI | GV1G10 | PROTECTIVE END COVER GV2 BUSBAR | 84 | 4C | B | PPCTR | 50 | 15 | 75 | 18
General Purpose | 3 Industry General Purpose | Contactors Ind | CTI | GV1L3 | GV2ME-GV2P CURRENT LIMITING | 1037 | 4C | A | PPCTR | 62 | 48 | 52 | 122
General Purpose | 3 Industry General Purpose | Contactors Ind | CTI | GV2AF01 | INTERCON.BLOCK.FOR K.CONT | 167 | 4C | A | PPCTR | 80 | 90 | 120 | 153
General Purpose | 3 Industry General Purpose | Contactors Ind | CTI | GV2AF3 | TERMINAL BLOCK | 306 | 4C | A | PPCTR | 150 | 95 | 100 | 260
General Purpose | 3 Industry General Purpose | Contactors Ind | CTI | GV2AF4 | TERMINAL BLOCK | 306 | 4C | B | PPCTR | 150 | 95 | 100 | 223
General Purpose | 3 Industry General Purpose | Contactors Ind | CTI | GV2APN01 | KIT IP54 BLACK HANDLE - SHAFT FRONT GV2P | 936 | 4C | A | PPCTR | 90 | 65 | 370 | 362
General Purpose | 3 Industry General Purpose | Contactors Ind | CTI | GV2APN02 | KIT IP54 RED HANDLE - SHAFT FRONT GV2P/L | 936 | 4C | A | PPCTR | 370 | 60 | 90 | 354
General Purpose | 3 Industry General Purpose | Contactors Ind | CTI | GV2APN04 | KIT HANDLE GV2 RED IP65 W/O TRIP | 993 | 4C | B | PPCTR | 90 | 65 | 370 | 366
General Purpose | 3 Industry General Purpose | Contactors Ind | CTI | GV2E01 | SEALING KIT | 128 | 4C | B | PPCTR | 65 | 12 | 50 | 19
General Purpose | 3 Industry General Purpose | Contactors Ind | CTI | GV2G05 | TERMINAL BLOCK FOR GV1 L3 | 331 | 4C | A | PPCTR | 96 | 50 | 84 | 118
General Purpose | 3 Industry General Purpose | Contactors Ind | CTI | GV2G245 | 2 TAP OFFS BUSBAR GV2 63A 45MM PITCH | 224 | 4C | A | PPCTR | 95 | 19 | 37 | 38
General Purpose | 3 Industry General Purpose | Contactors Ind | CTI | GV2G254 | 2 TAP OFFS BUSBAR GV2 63A 54MM PITCH | 224 | 4C | A | PPCTR | 140 | 10 | 80 | 40
General Purpose | 3 Industry General Purpose | Contactors Ind | CTI | GV2G345 | 3 TAP OFFS BUSBAR GV2 63A 45MM PITCH | 281 | 4C | A | PPCTR | 148 | 14 | 35 | 58
General Purpose | 3 Industry General Purpose | Contactors Ind | CTI | GV2G354 | 3 TAP OFFS BUSBAR GV2 63A 54MM PITCH | 281 | 4C | A | PPCTR | 151 | 10 | 31 | 64
General Purpose | 3 Industry General Purpose | Contactors Ind | CTI | GV2G445 | 4 TAP OFFS BUSBAR GV2 63A 45MM PITCH | 331 | 4C | A | PPCTR | 193 | 13 | 37 | 78
General Purpose | 3 Industry General Purpose | Contactors Ind | CTI | GV2G454 | 4 TAP OFFS BUSBAR GV2 63A 54MM PITCH | 331 | 4C | A | PPCTR | 222 | 16 | 41 | 88
General Purpose | 3 Industry General Purpose | Contactors Ind | CTI | GV2G472 | 4 TAP OFFS BUSBAR GV2 63A 72MM PITCH | 393 | 4C | B | PPCTR | 260 | 12 | 32 | 108
General Purpose | 3 Industry General Purpose | Contactors Ind | CTI | GV2G554 | 5 TAP OFFS BUSBAR GV2 63A 54MM PITCH | 523 | 4C | A | PPCTR | 266 | 16 | 36 | 100
General Purpose | 3 Industry General Purpose | Contactors Ind | CTI | GV2K031 | RED MUSHROOM HD STOP TURN | 560 | 4C | B | PPCTR | 90 | 70 | 90 | 137
General Purpose | 3 Industry General Purpose | Contactors Ind | CTI | GV2K04 | RED MUSHROOM HD STOP TURN | 1104 | 4C | B | PPCTR | 75 | 90 | 90 | 141
General Purpose | 3 Industry General Purpose | Contactors Ind | CTI | GV2L04 | MAGNETIC CIRCUIT BREAKER | 1256 | 4C | B | PPCTR | 48 | 93 | 100 | 265
General Purpose | 3 Industry General Purpose | Contactors Ind | CTI | GV2L05 | MAGNETIC CIRCUIT BREAKER | 1279 | 4C | A | PPCTR | 100 | 52 | 92 | 264
General Purpose | 3 Industry General Purpose | Contactors Ind | CTI | GV2L06 | MAGNETIC CIRCUIT BREAKER | 1319 | 4C | A | PPCTR | 100 | 54 | 94 | 316
General Purpose | 3 Industry General Purpose | Contactors Ind | CTI | GV2L07 | MAGNETIC CIRCUIT BREAKER | 1319 | 4C | A | PPCTR | 100 | 50 | 90 | 328
General Purpose | 3 Industry General Purpose | Contactors Ind | CTI | GV2L08 | MAGNETIC CIRCUIT BREAKER | 1354 | 4C | A | PPCTR | 100 | 50 | 90 | 328
General Purpose | 3 Industry General Purpose | Contactors Ind | CTI | GV2L10 | MAGNETIC CIRCUIT BREAKER | 1354 | 4C | A | PPCTR | 100 | 93 | 46 | 319
General Purpose | 3 Industry General Purpose | Contactors Ind | CTI | GV2L14 | MAGNETIC CIRCUIT BREAKER | 1524 | 4C | A | PPCTR | 98 | 52 | 90 | 328
General Purpose | 3 Industry General Purpose | Contactors Ind | CTI | GV2L16 | MAGNETIC CIRCUIT BREAKER | 1576 | 4C | A | PPCTR | 100 | 50 | 92 | 326
General Purpose | 3 Industry General Purpose | Contactors Ind | CTI | GV2L20 | MAGNETIC CIRCUIT BREAKER | 1629 | 4C | A | PPCTR | 100 | 50 | 90 | 336
General Purpose | 3 Industry General Purpose | Contactors Ind | CTI | GV2L22 | MAGNETIC CIRCUIT BREAKER | 1746 | 4C | A | PPCTR | 100 | 52 | 92 | 336
General Purpose | 3 Industry General Purpose | Contactors Ind | CTI | GV2L32 | GV2L MOTOR CB MAGNETIC 32A ROTARY HANDLE | 2119 | 4C | A | PPCTR | 100 | 50 | 92 | 316
General Purpose | 3 Industry General Purpose | Contactors Ind | CTI | GV2LE14 | GV2 MOTOR CB MAGNETIC 10A TOGGLE SWITCH | 1136 | 4C | B | PPCTR | 90 | 48 | 82 | 272
General Purpose | 3 Industry General Purpose | Contactors Ind | CTI | GV2MC01 | SURFACE MOUNT.ENCL.IP41 | 355 | 4C | A | PPCTR | 154 | 98 | 100 | 276
General Purpose | 3 Industry General Purpose | Contactors Ind | CTI | GV2MC02 | SURFACE MOUNT.ENCL.IP55 | 425 | 4C | A | PPCTR | 154 | 100 | 102 | 292
General Purpose | 3 Industry General Purpose | Contactors Ind | CTI | GV2ME01 | GV2ME MOTOR CB THER/MAG 0.1-0.16A ROCKER | 1138 | 4C | A | PPCTR | 92 | 48 | 86 | 232
General Purpose | 3 Industry General Purpose | Contactors Ind | CTI | GV2ME02 | GV2ME MOTOR CB THER/MAG 0.16-0.25A ROCKE | 1138 | 4C | A | PPCTR | 90 | 50 | 82 | 232
General Purpose | 3 Industry General Purpose | Contactors Ind | CTI | GV2ME03 | GV2ME MOTOR CB THER/MAG 0.25-0.4A ROCKER | 1165 | 4C | A | PPCTR | 48 | 84 | 90 | 230
General Purpose | 3 Industry General Purpose | Contactors Ind | CTI | GV2ME04 | GV2ME MOTOR CB THER/MAG 0.4-0.63A ROCKER | 1213 | 4C | A | PPCTR | 50 | 86 | 90 | 234
General Purpose | 3 Industry General Purpose | Contactors Ind | CTI | GV2ME05 | GV2ME MOTOR CB THERM/MAG 0.63-1A ROCKER | 1243 | 4C | A | PPCTR | 48 | 82 | 90 | 230
General Purpose | 3 Industry General Purpose | Contactors Ind | CTI | GV2ME06 | GV2ME MOTOR CB THERM/MAG 1-1.6A ROCKER | 1306 | 4C | A | PPCTR | 44 | 84 | 90 | 252
General Purpose | 3 Industry General Purpose | Contactors Ind | CTI | GV2ME063 | SPRING TERM. MCB | 1453 | 4C | B | PPCTR | 85 | 55 | 110 | 285
General Purpose | 3 Industry General Purpose | Contactors Ind | CTI | GV2ME07 | GV2ME MOTOR CB THERM/MAG 1.6-2.5A ROCKER | 1306 | 4C | A | PPCTR | 48 | 84 | 90 | 258
General Purpose | 3 Industry General Purpose | Contactors Ind | CTI | GV2ME073 | SPRING TERM. MCB | 1453 | 4C | B | PPCTR | 56 | 86 | 108 | 294
General Purpose | 3 Industry General Purpose | Contactors Ind | CTI | GV2ME08 | GV2ME MOTOR CB THERM/MAG 2.5-4A ROCKER | 1330 | 4C | A | PPCTR | 48 | 86 | 90 | 258
General Purpose | 3 Industry General Purpose | Contactors Ind | CTI | GV2ME083 | SPRING TERM. MCB | 1480 | 4C | B | PPCTR | 85 | 55 | 110 | 293
General Purpose | 3 Industry General Purpose | Contactors Ind | CTI | GV2ME10 | GV2ME MOTOR CB THERM/MAG 4-6.3A ROCKER | 1330 | 4C | A | PPCTR | 48 | 84 | 90 | 276
General Purpose | 3 Industry General Purpose | Contactors Ind | CTI | GV2ME103 | SPRING TERM. MCB | 1480 | 4C | B | PPCTR | 85 | 55 | 110 | 304
General Purpose | 3 Industry General Purpose | Contactors Ind | CTI | GV2ME14 | GV2ME MOTOR CB THERM/MAG 6-10A ROCKER | 1529 | 4C | A | PPCTR | 48 | 82 | 90 | 278
General Purpose | 3 Industry General Purpose | Contactors Ind | CTI | GV2ME143 | SPRING TERM. MCB | 1696 | 4C | B | PPCTR | 85 | 55 | 110 | 306
General Purpose | 3 Industry General Purpose | Contactors Ind | CTI | GV2ME16 | GV2ME MOTOR CB THERM/MAG 9-14A ROCKER | 1567 | 4C | A | PPCTR | 48 | 82 | 90 | 282
General Purpose | 3 Industry General Purpose | Contactors Ind | CTI | GV2ME20 | GV2ME MOTOR CB THERM/MAG 13-18A ROCKER | 1567 | 4C | A | PPCTR | 48 | 82 | 90 | 288
General Purpose | 3 Industry General Purpose | Contactors Ind | CTI | GV2ME21 | GV2ME MOTOR CB THERM/MAG 17-23A ROCKER | 1616 | 4C | A | PPCTR | 48 | 84 | 90 | 290
General Purpose | 3 Industry General Purpose | Contactors Ind | CTI | GV2ME213 | SPRING TERM. MCB | 1794 | 4C | B | PPCTR
General Purpose | 3 Industry General Purpose | Contactors Ind | CTI | GV2ME22 | GV2ME MOTOR CB THERM/MAG 20-25A ROCKER | 1952 | 4C | A | PPCTR | 48 | 82 | 90 | 288
General Purpose | 3 Industry General Purpose | Contactors Ind | CTI | GV2ME32 | GV2ME MOTOR CB THERM/MAG 24-32A ROCKER | 2113 | 4C | A | PPCTR | 48 | 82 | 90 | 286
General Purpose | 3 Industry General Purpose | Contactors Ind | CTI | GV2MP02 | FLUSH MOUNT.ENCL.IP55 | 355 | 4C | A | PPCTR | 150 | 115 | 100 | 235
General Purpose | 3 Industry General Purpose | Contactors Ind | CTI | GV2P01 | MOTOR CIRCUIT BREAKER | 785 | 4C | B | PPCTR | 102 | 50 | 90 | 264
General Purpose | 3 Industry General Purpose | Contactors Ind | CTI | GV2P02 | MOTOR CIRCUIT BREAKER | 785 | 4C | B | PPCTR | 48 | 93 | 100 | 265
General Purpose | 3 Industry General Purpose | Contactors Ind | CTI | GV2P03 | MOTOR CIRCUIT BREAKER | 785 | 4C | A | PPCTR | 100 | 50 | 92 | 266
General Purpose | 3 Industry General Purpose | Contactors Ind | CTI | GV2P04 | MOTOR CIRCUIT BREAKER | 785 | 4C | A | PPCTR | 100 | 50 | 94 | 268
General Purpose | 3 Industry General Purpose | Contactors Ind | CTI | GV2P05 | MOTOR CIRCUIT BREAKER | 785 | 4C | A | PPCTR | 100 | 50 | 90 | 266
General Purpose | 3 Industry General Purpose | Contactors Ind | CTI | GV2P06 | MOTOR CIRCUIT BREAKER | 900 | 4C | A | PPCTR | 100 | 50 | 90 | 322
General Purpose | 3 Industry General Purpose | Contactors Ind | CTI | GV2P07 | MOTOR CIRCUIT BREAKER | 900 | 4C | A | PPCTR | 100 | 50 | 90 | 326
General Purpose | 3 Industry General Purpose | Contactors Ind | CTI | GV2P08 | MOTOR CIRCUIT BREAKER | 900 | 4C | A | PPCTR | 100 | 50 | 92 | 326
General Purpose | 3 Industry General Purpose | Contactors Ind | CTI | GV2P10 | MOTOR CIRCUIT BREAKER | 900 | 4C | A | PPCTR | 100 | 50 | 90 | 324
General Purpose | 3 Industry General Purpose | Contactors Ind | CTI | GV2P14 | MOTOR CIRCUIT BREAKER | 1018 | 4C | A | PPCTR | 100 | 50 | 94 | 330
General Purpose | 3 Industry General Purpose | Contactors Ind | CTI | GV2P16 | MOTOR CIRCUIT BREAKER | 1018 | 4C | A | PPCTR | 100 | 50 | 90 | 334
General Purpose | 3 Industry General Purpose | Contactors Ind | CTI | GV2P20 | MOTOR CIRCUIT BREAKER | 1018 | 4C | A | PPCTR | 100 | 50 | 92 | 342
General Purpose | 3 Industry General Purpose | Contactors Ind | CTI | GV2P21 | MOTOR CIRCUIT BREAKER | 1101 | 4C | A | PPCTR | 50 | 100 | 90 | 342
General Purpose | 3 Industry General Purpose | Contactors Ind | CTI | GV2P22 | MOTOR CIRCUIT BREAKER | 1245 | 4C | A | PPCTR | 100 | 52 | 94 | 338
General Purpose | 3 Industry General Purpose | Contactors Ind | CTI | GV2P32 | GV2P MOTOR CB THERM/MAG 24-32A ROT HANDL | 1596 | 4C | A | PPCTR | 50 | 100 | 92 | 334
General Purpose | 3 Industry General Purpose | Contactors Ind | CTI | GV2RT05 | Disyuntor magnetot駻mico, 0.63 -1A | 1589 | 4C | B | PPCTR | 87 | 48 | 93 | 226
General Purpose | 3 Industry General Purpose | Contactors Ind | CTI | GV2RT06 | GV2 MOTOR CB HIGH INRUSH 1-1.6A TOGGLE | 1661 | 4C | A | PPCTR | 94 | 52 | 82 | 258
General Purpose | 3 Industry General Purpose | Contactors Ind | CTI | GV2RT07 | GV2 MOTOR CB HIGH INRUSH 1.6-2.5A TOGGL | 1661 | 4C | B | PPCTR | 48 | 85 | 95 | 253
General Purpose | 3 Industry General Purpose | Contactors Ind | CTI | GV2RT08 | GV2 MOTOR CB HIGH INRUSH 2.5-4A TOGGLE | 1692 | 4C | A | PPCTR | 92 | 50 | 82 | 252
General Purpose | 3 Industry General Purpose | Contactors Ind | CTI | GV2RT10 | GV2 MOTOR CB HIGH INRUSH 4-6.3A TOGGLE | 1692 | 4C | B | PPCTR | 92 | 48 | 84 | 278
General Purpose | 3 Industry General Purpose | Contactors Ind | CTI | GV2RT14 | GV2 MOTOR CB HIGH INRUSH 6-10A TOGGLE SW | 1940 | 4C | B | PPCTR | 90 | 48 | 84 | 280
General Purpose | 3 Industry General Purpose | Contactors Ind | CTI | GV2RT16 | GV2 MOTOR CB HIGH INRUSH 9-14A TOGGLE SW | 1995 | 4C | B | PPCTR | 85 | 93 | 48 | 284
General Purpose | 3 Industry General Purpose | Contactors Ind | CTI | GV2RT20 | GV2 MOTOR CB HIGH INRUSH 13-18A TOGGLE | 2043 | 4C | B | PPCTR | 85 | 93 | 48 | 293
General Purpose | 3 Industry General Purpose | Contactors Ind | CTI | GV2RT21 | GV2 MOTOR CB HIGH INRUSH 17-23A TOGGLE | 2043 | 4C | B | PPCTR | 48 | 86 | 93 | 296
General Purpose | 3 Industry General Purpose | Contactors Ind | CTI | GV2V01 | PADLOCKING DEVICE FOR ENC | 304 | 4C | B | PPCTR | 90 | 85 | 26 | 69
General Purpose | 3 Industry General Purpose | Contactors Ind | CTI | GV2V03 | PADLOCKING DEVICE FOR GV2 GV3 | 711 | 4C | B | PPCTR | 84 | 22 | 60 | 94
General Purpose | 3 Industry General Purpose | Contactors Ind | CTI | GV3APN01 | KIT IP54 BLACK HANDLE - SHAFT FRONT GV3P | 1267 | 4C | A | PPCTR | 90 | 65 | 370 | 374
General Purpose | 3 Industry General Purpose | Contactors Ind | CTI | GV3APN02 | KIT IP54 RED HANDLE - SHAFT FRONT GV3P/L | 1267 | 4C | A | PPCTR | 90 | 65 | 370 | 376
General Purpose | 3 Industry General Purpose | Contactors Ind | CTI | GV3APN04 | KIT HANDLE GV3 RED IP65 W/O TRIP | 1267 | 4C | B | PPCTR | 90 | 60 | 370 | 340
General Purpose | 3 Industry General Purpose | Contactors Ind | CTI | GV3G264 | 2 GV3 BREAKERS POWER BUSBAR | 596 | 4C | B | PPCTR
General Purpose | 3 Industry General Purpose | Contactors Ind | CTI | GV3G364 | 3 BREAKERS POWER BUSBAR | 481 | 4C | B | PPCTR | 185 | 20 | 50 | 265
General Purpose | 3 Industry General Purpose | Contactors Ind | CTI | GV3L25 | GV3L MOTOR CB MAGNETIC 25A EVERLINK | 4386 | 4C | B | PPCTR | 145 | 160 | 65 | 996
General Purpose | 3 Industry General Purpose | Contactors Ind | CTI | GV3L32 | GV3L MOTOR CB MAGNETIC 32A EVERLINK | 4590 | 4C | B | PPCTR | 145 | 65 | 160 | 989
General Purpose | 3 Industry General Purpose | Contactors Ind | CTI | GV3L40 | GV3L MOTOR CB MAGNETIC 40A EVERLINK | 5085 | 4C | A | PPCTR | 145 | 160 | 65 | 975
General Purpose | 3 Industry General Purpose | Contactors Ind | CTI | GV3L50 | GV3L MOTOR CB MAGNETIC 50A EVERLINK | 5450 | 4C | A | PPCTR | 158 | 66 | 148 | 1006
General Purpose | 3 Industry General Purpose | Contactors Ind | CTI | GV3L65 | GV3L MOTOR CB MAGNETIC 65A EVERLINK | 6495 | 4C | A | PPCTR | 156 | 66 | 146 | 1006
General Purpose | 3 Industry General Purpose | Contactors Ind | CTI | GV3L80 | GV3L MOTOR CB MAGNETIC 80A EVERLINK | 7858 | 4C | B | PPCTR
General Purpose | 3 Industry General Purpose | Contactors Ind | CTI | GV3P13 | GV3P MOTOR CB THERM/MAG 9-13A EVERLINK | 1300 | 4C | B | PPCTR | 145 | 155 | 65 | 982
General Purpose | 3 Industry General Purpose | Contactors Ind | CTI | GV3P18 | GV3P MOTOR CB THERM/MAG 12-18A EVERLINK | 1300 | 4C | B | PPCTR | 154 | 64 | 146 | 998
General Purpose | 3 Industry General Purpose | Contactors Ind | CTI | GV3P25 | GV3P MOTOR CB THERM/MAG 17-25A EVERLINK | 1405 | 4C | A | PPCTR | 156 | 64 | 146 | 996
General Purpose | 3 Industry General Purpose | Contactors Ind | CTI | GV3P32 | GV3P MOTOR CB THERM/MAG 23-32A EVERLINK | 1590 | 4C | A | PPCTR | 145 | 160 | 65 | 1001
General Purpose | 3 Industry General Purpose | Contactors Ind | CTI | GV3P40 | GV3P MOTOR CB THERM/MAG 30-40A EVERLINK | 3132 | 4C | A | PPCTR | 146 | 66 | 156 | 986
General Purpose | 3 Industry General Purpose | Contactors Ind | CTI | GV3P50 | GV3P MOTOR CB THERM/MAG 37-50A EVERLINK | 3523 | 4C | A | PPCTR | 148 | 68 | 158 | 1010
General Purpose | 3 Industry General Purpose | Contactors Ind | CTI | GV3P65 | GV3P MOTOR CB THERM/MAG 48-65A EVERLINK | 3655 | 4C | A | PPCTR | 148 | 66 | 156 | 1020
General Purpose | 3 Industry General Purpose | Contactors Ind | CTI | GV3P73 | GV3P MOTOR CB THERMO/MAG 62-73A EVERLINK | 4689 | 4C | A | PPCTR
General Purpose | 3 Industry General Purpose | Contactors Ind | CTI | GV3P80 | GV3P MOTOR CB THERMO/MAG 70-80A EVERLINK | 5008 | 4C | A | PPCTR
General Purpose | 3 Industry General Purpose | Contactors Ind | CTI | GV3PC02 | METAL ENCLO GV3P CDE RED | 2461 | 4C | B | PPCTR | 315 | 220 | 195 | 4000
General Purpose | 3 Industry General Purpose | Contactors Ind | CTI | GV4APN01 | EXTENDED ROTARY HANDLE BLACK GV4 BV4 | 1471 | 4C | A | PPCTR
General Purpose | 3 Industry General Purpose | Contactors Ind | CTI | GV4APN02 | EXTENDED ROTARY HANDLE RED GV4 BV4 | 1479 | 4C | B | PPCTR
General Purpose | 3 Industry General Purpose | Contactors Ind | CTI | GV4AS027 | COIL ST MX 24V AC/DC FOR GV4 BV4 | 2874 | 4C | B | PPCTR
General Purpose | 3 Industry General Purpose | Contactors Ind | CTI | GV4AS287 | COIL ST MX 208-277V 50/60HZ FOR GV4 BV4 | 3014 | 4C | B | PPCTR
General Purpose | 3 Industry General Purpose | Contactors Ind | CTI | GV4AU137 | COIL UVR MN 110-130V AC/DC FOR GV4 BV4 | 3054 | 4C | B | PPCTR
General Purpose | 3 Industry General Purpose | Contactors Ind | CTI | GV4LE03N | Motor Breaker GV4LE Mag 3.5A 50kA Elink | 5532 | 4C | B | PPCTR
General Purpose | 3 Industry General Purpose | Contactors Ind | CTI | GV4LE12N | Motor Breaker GV4LE Mag 12.5A 50kA Elink | 5281 | 4C | B | PPCTR
General Purpose | 3 Industry General Purpose | Contactors Ind | CTI | GV4LE25N | Motor Breaker GV4LE Mag 25A 50kA Elink | 5249 | 4C | B | PPCTR
General Purpose | 3 Industry General Purpose | Contactors Ind | CTI | GV4LE25S | Motor Breaker GV4LE Mag 25A 100kA Elink | 5726 | 4C | B | PPCTR
General Purpose | 3 Industry General Purpose | Contactors Ind | CTI | GV4LE50N | Motor Breaker GV4LE Mag 50A 50kA Elink | 5275 | 4C | A | PPCTR
General Purpose | 3 Industry General Purpose | Contactors Ind | CTI | GV4LE50S | Motor Breaker GV4LE Mag 50A 100kA Elink | 5755 | 4C | B | PPCTR
General Purpose | 3 Industry General Purpose | Contactors Ind | CTI | GV4LE80N | Motor Breaker GV4LE Mag 80A 50kA Elink | 5308 | 4C | A | PPCTR
General Purpose | 3 Industry General Purpose | Contactors Ind | CTI | GV4LE80S | Motor Breaker GV4LE Mag 80A 100kA Elink | 5790 | 4C | B | PPCTR
General Purpose | 3 Industry General Purpose | Contactors Ind | CTI | GV4PE115B | MotBreak GV4PE Therm/Mag 115A 25kA Elink | 11861 | 4C | B | PPCTR
General Purpose | 3 Industry General Purpose | Contactors Ind | CTI | GV4PE115N | MotBreak GV4PE Therm/Mag 115A 50kA Elink | 13047 | 4C | B | PPCTR
General Purpose | 3 Industry General Purpose | Contactors Ind | CTI | GV4PE115S | MotBreak GV4PE Th/Mag 115A 100kA Elink | 14233 | 4C | B | PPCTR
General Purpose | 3 Industry General Purpose | Contactors Ind | CTI | GV4PE50N | MotBreak GV4PE Therm/Mag 50A 50kA Elink | 13040 | 4C | B | PPCTR
General Purpose | 3 Industry General Purpose | Contactors Ind | CTI | GV4PE80B | MotBreak GV4PE Therm/Mag 80A 25kA Elink | 11855 | 4C | B | PPCTR
General Purpose | 3 Industry General Purpose | Contactors Ind | CTI | GV4PE80N | MotBreak GV4PE Therm/Mag 80A 50kA Elink | 13040 | 4C | B | PPCTR
General Purpose | 3 Industry General Purpose | Contactors Ind | CTI | GV5P150F | GV5P150F 3P 36kA Motor Circuit Breaker | 9424 | 4C | B | PPCTR
General Purpose | 3 Industry General Purpose | Contactors Ind | CTI | GV5P150H | GV5P150H 3P 70kA Motor Circuit Breaker | 10354 | 4C | B | PPCTR
General Purpose | 3 Industry General Purpose | Contactors Ind | CTI | GV6P320H | GV6P320H 3P 70kA Motor Circuit Breaker | 13286 | 4C | B | PPCTR
General Purpose | 3 Industry General Purpose | Contactors Ind | CTI | GV7AP01 | LANG ROTARY ACTUATOR BLAC | 1127 | 4C | B | PPCTR
General Purpose | 3 Industry General Purpose | Contactors Ind | CTI | GVAD0101 | GV2 GV3 AUXILIARY N/C(FLT) N/C LHS | 433 | 4C | B | PPCTR | 100 | 22 | 81 | 46
General Purpose | 3 Industry General Purpose | Contactors Ind | CTI | GVAD0110 | GV2 GV3 AUXILIARY N/C(FLT) N/O LHS | 433 | 4C | A | PPCTR | 98 | 22 | 81 | 46
General Purpose | 3 Industry General Purpose | Contactors Ind | CTI | GVAE113 | SPRING THERM PLUG IN AUX | 255 | 4C | B | PPCTR | 73 | 62 | 121 | 201
General Purpose | 3 Industry General Purpose | Contactors Ind | CTI | GVAE20 | GV2 GV3 AUXILIARY N/O N/O TOP | 249 | 4C | A | PPCTR | 55 | 17 | 54 | 20
General Purpose | 3 Industry General Purpose | Contactors Ind | CTI | GVAED011 | N/O FAULT CONTACT N/C INST FOR GV3P/L | 739 | 4C | B | PPCTR | 70 | 10 | 70 | 20
General Purpose | 3 Industry General Purpose | Contactors Ind | CTI | GVAED101 | N/O FAULT CONTACT N/O INST FOR GV3P/L | 739 | 4C | B | PPCTR | 30 | 5 | 45 | 20
General Purpose | 3 Industry General Purpose | Contactors Ind | CTI | GVAM11 | GV2 GV3 AUX SHORT CCT C/O LHS | 383 | 4C | B | PPCTR | 98 | 34 | 81 | 44
General Purpose | 3 Industry General Purpose | Contactors Ind | CTI | GVAN11 | SIDE MOUNT AUX. NO/NC | 288 | 4C | A | PPCTR | 101 | 34 | 89 | 46
General Purpose | 3 Industry General Purpose | Contactors Ind | CTI | GVAN113 | SPRING THERM SIDE AUX | 306 | 4C | B | PPCTR | 99 | 18 | 74 | 44
General Purpose | 3 Industry General Purpose | Contactors Ind | CTI | GVAN20 | SIDE MOUNT AUX 2NO | 288 | 4C | A | PPCTR | 101 | 19 | 83 | 44
General Purpose | 3 Industry General Purpose | Contactors Ind | CTI | GVAPK11 | SHAFT SUPPORT PLATE GV2 FOR DEEP ENCLOSU | 102 | 4C | A | PPCTR | 197 | 47 | 66 | 30
General Purpose | 3 Industry General Purpose | Contactors Ind | CTI | GVAPK12 | SHAFT SUPPORT PLATE GV3-TESYS U FOR DEEP | 153 | 4C | B | PPCTR | 15 | 15 | 1 | 37
General Purpose | 3 Industry General Purpose | Contactors Ind | CTI | GVAS025 | GV2 GV3 SHUNT TRIP 24V RHS MOUNT | 535 | 4C | B | PPCTR | 94 | 40 | 83 | 116
General Purpose | 3 Industry General Purpose | Contactors Ind | CTI | GVAS115 | GV2 GV3 SHUNT TRIP 115V RHS MOUNT | 535 | 4C | A | PPCTR | 36 | 83 | 91 | 116
General Purpose | 3 Industry General Purpose | Contactors Ind | CTI | GVAS225 | GV2 GV3 SHUNT TRIP 240V RHS MOUNT | 535 | 4C | A | PPCTR | 85 | 35 | 90 | 115
General Purpose | 3 Industry General Purpose | Contactors Ind | CTI | GVAS385 | GV2 GV3 SHUNT TRIP 415V RHS MOUNT | 535 | 4C | B | PPCTR | 90 | 38 | 80 | 116
General Purpose | 3 Industry General Purpose | Contactors Ind | CTI | GVAU225 | GV2 GV3 UNDERVOLT 240V RHS MOUNT | 535 | 4C | B | PPCTR | 90 | 38 | 80 | 116
General Purpose | 3 Industry General Purpose | Contactors Ind | CTI | GVAU385 | GV2 GV3 UNDERVOLT 380V RHS MOUNT | 535 | 4C | B | PPCTR | 90 | 40 | 80 | 116
General Purpose | 3 Industry General Purpose | Contactors Ind | CTI | GVAX225 | SHUNT TRIP INRS 220V-50 | 866 | 4C | B | PPCTR | 85 | 35 | 92 | 131
General Purpose | 3 Industry General Purpose | Contactors Ind | CTI | GZ1AN11 | BLOQUE CONT.AUX.LAT.NA+NC GZ1E | 103 | A4 | A | PPCTR | 99 | 18 | 80 | 44
General Purpose | 3 Industry General Purpose | Contactors Ind | CTI | GZ1AN20 | SIDE MOUNTING AUXILIARY | 103 | A4 | B | PPCTR | 65 | 12 | 87 | 42
General Purpose | 3 Industry General Purpose | Contactors Ind | CTI | GZ1AS225 | SHUNT TRIP | 145 | A4 | B | PPCTR | 95 | 35 | 85 | 116
General Purpose | 3 Industry General Purpose | Contactors Ind | CTI | GZ1AU225 | UNDERVOLTAGE TRIP | 145 | A4 | B | PPCTR | 91 | 36 | 83 | 114
General Purpose | 3 Industry General Purpose | Contactors Ind | CTI | GZ1AU385 | UNDERVOLTAGE TRIP | 145 | A4 | B | PPCTR | 91 | 36 | 83 | 113
General Purpose | 3 Industry General Purpose | Contactors Ind | CTI | KAD1PZ | OPERATOR MAIN SWIT V02/V2 | 243 | 4C | B | PPCTR
General Purpose | 3 Industry General Purpose | Contactors Ind | CTI | KAF2PZ | MAIN SWITCH HDL V3/4 | 324 | 4C | B | PPCTR
General Purpose | 3 Industry General Purpose | Contactors Ind | CTI | KAF3PZ | OPERATOR MAIN.SWIT.V5/6 | 628 | 4C | B | PPCTR
General Purpose | 3 Industry General Purpose | Contactors Ind | CTI | KCC1YZ | MAIN EMERG SWI HDL V02/V2 | 211 | 4C | B | PPCTR
General Purpose | 3 Industry General Purpose | Contactors Ind | CTI | KCD1PZ | OPERATOR EMER SWIT V02/V2 | 243 | 4C | A | PPCTR
General Purpose | 3 Industry General Purpose | Contactors Ind | CTI | KCF1PZ | OPERATOR EMER SWIT V02/V2 | 243 | 4C | A | PPCTR
General Purpose | 3 Industry General Purpose | Contactors Ind | CTI | KCF2PZ | MAIN EMERG SWI HDL V3/4 | 324 | 4C | A | PPCTR
General Purpose | 3 Industry General Purpose | Contactors Ind | CTI | KCF3PZ | OPERATOR EMER.SWIT.VS/6 | 628 | 4C | A | PPCTR
General Purpose | 3 Industry General Purpose | Contactors Ind | CTI | KZ32 | DOOR INTERLOCK PIECE | 126 | 4C | A | PPCTR
General Purpose | 3 Industry General Purpose | Contactors Ind | CTI | KZ74 | DOOR INTERLOCK PIECE | 139 | 4C | A | PPCTR
General Purpose | 3 Industry General Purpose | Contactors Ind | CTI | KZ81 | IP65 KIT FOR OPER 60X60 | 170 | 4C | B | PPCTR
General Purpose | 3 Industry General Purpose | Contactors Ind | CTI | KZ83 | IP65 KIT 60X60 CAR6MM HDL | 141 | 4C | B | PPCTR
General Purpose | 3 Industry General Purpose | Contactors Ind | CTI | LA1DZ31 | CONTACT BLOCK | 1523 | 4C | B | PPCTR
General Purpose | 3 Industry General Purpose | Contactors Ind | CTI | LA1KN04 | ADD ON BLOCK 4NC | 349 | 4C | B | PPCTR
General Purpose | 3 Industry General Purpose | Contactors Ind | CTI | LA1KN11 | ADD ON BLOCK 1NO + 1NC | 221 | 4C | A | PPCTR
General Purpose | 3 Industry General Purpose | Contactors Ind | CTI | LA1KN13 | AUX CONTACT BLOCK | 349 | 4C | B | PPCTR
General Purpose | 3 Industry General Purpose | Contactors Ind | CTI | LA1KN20 | ADD ON BLOCK 2 'NO' | 221 | 4C | B | PPCTR
General Purpose | 3 Industry General Purpose | Contactors Ind | CTI | LA1KN22 | ADD ON BLOCK 2NO+2NC | 349 | 4C | A | PPCTR
General Purpose | 3 Industry General Purpose | Contactors Ind | CTI | LA1KN31 | AUX CONTACT BLOCK | 349 | 4C | B | PPCTR
General Purpose | 3 Industry General Purpose | Contactors Ind | CTI | LA1KN40 | ADD ON BLOCK '4' NO | 349 | 4C | A | PPCTR
General Purpose | 3 Industry General Purpose | Contactors Ind | CTI | LA1SK11 | AUXILLIARY CONTACT SK 1NO 1NC | 270 | 4C | B | PPCTR
General Purpose | 3 Industry General Purpose | Contactors Ind | CTI | LA2KT2E | TIMER DELAY ON | 1409 | 4C | B | PPCTR
General Purpose | 3 Industry General Purpose | Contactors Ind | CTI | LA2KT2U | TIMER DELAY ON | 1409 | 4C | B | PPCTR
General Purpose | 3 Industry General Purpose | Contactors Ind | CTI | LA4DA2U | RC SUPPRESSOR 110-240VAC FOR D80...D150 | 416 | 4C | B | PPCTR
General Purpose | 3 Industry General Purpose | Contactors Ind | CTI | LA4DC3U | FLYWHEEL DIODE SUPPRES 24-250VDC D80-D95 | 897 | 4C | B | PPCTR
General Purpose | 3 Industry General Purpose | Contactors Ind | CTI | LA4DFB | INTERFACE MODULE RELAY 24VDC | 810 | 4C | B | PPCTR
General Purpose | 3 Industry General Purpose | Contactors Ind | CTI | LA4KA1U | K RANGE SUPPRESSOR RC 110-250VAC | 265 | 4C | B | PPCTR
General Purpose | 3 Industry General Purpose | Contactors Ind | CTI | LA4KE1B | K RANGE SUPPRESSOR VARISTOR 12-24VAC VDC | 246 | 4C | B | PPCTR
General Purpose | 3 Industry General Purpose | Contactors Ind | CTI | LA4KE1UG | K SUPPRESSOR VARISTOR 130-250VAC VDC | 263 | 4C | B | PPCTR
General Purpose | 3 Industry General Purpose | Contactors Ind | CTI | LA5D1158031 | SPARE CONTACT SET | 3632 | 4C | B | PPCTR
General Purpose | 3 Industry General Purpose | Contactors Ind | CTI | LA5D150803 | SPARE CONTACT SET | 4062 | 4C | B | PPCTR
General Purpose | 3 Industry General Purpose | Contactors Ind | CTI | LA5F400803 | CONTACTS SET LA5F 3P FOR LC1F330 | 11378 | 4C | B | PPCTR
General Purpose | 3 Industry General Purpose | Contactors Ind | CTI | LA5F500803 | CONTACTS SET LA5F 3P FOR LC1F500 | 18234 | 4C | B | PPCTR
General Purpose | 3 Industry General Purpose | Contactors Ind | CTI | LA5F630803 | CONTACTS SET LA5F 3P FOR LC1F630 | 20259 | 4C | B | PPCTR
General Purpose | 3 Industry General Purpose | Contactors Ind | CTI | LA5FF431 | CONTACTS SET LA5F 3P FOR LC1F115 | 6800 | 4C | B | PPCTR
General Purpose | 3 Industry General Purpose | Contactors Ind | CTI | LA6DK10F | LATCH BLK OLD LC1/LP1 D09-D65 110V | 1562 | 4C | B | PPCTR
General Purpose | 3 Industry General Purpose | Contactors Ind | CTI | LA7D03B | DISPAR REARME 24V 50 60HZ | 1396 | 4C | B | PPCTR
General Purpose | 3 Industry General Purpose | Contactors Ind | CTI | LA7D03F | REMOTE TRIPPING DEVICES | 1452 | 4C | B | PPCTR
General Purpose | 3 Industry General Purpose | Contactors Ind | CTI | LA7D03M | REMOTE TRIPPING DEVICES | 1396 | 4C | B | PPCTR
General Purpose | 3 Industry General Purpose | Contactors Ind | CTI | LA7D1064 | TERMINAL BLOCK | 268 | 4C | B | PPCTR
General Purpose | 3 Industry General Purpose | Contactors Ind | CTI | LA7D3064 | TERMINAL BLOCK | 828 | 4C | A | PPCTR
General Purpose | 3 Industry General Purpose | Contactors Ind | CTI | LA7D30646 | TERMINAL BLOCK | 1498 | 4C | B | PPCTR
General Purpose | 3 Industry General Purpose | Contactors Ind | CTI | LA7D902 | MOUNTING PLATE | 250 | 4C | B | PPCTR
General Purpose | 3 Industry General Purpose | Contactors Ind | CTI | LA9D09978 | INTERLOCK FOR CONT 9-25 | 548 | 4C | B | PPCTR
General Purpose | 3 Industry General Purpose | Contactors Ind | CTI | LA9D09980 | SUPPRESSOR BLOCK | 574 | 4C | B | PPCTR
General Purpose | 3 Industry General Purpose | Contactors Ind | CTI | LA9D11502 | INTERLOCK FOR D115/150 | 1261 | 4C | A | PPCTR
General Purpose | 3 Industry General Purpose | Contactors Ind | CTI | LA9D115503 | SET OF 2 TERMINALS BLOCK | 1007 | 4C | B | PPCTR
General Purpose | 3 Industry General Purpose | Contactors Ind | CTI | LA9D115603 | SET OF 2 TERMINALS BLOCK | 968 | 4C | B | PPCTR
General Purpose | 3 Industry General Purpose | Contactors Ind | CTI | LA9D11569 | CONNECTION | 2647 | 4C | B | PPCTR
General Purpose | 3 Industry General Purpose | Contactors Ind | CTI | LA9D3260 | TERMINAL ADAPTOR | 575 | 4C | B | PPCTR
General Purpose | 3 Industry General Purpose | Contactors Ind | CTI | LA9D4002 | INTERLOCK FOR CONT 40-65 | 1121 | 4C | B | PPCTR
General Purpose | 3 Industry General Purpose | Contactors Ind | CTI | LA9D50978 | INTERLOK FOR CONTACTOR | 764 | 4C | A | PPCTR
General Purpose | 3 Industry General Purpose | Contactors Ind | CTI | LA9D6569 | REVERS KIT FOR OLD D40-65 | 1464 | 4C | B | PPCTR
General Purpose | 3 Industry General Purpose | Contactors Ind | CTI | LA9D65A69 | LC1D40A-D65A REVERSER WIRING | 1528 | 4C | B | PPCTR
General Purpose | 3 Industry General Purpose | Contactors Ind | CTI | LA9D8002 | INTERLOCK FOR CONT 80 | 1528 | 4C | B | PPCTR
General Purpose | 3 Industry General Purpose | Contactors Ind | CTI | LA9D8069 | REVERS KIT FOR D80-95 | 2478 | 4C | B | PPCTR
General Purpose | 3 Industry General Purpose | Contactors Ind | CTI | LA9D80978 | INTERLOK FOR CONTACTOR | 849 | 4C | B | PPCTR
General Purpose | 3 Industry General Purpose | Contactors Ind | CTI | LA9F702 | COVAR FOR FG 3P | 1323 | 4C | B | PPCTR
General Purpose | 3 Industry General Purpose | Contactors Ind | CTI | LA9F980 | SUPPRESSEUR BLOCK | 899 | 4C | B | PPCTR
General Purpose | 3 Industry General Purpose | Contactors Ind | CTI | LA9FL970 | CONNECTIONS | 2138 | 4C | B | PPCTR
General Purpose | 3 Industry General Purpose | Contactors Ind | CTI | LA9G3661 | L Side Terminal Extension 3P G115-225 | 2459 | 4C | B | PPCTR
General Purpose | 3 Industry General Purpose | Contactors Ind | CTI | LA9G3750 | ChangeOver Bars 3P Kit G115-225 | 2099 | 4C | B | PPCTR
General Purpose | 3 Industry General Purpose | Contactors Ind | CTI | LA9G3760 | Reverser Bars 3P Kit G115-225 | 4171 | 4C | B | PPCTR
General Purpose | 3 Industry General Purpose | Contactors Ind | CTI | LA9G3761 | Reverser Bars 3P Kit G265-500 | 5643 | 4C | B | PPCTR
General Purpose | 3 Industry General Purpose | Contactors Ind | CTI | LA9G970 | Mechanical Interlock TeSys Giga 115-500 | 448 | 4C | B | PPCTR
General Purpose | 3 Industry General Purpose | Contactors Ind | CTI | LA9P307 | GATEWAY PROFIBUSDP/MODBUS | 13218 | 4C | B | PPCTR
General Purpose | 3 Industry General Purpose | Contactors Ind | CTI | LAD22 | LEGEND SHEET OF 112 (8x12) LADN LRD LADT | 133 | 4C | B | PPCTR
General Purpose | 3 Industry General Purpose | Contactors Ind | CTI | LAD311 | PLATE | 153 | 4C | B | PPCTR
General Purpose | 3 Industry General Purpose | Contactors Ind | CTI | LAD4BB | ADAPT:OR FOR EXISTING WIRING FOR D09-D38 | 174 | 4C | B | PPCTR
General Purpose | 3 Industry General Purpose | Contactors Ind | CTI | LAD4BB3 | COIL ADAPTOR TO RETROFIT OLDER D40A TO D | 283 | 4C | B | PPCTR
General Purpose | 3 Industry General Purpose | Contactors Ind | CTI | LAD4BBVE | ADAPTOR SUPPRESSION 24/48VAC D09-D38 | 128 | 4C | B | PPCTR
General Purpose | 3 Industry General Purpose | Contactors Ind | CTI | LAD4BBVG | COIL ADAPTER | 187 | 4C | B | PPCTR
General Purpose | 3 Industry General Purpose | Contactors Ind | CTI | LAD4BBVU | ADAPTOR SUPPRESSION 110/250VAC D09-D38 | 128 | 4C | B | PPCTR
General Purpose | 3 Industry General Purpose | Contactors Ind | CTI | LAD4CM | LC1D40A-D65A MECHANICAL INTERLOCK | 1167 | 4C | A | PPCTR
General Purpose | 3 Industry General Purpose | Contactors Ind | CTI | LAD4DDL | FREE WHEELING DIODE 24-250VAC D09-D38 | 535 | 4C | B | PPCTR
General Purpose | 3 Industry General Purpose | Contactors Ind | CTI | LAD4RC3U | D40A-D65A RC 110-240VAC SUPPRESSOR | 433 | 4C | B | PPCTR
General Purpose | 3 Industry General Purpose | Contactors Ind | CTI | LAD4RCG | CONTACTS BLOCK | 289 | 4C | B | PPCTR
General Purpose | 3 Industry General Purpose | Contactors Ind | CTI | LAD4RCU | RC CIRCUIT SUPPRESSOR 110-240VAC D09-D38 | 301 | 4C | A | PPCTR
General Purpose | 3 Industry General Purpose | Contactors Ind | CTI | LAD4T3B | D40A-D65A BIDIRECT DIODE 12-24 VAC/DC | 464 | 4C | B | PPCTR
General Purpose | 3 Industry General Purpose | Contactors Ind | CTI | LAD4TB | BIDIRECTIONAL DIODE 24VAC DOR D09-D38 | 416 | 4C | B | PPCTR
General Purpose | 3 Industry General Purpose | Contactors Ind | CTI | LAD4TBDL | BIDIRECTIONAL DIODE 24VDC DOR D09-D38 | 365 | 4C | B | PPCTR
General Purpose | 3 Industry General Purpose | Contactors Ind | CTI | LAD4VE | VARISTOR 24-48VAC FOR D09-D38 | 153 | 4C | B | PPCTR
General Purpose | 3 Industry General Purpose | Contactors Ind | CTI | LAD6K10B | LATCH BLK LC1 D09-D65A 24V | 1358 | 4C | B | PPCTR
General Purpose | 3 Industry General Purpose | Contactors Ind | CTI | LAD6K10E | LATCH BLK LC1 D09-D65A 42V | 1319 | 4C | B | PPCTR
General Purpose | 3 Industry General Purpose | Contactors Ind | CTI | LAD6K10F | LATCH BLK LC1 D09-D65A 110V | 1319 | 4C | A | PPCTR
General Purpose | 3 Industry General Purpose | Contactors Ind | CTI | LAD6K10M | LATCH BLK LC1 D09-D65A 240V | 1319 | 4C | B | PPCTR
General Purpose | 3 Industry General Purpose | Contactors Ind | CTI | LAD703B | DISPARADOR A DISTANCIA 24V 50 60HZ | 1269 | 4C | B | PPCTR
General Purpose | 3 Industry General Purpose | Contactors Ind | CTI | LAD703F | REMOTE TRIPPING 110V50/60 | 1269 | 4C | B | PPCTR
General Purpose | 3 Industry General Purpose | Contactors Ind | CTI | LAD703M | REMOTE TRIPPING 220V/240V | 1269 | 4C | A | PPCTR
General Purpose | 3 Industry General Purpose | Contactors Ind | CTI | LAD7305 | ELECTRICAL RESET DEVICES | 1650 | 4C | B | PPCTR
General Purpose | 3 Industry General Purpose | Contactors Ind | CTI | LAD7B105 | TERMINAL BLOCK TESYS CL20 | 370 | 4C | B | PPCTR
General Purpose | 3 Industry General Purpose | Contactors Ind | CTI | LAD7B106 | TERMINAL BLOCK | 230 | 4C | A | PPCTR
General Purpose | 3 Industry General Purpose | Contactors Ind | CTI | LAD7B205 | TERMINAL BLOCK TESYS LRD CL20 0,4A - 32A | 382 | 4C | B | PPCTR
General Purpose | 3 Industry General Purpose | Contactors Ind | CTI | LAD8N02 | CONTACTS BLOCK | 544 | 4C | B | PPCTR
General Purpose | 3 Industry General Purpose | Contactors Ind | CTI | LAD8N11 | ADD ON BLOCK 1 NO + 1 NC | 544 | 4C | A | PPCTR
General Purpose | 3 Industry General Purpose | Contactors Ind | CTI | LAD8N20 | CONTACTS BLOCK | 544 | 4C | A | PPCTR
General Purpose | 3 Industry General Purpose | Contactors Ind | CTI | LAD93217 | MOUNTING KIT | 3203 | 4C | B | PPCTR
General Purpose | 3 Industry General Purpose | Contactors Ind | CTI | LAD96560 | D40A-D65A EVERLINK TERMINAL BLOCK 3P | 204 | 4C | A | PPCTR
General Purpose | 3 Industry General Purpose | Contactors Ind | CTI | LAD96590 | Transparent terminal shield for C Lug | 300 | 4C | B | PPCTR
General Purpose | 3 Industry General Purpose | Contactors Ind | CTI | LAD9ET1S | SAFETY COVER RED FOR TESYS D 09-38A - 40 | 79 | 4C | B | PPCTR
General Purpose | 3 Industry General Purpose | Contactors Ind | CTI | LAD9R1 | REVERSING SWITCH KIT | 530 | 4C | A | PPCTR
General Purpose | 3 Industry General Purpose | Contactors Ind | CTI | LAD9R1V | REVERSING SWITCH KIT | 906 | 4C | A | PPCTR
General Purpose | 3 Industry General Purpose | Contactors Ind | CTI | LAD9R3 | LC1D40A-D65A REVERSOR KIT | 908 | 4C | A | PPCTR
General Purpose | 3 Industry General Purpose | Contactors Ind | CTI | LAD9SD3 | LC1D40A-65A STAR-DELTA KIT | 3157 | 4C | B | PPCTR
General Purpose | 3 Industry General Purpose | Contactors Ind | CTI | LAD9V1 | ELECTRICAL INTERLOCK KIT | 60 | 4C | B | PPCTR
General Purpose | 3 Industry General Purpose | Contactors Ind | CTI | LAD9V12 | UPSTREAM BUS BAR SPRING | 72 | 4C | B | PPCTR
General Purpose | 3 Industry General Purpose | Contactors Ind | CTI | LAD9V2 | MECHANICAL INTERLOCK | 238 | 4C | A | PPCTR
General Purpose | 3 Industry General Purpose | Contactors Ind | CTI | LAD9V5 | UPSTREAM BUS BAR SCREW | 204 | 4C | B | PPCTR
General Purpose | 3 Industry General Purpose | Contactors Ind | CTI | LAD9V6 | DOWNSTREAM BUS BAR SCREW | 204 | 4C | B | PPCTR
General Purpose | 3 Industry General Purpose | Contactors Ind | CTI | LADC22 | CONTACTS BLOCK | 433 | 4C | A | PPCTR
General Purpose | 3 Industry General Purpose | Contactors Ind | CTI | LADN01 | CONTACTS BLOCK | 213 | 4C | B | PPCTR
General Purpose | 3 Industry General Purpose | Contactors Ind | CTI | LADN02 | CONTACTS BLOCK | 298 | 4C | B | PPCTR
General Purpose | 3 Industry General Purpose | Contactors Ind | CTI | LADN04 | CONTACTS BLOCK | 459 | 4C | A | PPCTR
General Purpose | 3 Industry General Purpose | Contactors Ind | CTI | LADN10 | ADD ON BLOCK WITH 1NO. | 213 | 4C | A | PPCTR
General Purpose | 3 Industry General Purpose | Contactors Ind | CTI | LADN11 | ADD ON BLOCK 1 NO + 1 NC D-Model | 268 | 4C | A | PPCTR
General Purpose | 3 Industry General Purpose | Contactors Ind | CTI | LADN113 | CONTACTS BLOCK | 281 | 4C | B | PPCTR
General Purpose | 3 Industry General Purpose | Contactors Ind | CTI | LADN13 | CONTACTS BLOCK | 459 | 4C | B | PPCTR
General Purpose | 3 Industry General Purpose | Contactors Ind | CTI | LADN20 | ADD ON BLOCK 2 NO -For D & F-Model | 268 | 4C | A | PPCTR
General Purpose | 3 Industry General Purpose | Contactors Ind | CTI | LADN22 | ADD ON BLOCK 2 NO + 2 NC -F-Model. | 459 | 4C | A | PPCTR
General Purpose | 3 Industry General Purpose | Contactors Ind | CTI | LADN223 | CONTACTS BLOCK | 483 | 4C | B | PPCTR
General Purpose | 3 Industry General Purpose | Contactors Ind | CTI | LADN22P | CONTACTS BLOCK | 428 | 4C | B | PPCTR
General Purpose | 3 Industry General Purpose | Contactors Ind | CTI | LADN22S | AUXILIARY CONTACT BLOCK TESYS D (2NO-2NC | 491 | 4C | B | PPCTR
General Purpose | 3 Industry General Purpose | Contactors Ind | CTI | LADN31 | CONTACTS BLOCK | 459 | 4C | A | PPCTR
General Purpose | 3 Industry General Purpose | Contactors Ind | CTI | LADN40 | CONTACTS BLOCK | 459 | 4C | A | PPCTR
General Purpose | 3 Industry General Purpose | Contactors Ind | CTI | LADR0 | CONTACTS BLOCK | 1655 | 4C | A | PPCTR
General Purpose | 3 Industry General Purpose | Contactors Ind | CTI | LADR2 | CONTACTS BLOCK | 1643 | 4C | A | PPCTR
General Purpose | 3 Industry General Purpose | Contactors Ind | CTI | LADR4 | CONTACTS BLOCK | 1829 | 4C | B | PPCTR
General Purpose | 3 Industry General Purpose | Contactors Ind | CTI | LADS2 | CONTACTS BLOCK | 1740 | 4C | B | PPCTR
General Purpose | 3 Industry General Purpose | Contactors Ind | CTI | LADT0 | CONTACTS BLOCK | 1643 | 4C | A | PPCTR
General Purpose | 3 Industry General Purpose | Contactors Ind | CTI | LADT2 | CONTACTS BLOCK. | 1643 | 4C | A | PPCTR
General Purpose | 3 Industry General Purpose | Contactors Ind | CTI | LADT4 | CONTACTS BLOCK | 1829 | 4C | A | PPCTR
General Purpose | 3 Industry General Purpose | Contactors Ind | CTI | LC1D093B7 | CONTACTOR | 775 | 4C | B | PPCTR
General Purpose | 3 Industry General Purpose | Contactors Ind | CTI | LC1D093BD | 3P CONT 9A AC3 4KW 24VDC COIL SPRING | 873 | 4C | B | PPCTR
General Purpose | 3 Industry General Purpose | Contactors Ind | CTI | LC1D093F7 | Contactor,Tripol,25A,600V,11kW,AC3,AC1,A | 775 | 4C | B | PPCTR
General Purpose | 3 Industry General Purpose | Contactors Ind | CTI | LC1D093P7 | CONTACTOR | 775 | 4C | B | PPCTR
General Purpose | 3 Industry General Purpose | Contactors Ind | CTI | LC1D098BD | 4P CONT 20A AC-1 (2NO 2NC) 24VDC COIL | 786 | 4C | B | PPCTR
General Purpose | 3 Industry General Purpose | Contactors Ind | CTI | LC1D098BL | 4P CONTACTOR 20A AC-1 (2NO 2NC) 24VDC LC | 1213 | 4C | B | PPCTR
General Purpose | 3 Industry General Purpose | Contactors Ind | CTI | LC1D098E7 | 4P CONT 20A AC-1 (2NO 2NC) 110VAC COIL | 759 | 4C | B | PPCTR
General Purpose | 3 Industry General Purpose | Contactors Ind | CTI | LC1D098F7 | 4P CONT 20A AC-1 (2NO 2NC) 110VAC COIL | 759 | 4C | B | PPCTR
General Purpose | 3 Industry General Purpose | Contactors Ind | CTI | LC1D098P7 | CONTACTOR TESYS LC1D 4P | 759 | 4C | B | PPCTR
General Purpose | 3 Industry General Purpose | Contactors Ind | CTI | LC1D09B7 | 3P CONT 9A AC3 4KW 1NO 1NC 24VAC COIL | 711 | 4C | A | PPCTR
General Purpose | 3 Industry General Purpose | Contactors Ind | CTI | LC1D09BD | 3P CONT 9A AC3 4KW 1NO 1NC 24VDC COIL | 740 | 4C | A | PPCTR
General Purpose | 3 Industry General Purpose | Contactors Ind | CTI | LC1D09BL | CONTACTOR 9A AC3 4KW 1NO 1NC 24VDC | 1050 | 4C | A | PPCTR
General Purpose | 3 Industry General Purpose | Contactors Ind | CTI | LC1D09BNE | TESYS D CONTACTOR 3P AC3 | 977 | 4C | A | PPCTR
General Purpose | 3 Industry General Purpose | Contactors Ind | CTI | LC1D09C7 | 3P CONT 9A AC3 4KW 1NO 1NC 32VAC COIL | 711 | 4C | B | PPCTR
General Purpose | 3 Industry General Purpose | Contactors Ind | CTI | LC1D09CD | CONTACTOR | 740 | 4C | B | PPCTR
General Purpose | 3 Industry General Purpose | Contactors Ind | CTI | LC1D09E7 | 3P CONT 9A AC3 4KW 1NO 1NC 48VAC COIL | 711 | 4C | A | PPCTR
General Purpose | 3 Industry General Purpose | Contactors Ind | CTI | LC1D09F7 | 3P CONT 9A AC3 4KW 1NO 1NC 110VAC COIL | 711 | 4C | A | PPCTR
General Purpose | 3 Industry General Purpose | Contactors Ind | CTI | LC1D09FD | 3P CONT 9A AC3 4KW 1NO 1NC 110VDC COIL | 740 | 4C | B | PPCTR
General Purpose | 3 Industry General Purpose | Contactors Ind | CTI | LC1D09KUE | TESYS D CONTACTOR-3P-AC3- <= 440V 9A - 1 | 888 | 4C | B | PPCTR
General Purpose | 3 Industry General Purpose | Contactors Ind | CTI | LC1D09ND | Contactor TeSys D 3P AC3 9A 60VDC coil | 740 | 4C | B | PPCTR
General Purpose | 3 Industry General Purpose | Contactors Ind | CTI | LC1D09P7 | 3P CONT 9A AC3 4KW 1NO 1NC 230VAC COIL | 711 | 4C | A | PPCTR
General Purpose | 3 Industry General Purpose | Contactors Ind | CTI | LC1D09S7 | CONTACTOR | 711 | 4C | B | PPCTR
General Purpose | 3 Industry General Purpose | Contactors Ind | CTI | LC1D09U7 | 3P CONT 9A AC3 4KW 1NO 1NC 240VAC COIL | 711 | 4C | B | PPCTR
General Purpose | 3 Industry General Purpose | Contactors Ind | CTI | LC1D09V7 | 3P CONT 9A AC3 4KW 1NO 1NC 400VAC COIL. | 711 | 4C | B | PPCTR
General Purpose | 3 Industry General Purpose | Contactors Ind | CTI | LC1D115B7 | CONTACTOR | 7364 | 4C | A | PPCTR
General Purpose | 3 Industry General Purpose | Contactors Ind | CTI | LC1D115BD | CONTACTOR | 7997 | 4C | B | PPCTR
General Purpose | 3 Industry General Purpose | Contactors Ind | CTI | LC1D115E7 | CONTACTOR | 7364 | 4C | B | PPCTR
General Purpose | 3 Industry General Purpose | Contactors Ind | CTI | LC1D115F7 | CONTACTOR | 7364 | 4C | A | PPCTR
General Purpose | 3 Industry General Purpose | Contactors Ind | CTI | LC1D115P7 | CONTACTOR | 7364 | 4C | A | PPCTR
General Purpose | 3 Industry General Purpose | Contactors Ind | CTI | LC1D115Q7 | CONTACTOR | 7364 | 4C | B | PPCTR
General Purpose | 3 Industry General Purpose | Contactors Ind | CTI | LC1D115U7 | MAGNETIC CONTACTOR 115A AC3 TP 240VAC | 7364 | 4C | B | PPCTR
General Purpose | 3 Industry General Purpose | Contactors Ind | CTI | LC1D115V7 | CONTACTOR | 7364 | 4C | A | PPCTR
General Purpose | 3 Industry General Purpose | Contactors Ind | CTI | LC1D123BL | 3P CON 9A AC3 5.5KW 3P NO NC 24VDC LC SP | 1137 | 4C | B | PPCTR
General Purpose | 3 Industry General Purpose | Contactors Ind | CTI | LC1D123P7 | CONTACTOR | 855 | 4C | B | PPCTR
General Purpose | 3 Industry General Purpose | Contactors Ind | CTI | LC1D128B7 | 4P CONT 25A AC-1 (2NO 2NC) 24VAC COIL | 887 | 4C | B | PPCTR
General Purpose | 3 Industry General Purpose | Contactors Ind | CTI | LC1D128BD | 4P CONT 25A AC-1 (2NO 2NC) 24VDC COIL | 930 | 4C | B | PPCTR
General Purpose | 3 Industry General Purpose | Contactors Ind | CTI | LC1D128E7 | 4P CONT 25A AC-1 (2NO 2NC) 48VAC COIL | 887 | 4C | B | PPCTR
General Purpose | 3 Industry General Purpose | Contactors Ind | CTI | LC1D128F7 | 4P CONT 25A AC-1 (2NO 2NC) 110VAC COIL | 887 | 4C | A | PPCTR
General Purpose | 3 Industry General Purpose | Contactors Ind | CTI | LC1D12B7 | CONTACTOR 12A 1F+1O 24V 50/60 | 801 | 4C | A | PPCTR
General Purpose | 3 Industry General Purpose | Contactors Ind | CTI | LC1D12BD | 3P CONT 12A AC3 5.5KW 1NO 1NC 24VDC | 825 | 4C | A | PPCTR
General Purpose | 3 Industry General Purpose | Contactors Ind | CTI | LC1D12BL | 3P CONT 9A AC3 5.5KW 1NO 1NC 24VDC LC | 1092 | 4C | B | PPCTR
General Purpose | 3 Industry General Purpose | Contactors Ind | CTI | LC1D12BNE | TESYS D CONTACTOR 3P AC3 | 1001 | 4C | A | PPCTR
General Purpose | 3 Industry General Purpose | Contactors Ind | CTI | LC1D12E7 | CONTACTOR 12A 1F PLUS 1O 48V 50 60 | 801 | 4C | A | PPCTR
General Purpose | 3 Industry General Purpose | Contactors Ind | CTI | LC1D12ED | 3P CONT 12A AC3 5.5KW 1NO 1NC 48VDC COIL | 825 | 4C | B | PPCTR
General Purpose | 3 Industry General Purpose | Contactors Ind | CTI | LC1D12F7 | CONTACTOR 12A 1F+1O 110V 50 60 | 801 | 4C | A | PPCTR
General Purpose | 3 Industry General Purpose | Contactors Ind | CTI | LC1D12FD | 3P CON 12A AC3 5.5KW 1NO 1NC 110VDC COIL | 825 | 4C | B | PPCTR
General Purpose | 3 Industry General Purpose | Contactors Ind | CTI | LC1D12KUE | TESYS D CONTACTOR-3P-AC3- <= 440V 12A - | 1001 | 4C | B | PPCTR
General Purpose | 3 Industry General Purpose | Contactors Ind | CTI | LC1D12MD | CON 12A AC3 5.5KW 1NO 1NC 220VDC | 825 | 4C | B | PPCTR
General Purpose | 3 Industry General Purpose | Contactors Ind | CTI | LC1D12P7 | Contactor TeSys D 3P AC3 12A 230VAC coil | 801 | 4C | A | PPCTR
General Purpose | 3 Industry General Purpose | Contactors Ind | CTI | LC1D12Q7 | CONTACTOR | 801 | 4C | A | PPCTR
General Purpose | 3 Industry General Purpose | Contactors Ind | CTI | LC1D12V7 | Contactor TeSys D 3P AC3 12A 400VAC coil | 801 | 4C | B | PPCTR
General Purpose | 3 Industry General Purpose | Contactors Ind | CTI | LC1D150B7 | CONTACTOR | 8182 | 4C | A | PPCTR
General Purpose | 3 Industry General Purpose | Contactors Ind | CTI | LC1D150BD | CONTACTOR | 8183 | 4C | B | PPCTR
General Purpose | 3 Industry General Purpose | Contactors Ind | CTI | LC1D150F7 | CONTACTOR | 8182 | 4C | A | PPCTR
General Purpose | 3 Industry General Purpose | Contactors Ind | CTI | LC1D150P7 | CONTACTOR | 8182 | 4C | B | PPCTR
General Purpose | 3 Industry General Purpose | Contactors Ind | CTI | LC1D150Q7 | CONTACTOR | 8182 | 4C | B | PPCTR
General Purpose | 3 Industry General Purpose | Contactors Ind | CTI | LC1D150U7 | MAGNETIC CONTACTOR150A 440VAC3 TP 240VAC | 8182 | 4C | B | PPCTR
General Purpose | 3 Industry General Purpose | Contactors Ind | CTI | LC1D150V7 | CONTACTOR | 8182 | 4C | A | PPCTR
General Purpose | 3 Industry General Purpose | Contactors Ind | CTI | LC1D188E7 | 4P CONT 32A AC-1 (2NO 2NC) 48VAC COIL | 1141 | 4C | B | PPCTR
General Purpose | 3 Industry General Purpose | Contactors Ind | CTI | LC1D188F7 | 4P CONT 32A AC-1 (2NO 2NC) 110VAC COIL | 1141 | 4C | B | PPCTR
General Purpose | 3 Industry General Purpose | Contactors Ind | CTI | LC1D188P7 | CONTACTOR TESYS LC1D 4P | 1141 | 4C | B | PPCTR
General Purpose | 3 Industry General Purpose | Contactors Ind | CTI | LC1D18B7 | CONTACTOR 18A 1F+1O 24V 50/60 | 1055 | 4C | A | PPCTR
General Purpose | 3 Industry General Purpose | Contactors Ind | CTI | LC1D18BD | 3P CONT 18A AC3 9KW 1NO 1NC 24VDC COIL | 1101 | 4C | A | PPCTR
General Purpose | 3 Industry General Purpose | Contactors Ind | CTI | LC1D18BL | 3P CONT 18A AC3 9KW 1NO 1NC 24VDC LC | 1210 | 4C | A | PPCTR
General Purpose | 3 Industry General Purpose | Contactors Ind | CTI | LC1D18BNE | TESYS D CONTACTOR 3P AC3 | 1398 | 4C | A | PPCTR
General Purpose | 3 Industry General Purpose | Contactors Ind | CTI | LC1D18D7 | Contactor TeSys D 3P AC3 18A 42VAC coil | 1055 | 4C | B | PPCTR
General Purpose | 3 Industry General Purpose | Contactors Ind | CTI | LC1D18E7 | CONTACTOR 18A 1F+1O 48V 50/60 | 1055 | 4C | A | PPCTR
General Purpose | 3 Industry General Purpose | Contactors Ind | CTI | LC1D18F7 | CONTACTOR 18A 1F+1O 110V 50/60 | 1055 | 4C | A | PPCTR
General Purpose | 3 Industry General Purpose | Contactors Ind | CTI | LC1D18FD | 3P CONT 18A AC3 9KW 1NO 1NC 110VDC COIL | 1101 | 4C | B | PPCTR
General Purpose | 3 Industry General Purpose | Contactors Ind | CTI | LC1D18JD | 3P CONT 18A AC3 9KW 1NO 1NC 12VDC COIL | 1101 | 4C | B | PPCTR
General Purpose | 3 Industry General Purpose | Contactors Ind | CTI | LC1D18KUE | TESYS D CONTACTOR-3P-AC3- <= 440V 18A - | 1319 | 4C | A | PPCTR
General Purpose | 3 Industry General Purpose | Contactors Ind | CTI | LC1D18MD | 3P CONT 18A AC3 9KW 1NO 1NC 220VDC COIL | 1101 | 4C | B | PPCTR
General Purpose | 3 Industry General Purpose | Contactors Ind | CTI | LC1D18N7 | Contactor TeSys D 3P AC3 18A 415VAC coil | 1055 | 4C | B | PPCTR
General Purpose | 3 Industry General Purpose | Contactors Ind | CTI | LC1D18P7 | Contactor TeSys D 3P AC3 18A 230VAC coil | 1055 | 4C | B | PPCTR
General Purpose | 3 Industry General Purpose | Contactors Ind | CTI | LC1D18Q7 | Contactor TeSys D 3P AC3 18A 380VAC coil | 1055 | 4C | B | PPCTR
General Purpose | 3 Industry General Purpose | Contactors Ind | CTI | LC1D18V7 | CONTACTOR | 1055 | 4C | B | PPCTR
General Purpose | 3 Industry General Purpose | Contactors Ind | CTI | LC1D253BL | 3P CON 25A AC3 11KW 1NO 1NC 24VDC LC SPR | 1875 | 4C | B | PPCTR
General Purpose | 3 Industry General Purpose | Contactors Ind | CTI | LC1D253P7 | CONTACTOR | 1584 | 4C | B | PPCTR
General Purpose | 3 Industry General Purpose | Contactors Ind | CTI | LC1D258B7 | 4P CONT 40A AC-1 (2NO 2NC) 24VAC COIL | 1567 | 4C | B | PPCTR
General Purpose | 3 Industry General Purpose | Contactors Ind | CTI | LC1D258BD | 4P CONTACTOR 40A AC-1 (2NO 2NC) 24VDC | 1618 | 4C | B | PPCTR
General Purpose | 3 Industry General Purpose | Contactors Ind | CTI | LC1D258E7 | 4P CONT 40A AC-1 (2NO 2NC) 48VAC COIL | 1567 | 4C | B | PPCTR
General Purpose | 3 Industry General Purpose | Contactors Ind | CTI | LC1D258ED | 4P CONTACTOR 40A AC-1 (2NO 2NC) 48VDC | 1618 | 4C | B | PPCTR
General Purpose | 3 Industry General Purpose | Contactors Ind | CTI | LC1D258F7 | 4P CONT 40A AC-1 (2NO 2NC) 110VAC COIL | 1567 | 4C | A | PPCTR
General Purpose | 3 Industry General Purpose | Contactors Ind | CTI | LC1D258P7 | CONTACTOR TESYS LC1D 4P | 1567 | 4C | A | PPCTR
General Purpose | 3 Industry General Purpose | Contactors Ind | CTI | LC1D25B7 | CONT 25A 1NA/1NC 24V 50/60HZ 24VAC COIL | 1473 | 4C | A | PPCTR
General Purpose | 3 Industry General Purpose | Contactors Ind | CTI | LC1D25BD | 3P CONT 25A AC3 11KW 1NO 1NC 24VDC COIL | 1546 | 4C | A | PPCTR
General Purpose | 3 Industry General Purpose | Contactors Ind | CTI | LC1D25BL | 3P CONT 25A AC3 11KW 1NO 1NC 24VDC LC | 1875 | 4C | A | PPCTR
General Purpose | 3 Industry General Purpose | Contactors Ind | CTI | LC1D25BNE | TESYS D CONTACTOR 3P AC3 | 1842 | 4C | B | PPCTR
General Purpose | 3 Industry General Purpose | Contactors Ind | CTI | LC1D25D7 | 3P CONT 25A AC3 11KW 1NO 1NC 42VAC COIL | 1473 | 4C | B | PPCTR
General Purpose | 3 Industry General Purpose | Contactors Ind | CTI | LC1D25E7 | 3P CONT 25A AC3 11KW 1NO 1NC 48VAC COIL | 1473 | 4C | A | PPCTR
General Purpose | 3 Industry General Purpose | Contactors Ind | CTI | LC1D25ED | 3P CONT 25A AC3 11KW 1NO 1NC 48VDC COIl | 1546 | 4C | B | PPCTR
General Purpose | 3 Industry General Purpose | Contactors Ind | CTI | LC1D25F7 | CONT 25A AC3 11KW 1NO 1NC 110VAC COIL | 1473 | 4C | A | PPCTR
General Purpose | 3 Industry General Purpose | Contactors Ind | CTI | LC1D25FD | 3P CONT 25A AC3 11KW 1NO 1NC 110VDC COIL | 1546 | 4C | B | PPCTR
General Purpose | 3 Industry General Purpose | Contactors Ind | CTI | LC1D25FE7 | CONTACTOR | 1473 | 4C | B | PPCTR
General Purpose | 3 Industry General Purpose | Contactors Ind | CTI | LC1D25P7 | CONT 25A AC3 11KW 1NO 1NC 230VAC COIL | 1473 | 4C | A | PPCTR
General Purpose | 3 Industry General Purpose | Contactors Ind | CTI | LC1D25S7 | CONTACTOR | 1473 | 4C | A | PPCTR
General Purpose | 3 Industry General Purpose | Contactors Ind | CTI | LC1D25U7 | 3P CONT 25A AC3 11KW 1NO 1NC 240VAC COIL | 1473 | 4C | B | PPCTR
General Purpose | 3 Industry General Purpose | Contactors Ind | CTI | LC1D25V7 | Contactor TeSys D 3P AC3 25A 400VAC coil | 1473 | 4C | B | PPCTR
General Purpose | 3 Industry General Purpose | Contactors Ind | CTI | LC1D323BL | 3P CON 32A AC3 15KW 1NO 1NC 24VDC LC SPR | 2692 | 4C | B | PPCTR
General Purpose | 3 Industry General Purpose | Contactors Ind | CTI | LC1D32B7 | CONT 32A AC3 15KW 1NO 1NC 24VAC COIL | 2153 | 4C | A | PPCTR
General Purpose | 3 Industry General Purpose | Contactors Ind | CTI | LC1D32BD | 3P CONT 32A AC3 15KW 1NO 1NC 24VDC COIL | 2241 | 4C | A | PPCTR
General Purpose | 3 Industry General Purpose | Contactors Ind | CTI | LC1D32BL | 3P CONT 32A AC3 15KW 1NO 1NC 24VDC LC | 2667 | 4C | A | PPCTR
General Purpose | 3 Industry General Purpose | Contactors Ind | CTI | LC1D32BNE | TESYS D CONTACTOR 3P AC3 | 2692 | 4C | A | PPCTR
General Purpose | 3 Industry General Purpose | Contactors Ind | CTI | LC1D32C7 | 3P CONT 32A AC3 15KW 1NO 1NC 32VAC COIL | 2153 | 4C | B | PPCTR
General Purpose | 3 Industry General Purpose | Contactors Ind | CTI | LC1D32E7 | 3P CONT 32A AC3 15KW 1NO 1NC 48VAC COIL | 2153 | 4C | A | PPCTR
General Purpose | 3 Industry General Purpose | Contactors Ind | CTI | LC1D32F7 | CONT 32A AC3 15KW 1NO 1NC 110VAC COIL | 2153 | 4C | A | PPCTR
General Purpose | 3 Industry General Purpose | Contactors Ind | CTI | LC1D32FD | 3P CONT 32A AC3 15KW 1NO 1NC 110VDC COIL | 2241 | 4C | B | PPCTR
General Purpose | 3 Industry General Purpose | Contactors Ind | CTI | LC1D32KUE | TESYS D CONTACTOR-3P-AC3- <= 440V 32A - | 2692 | 4C | B | PPCTR
General Purpose | 3 Industry General Purpose | Contactors Ind | CTI | LC1D32P7 | CONT 32A AC3 15KW 1NO 1NC 230VAC COIL | 2153 | 4C | A | PPCTR
General Purpose | 3 Industry General Purpose | Contactors Ind | CTI | LC1D32U7 | 3P CONT 32A AC3 15KW 1NO 1NC 240VAC COIL | 2153 | 4C | B | PPCTR
General Purpose | 3 Industry General Purpose | Contactors Ind | CTI | LC1D32V7 | CONTACTOR | 2153 | 4C | B | PPCTR
General Purpose | 3 Industry General Purpose | Contactors Ind | CTI | LC1D383BL | 3P CON 38A AC3 18.5KW NO NC 24VDC LC SPR | 3199 | 4C | B | PPCTR
General Purpose | 3 Industry General Purpose | Contactors Ind | CTI | LC1D38B7 | CONT 38 AC3 18.5KW 1NO 1NC 24VAC COIL | 2498 | 4C | A | PPCTR
General Purpose | 3 Industry General Purpose | Contactors Ind | CTI | LC1D38BD | 3P CON 38A AC3 18.5KW 1NO 1NC 24VDC COIL | 2732 | 4C | A | PPCTR
General Purpose | 3 Industry General Purpose | Contactors Ind | CTI | LC1D38BL | 3P CONT 38A AC3 18.5KW 1NO 1NC 24VDC LC | 3120 | 4C | B | PPCTR
General Purpose | 3 Industry General Purpose | Contactors Ind | CTI | LC1D38BNE | TESYS D CONTACTOR-3P-AC3- <= 440V 38A - | 3287 | 4C | A | PPCTR
General Purpose | 3 Industry General Purpose | Contactors Ind | CTI | LC1D38E7 | 3P CONT 38 AC3 18.5KW 1NO 1NC 48VAC COIL | 2498 | 4C | B | PPCTR
General Purpose | 3 Industry General Purpose | Contactors Ind | CTI | LC1D38ED | 3P CON 38A AC3 18.5KW 1NO 1NC 48VDC COIL | 2732 | 4C | B | PPCTR
General Purpose | 3 Industry General Purpose | Contactors Ind | CTI | LC1D38F7 | 3P CON 38 AC3 18.5KW 1NO 1NC 110VAC COIL | 2498 | 4C | A | PPCTR
General Purpose | 3 Industry General Purpose | Contactors Ind | CTI | LC1D38P7 | CONt38 AC3 18.5KW 1NO 1NC 230VAC COIL | 2498 | 4C | B | PPCTR
General Purpose | 3 Industry General Purpose | Contactors Ind | CTI | LC1D38Q7 | 3P CON 38 AC3 18.5KW 1NO 1NC 415VAC COIL | 2498 | 4C | B | PPCTR
General Purpose | 3 Industry General Purpose | Contactors Ind | CTI | LC1D38U7 | 3P CON 38 AC3 18.5KW 1NO 1NC 240VAC COIL | 2498 | 4C | B | PPCTR
General Purpose | 3 Industry General Purpose | Contactors Ind | CTI | LC1D38V7 | CONTACTOR | 2498 | 4C | A | PPCTR
General Purpose | 3 Industry General Purpose | Contactors Ind | CTI | LC1D40008E7 | 4P CONT 60A AC-1 (2NO 2NC) 48VAC COIL | 4577 | 4C | B | PPCTR
General Purpose | 3 Industry General Purpose | Contactors Ind | CTI | LC1D40AB7 | 3P EVLK CONTACTOR 40A 18,5KW AC3 24VAC | 2958 | 4C | A | PPCTR
General Purpose | 3 Industry General Purpose | Contactors Ind | CTI | LC1D40ABD | 3P EVLK CONT 40A 18,5KW AC3 24VDC | 3080 | 4C | A | PPCTR
General Purpose | 3 Industry General Purpose | Contactors Ind | CTI | LC1D40ABNE | TESYS D CONTACTOR-3P-AC3- <= 440V 40A - | 3698 | 4C | B | PPCTR
General Purpose | 3 Industry General Purpose | Contactors Ind | CTI | LC1D40AE7 | 3P EVLK CONTACTOR 40A 18,5KW AC3 48VAC | 2958 | 4C | B | PPCTR
General Purpose | 3 Industry General Purpose | Contactors Ind | CTI | LC1D40AF7 | 3P EVLK CONTACTOR 40A 18,5KW AC3 110VAC | 2958 | 4C | A | PPCTR
General Purpose | 3 Industry General Purpose | Contactors Ind | CTI | LC1D40AKUE | TESYS D CONTACTOR-3P-AC3- <= 440V 40A - | 3698 | 4C | B | PPCTR
General Purpose | 3 Industry General Purpose | Contactors Ind | CTI | LC1D40AP7 | 3P EVLK CONTACTOR 40A 18,5KW AC3 230VAC | 2958 | 4C | A | PPCTR | 154 | 64 | 136 | 950
General Purpose | 3 Industry General Purpose | Contactors Ind | CTI | LC1D40AQ7 | 3P EVLK CONTACTOR 40A 18,5KW AC3 380VAC | 2958 | 4C | B | PPCTR | 152 | 62 | 137 | 931
General Purpose | 3 Industry General Purpose | Contactors Ind | CTI | LC1D40AV7 | 3P EVLK CONTACTOR 40A 18,5KW AC3 400VAC | 2958 | 4C | B | PPCTR | 153 | 63 | 136 | 914
General Purpose | 3 Industry General Purpose | Contactors Ind | CTI | LC1D40F7 | 3P OLD CONT 22KW 1NO 1NC 110VAC COIL | 3220 | 4C | B | PPCTR
General Purpose | 3 Industry General Purpose | Contactors Ind | CTI | LC1D50AB7 | 3P EVLK CONTACTOR 50A 22KW AC3 24VAC | 3023 | 4C | B | PPCTR | 152 | 62 | 137 | 946
General Purpose | 3 Industry General Purpose | Contactors Ind | CTI | LC1D50ABBE | TESYS D CONTACTOR-3P-AC3- <= 440V 50A - | 4798 | 4C | B | PPCTR
General Purpose | 3 Industry General Purpose | Contactors Ind | CTI | LC1D50ABD | 3P EVLK CONTACTOR 50A 22KW AC3 24VDC | 3989 | 4C | A | PPCTR | 152 | 62 | 137 | 994
General Purpose | 3 Industry General Purpose | Contactors Ind | CTI | LC1D50AF7 | 3P EVLK CONTACTOR 50A 22KW AC3 110VAC | 3023 | 4C | A | PPCTR | 152 | 64 | 136 | 948
General Purpose | 3 Industry General Purpose | Contactors Ind | CTI | LC1D50AFD | 3P EVLK CONTACTOR 50A 22KW AC3 110VDC | 3989 | 4C | B | PPCTR | 153 | 62 | 137 | 995
General Purpose | 3 Industry General Purpose | Contactors Ind | CTI | LC1D50AP7 | 3P EVLK CONTACTOR 50A 22KW AC3 230VAC | 3023 | 4C | A | PPCTR | 152 | 62 | 138 | 944
General Purpose | 3 Industry General Purpose | Contactors Ind | CTI | LC1D50AQ7 | 3P EVLK CONTACTOR 50A 22KW AC3 380VAC | 3023 | 4C | B | PPCTR | 153 | 63 | 137 | 933
General Purpose | 3 Industry General Purpose | Contactors Ind | CTI | LC1D50AV7 | 3P EVLK CONTACTOR 50A 22KW AC3 400VAC | 3023 | 4C | B | PPCTR | 152 | 62 | 137 | 925
General Purpose | 3 Industry General Purpose | Contactors Ind | CTI | LC1D65008M7 | 4P CONT 80A AC-1 (2NO 2NC) 220VAC COIL | 5097 | 4C | B | PPCTR | 135 | 152 | 112 | 1462
General Purpose | 3 Industry General Purpose | Contactors Ind | CTI | LC1D65AB7 | 3P EVLK CONTACTOR 65A 30KW AC3 24VAC | 3823 | 4C | A | PPCTR | 152 | 62 | 137 | 948
General Purpose | 3 Industry General Purpose | Contactors Ind | CTI | LC1D65ABBE | TESYS D CONTACTOR-3P-AC3- <= 440V 65A - | 6253 | 4C | B | PPCTR
General Purpose | 3 Industry General Purpose | Contactors Ind | CTI | LC1D65ABD | 3P EVLK CONT 65A 30KW AC3 EVERLINK 24VDC | 5196 | 4C | A | PPCTR | 152 | 62 | 116 | 1004
General Purpose | 3 Industry General Purpose | Contactors Ind | CTI | LC1D65ABNE | TESYS D CONTACTOR-3P-AC3- <= 440V 65A - | 6253 | 4C | B | PPCTR
General Purpose | 3 Industry General Purpose | Contactors Ind | CTI | LC1D65AF7 | 3P EVLK CONTACTOR 65A 30KW AC3 110VAC | 3823 | 4C | A | PPCTR | 152 | 62 | 134 | 954
General Purpose | 3 Industry General Purpose | Contactors Ind | CTI | LC1D65AKUE | TESYS D CONTACTOR-3P-AC3- <= 440V 65A - | 6253 | 4C | B | PPCTR
General Purpose | 3 Industry General Purpose | Contactors Ind | CTI | LC1D65AMD | 3P EVLK CONT 65A 30KW AC3 EVLK 220VDC | 5257 | 4C | B | PPCTR | 152 | 62 | 137 | 1008
General Purpose | 3 Industry General Purpose | Contactors Ind | CTI | LC1D65AP7 | 3P EVLK CONTACTOR 65A 30KW AC3 230VAC | 3823 | 4C | B | PPCTR | 152 | 64 | 134 | 956
General Purpose | 3 Industry General Purpose | Contactors Ind | CTI | LC1D65AQ7 | 3P EVLK CONTACTOR 65A 30KW AC3 380VAC | 3823 | 4C | B | PPCTR | 152 | 62 | 136 | 930
General Purpose | 3 Industry General Purpose | Contactors Ind | CTI | LC1D65AU7 | 3P EVLK CONTACTOR 65A 30KW AC3 240VAC | 3823 | 4C | B | PPCTR | 158 | 62 | 135 | 961
General Purpose | 3 Industry General Purpose | Contactors Ind | CTI | LC1D65AV7 | 3P EVLK CONTACTOR 65A 30KW AC3 400VAC | 3823 | 4C | B | PPCTR | 152 | 63 | 137 | 922
General Purpose | 3 Industry General Purpose | Contactors Ind | CTI | LC1D80004F5 | 4P CONTACTOR 125A AC-1 110VAC COIL | 7148 | 4C | B | PPCTR | 110 | 156 | 132 | 1722
General Purpose | 3 Industry General Purpose | Contactors Ind | CTI | LC1D80004M5 | 4P CONTACTOR 125A AC-1 220VAC COIL | 7148 | 4C | B | PPCTR | 110 | 155 | 135 | 1710
General Purpose | 3 Industry General Purpose | Contactors Ind | CTI | LC1D80AB7 | 3P EVLK CONTACTOR 80A 37KW AC3 24VAC | 5568 | 4C | B | PPCTR
General Purpose | 3 Industry General Purpose | Contactors Ind | CTI | LC1D80ABBE | TESYS D CONTACTOR-3P-AC3- <= 440V 80A - | 7510 | 4C | B | PPCTR
General Purpose | 3 Industry General Purpose | Contactors Ind | CTI | LC1D80ABNE | TESYS D CONTACTOR-3P-AC3- <= 440V 80A - | 7510 | 4C | B | PPCTR
General Purpose | 3 Industry General Purpose | Contactors Ind | CTI | LC1D80AF7 | 3P EVLK CONTACTOR 80A 37KW AC3 110VAC | 5568 | 4C | A | PPCTR
General Purpose | 3 Industry General Purpose | Contactors Ind | CTI | LC1D80AP7 | 3P EVLK CONTACTOR 80A 37KW AC3 230VAC | 5568 | 4C | A | PPCTR
General Purpose | 3 Industry General Purpose | Contactors Ind | CTI | LC1D80AV7 | 3P EVLK CONTACTOR 80A 37KW AC3 400VAC | 5568 | 4C | B | PPCTR
General Purpose | 3 Industry General Purpose | Contactors Ind | CTI | LC1D80B7 | CONT 80A 1NA/1NC 24V 50/60HZ | 6008 | 4C | A | PPCTR | 95 | 140 | 135 | 1555
General Purpose | 3 Industry General Purpose | Contactors Ind | CTI | LC1D80BD | CONTACTOR 80A 1F+1O 24V CC | 6232 | 4C | A | PPCTR | 217 | 110 | 162 | 2560
General Purpose | 3 Industry General Purpose | Contactors Ind | CTI | LC1D80E7 | 3P CONT 80A AC3 37KW 1NO 1NC 48VAC COIL | 6008 | 4C | B | PPCTR | 142 | 94 | 134 | 1556
General Purpose | 3 Industry General Purpose | Contactors Ind | CTI | LC1D80F7 | 3P CONT 80A AC3 37KW 1NO 1NC 110VAC COIL | 6008 | 4C | A | PPCTR | 142 | 94 | 134 | 1554
General Purpose | 3 Industry General Purpose | Contactors Ind | CTI | LC1D80FD | CONTACTOR | 6232 | 4C | B | PPCTR | 136 | 212 | 98 | 2509
General Purpose | 3 Industry General Purpose | Contactors Ind | CTI | LC1D80FE7 | CONTACTOR | 6008 | 4C | B | PPCTR | 95 | 140 | 135 | 1559
General Purpose | 3 Industry General Purpose | Contactors Ind | CTI | LC1D80P7 | CONTACTOR | 6008 | 4C | A | PPCTR | 94 | 142 | 132 | 1556
General Purpose | 3 Industry General Purpose | Contactors Ind | CTI | LC1D80Q7 | 3P CONT 80A AC3 37KW 1NO 1NC 380VAC COIL | 6008 | 4C | B | PPCTR | 142 | 94 | 132 | 1558
General Purpose | 3 Industry General Purpose | Contactors Ind | CTI | LC1D80S5 | CONTACTOR | 6135 | 4C | A | PPCTR | 135 | 155 | 95 | 1600
General Purpose | 3 Industry General Purpose | Contactors Ind | CTI | LC1D80U7 | 3P CONT 80A AC3 37KW 1NO 1NC 240VAC COIL | 6008 | 4C | B | PPCTR | 95 | 140 | 135 | 1550
General Purpose | 3 Industry General Purpose | Contactors Ind | CTI | LC1D80V7 | CONTACTOR | 6008 | 4C | B | PPCTR | 134 | 140 | 96 | 1557
General Purpose | 3 Industry General Purpose | Contactors Ind | CTI | LC1D95B7 | 3P CONT 80A AC3 45KW 1NO 1NC 24VAC COIL | 6404 | 4C | A | PPCTR | 96 | 142 | 134 | 1564
General Purpose | 3 Industry General Purpose | Contactors Ind | CTI | LC1D95BD | CONTACTOR 95A 1F+1O 24V CC | 7456 | 4C | B | PPCTR | 218 | 110 | 160 | 2550
General Purpose | 3 Industry General Purpose | Contactors Ind | CTI | LC1D95E7 | 3P CONT 80A AC3 45KW 1NO 1NC 48VAC COIL | 6404 | 4C | B | PPCTR | 94 | 140 | 134 | 1560
General Purpose | 3 Industry General Purpose | Contactors Ind | CTI | LC1D95F7 | 3P CONT 80A AC3 45KW 1NO 1NC 110VAC COIL | 6404 | 4C | A | PPCTR | 94 | 140 | 134 | 1560
General Purpose | 3 Industry General Purpose | Contactors Ind | CTI | LC1D95P7 | CONTACTOR | 6404 | 4C | A | PPCTR | 94 | 142 | 134 | 1568
General Purpose | 3 Industry General Purpose | Contactors Ind | CTI | LC1D95S5 | CONTACTOR | 6404 | 4C | A | PPCTR | 135 | 155 | 95 | 1600
General Purpose | 3 Industry General Purpose | Contactors Ind | CTI | LC1D95V7 | CONTACTOR. | 6404 | 4C | B | PPCTR | 142 | 94 | 132 | 1562
General Purpose | 3 Industry General Purpose | Contactors Ind | CTI | LC1DFKP7 | CONTACTOR 12,5KVAR COIL 230V 50/60HZ | 1357 | 4C | B | PPCTR | 226 | 70 | 192 | 548
General Purpose | 3 Industry General Purpose | Contactors Ind | CTI | LC1DLKP7 | CONTACTOR 20KVAR COIL 230V 50/60HZ | 1726 | 4C | B | PPCTR | 227 | 67 | 194 | 610
General Purpose | 3 Industry General Purpose | Contactors Ind | CTI | LC1DMKP7 | CONTACTOR 25KVAR COIL 230V 50/60HZ | 2263 | 4C | B | PPCTR | 227 | 67 | 195 | 611
General Purpose | 3 Industry General Purpose | Contactors Ind | CTI | LC1DMKV7 | CONTACTOR 25KVAR COIL 400V 50/60HZ | 2037 | 4C | B | PPCTR | 200 | 70 | 230 | 615
General Purpose | 3 Industry General Purpose | Contactors Ind | CTI | LC1DPKP7 | CONTACTOR 30KVAR COIL 230V 50/60HZ | 2684 | 4C | B | PPCTR | 200 | 68 | 230 | 1111
General Purpose | 3 Industry General Purpose | Contactors Ind | CTI | LC1DT20BD | 4P CONTACTOR 20A AC-1 24VDC COIL | 786 | 4C | B | PPCTR | 118 | 58 | 92 | 558
General Purpose | 3 Industry General Purpose | Contactors Ind | CTI | LC1DT20FD | 4P CONTACTOR 20A AC-1 110VDC COIL | 786 | 4C | B | PPCTR | 120 | 55 | 95 | 552
General Purpose | 3 Industry General Purpose | Contactors Ind | CTI | LC1DT25BD | 4P CONTACTOR 25A AC-1 24VDC COIL | 930 | 4C | B | PPCTR | 118 | 56 | 94 | 550
General Purpose | 3 Industry General Purpose | Contactors Ind | CTI | LC1DT25E7 | 4P CONTACTOR 25A AC-1 48VAC COIL | 887 | 4C | B | PPCTR | 58 | 116 | 92 | 390
General Purpose | 3 Industry General Purpose | Contactors Ind | CTI | LC1DT25F7 | 4P CONTACTOR 25A AC-1 110VAC COIL | 887 | 4C | B | PPCTR | 120 | 56 | 96 | 400
General Purpose | 3 Industry General Purpose | Contactors Ind | CTI | LC1DT25M7 | 4P CONTACTOR 25A AC-1 220VAC COIL | 887 | 4C | B | PPCTR | 118 | 54 | 90 | 386
General Purpose | 3 Industry General Purpose | Contactors Ind | CTI | LC1DT25MD | 4P CONTACTOR 25A AC-1 220VDC COIL | 930 | 4C | B | PPCTR | 116 | 56 | 94 | 536
General Purpose | 3 Industry General Purpose | Contactors Ind | CTI | LC1DT25P7 | CONTACTOR TESYS LC1D 4P AC1 440V 25 A CO | 887 | 4C | A | PPCTR | 117 | 55 | 95 | 399
General Purpose | 3 Industry General Purpose | Contactors Ind | CTI | LC1DT32F7 | 4P CONTACTOR 32A AC-1 110VAC COIL | 1141 | 4C | B | PPCTR | 118 | 56 | 92 | 468
General Purpose | 3 Industry General Purpose | Contactors Ind | CTI | LC1DT32P7 | CONTACTOR TESYS LC1D 4P AC1 440V 32 A CO | 1141 | 4C | B | PPCTR | 117 | 55 | 95 | 472
General Purpose | 3 Industry General Purpose | Contactors Ind | CTI | LC1DT40BD | 4P CONTACTOR 40A AC-1 24VDC COIL | 1618 | 4C | B | PPCTR | 120 | 55 | 98 | 647
General Purpose | 3 Industry General Purpose | Contactors Ind | CTI | LC1DT40F7 | 4P CONTACTOR 40A AC-1 110VAC COIL | 1567 | 4C | B | PPCTR | 119 | 60 | 95 | 472
General Purpose | 3 Industry General Purpose | Contactors Ind | CTI | LC1DT40FD | 4P CONTACTOR 40A AC-1 120VDC COIL | 1618 | 4C | B | PPCTR | 120 | 55 | 95 | 645
General Purpose | 3 Industry General Purpose | Contactors Ind | CTI | LC1DT40P7 | CONTACTOR TESYS LC1D 4P AC1 440V 40 A CO | 1567 | 4C | B | PPCTR | 116 | 52 | 92 | 472
General Purpose | 3 Industry General Purpose | Contactors Ind | CTI | LC1DT40U7 | 4P CONTACTOR 40A AC-1 240VAC COIL | 1567 | 4C | B | PPCTR | 117 | 55 | 95 | 474
General Purpose | 3 Industry General Purpose | Contactors Ind | CTI | LC1DT60AF7 | 4 POLE EVERLINK CONTACTOR AC1 415V 60 A | 3178 | 4C | B | PPCTR | 154 | 80 | 138 | 1114
General Purpose | 3 Industry General Purpose | Contactors Ind | CTI | LC1DT80ABD | 4P EVERLINK CONTACTOR 80A AC1 24VDC | 5559 | 4C | B | PPCTR | 153 | 79 | 138 | 1160
General Purpose | 3 Industry General Purpose | Contactors Ind | CTI | LC1DT80AE7 | 4 POLE EVERLINK CONTACTOR AC1 415V 80 A | 5086 | 4C | B | PPCTR | 153 | 78 | 138 | 1106
General Purpose | 3 Industry General Purpose | Contactors Ind | CTI | LC1DT80AF7 | 4P EVERLINK CONTACTOR 80A AC1 110VAC | 5086 | 4C | B | PPCTR | 150 | 80 | 140 | 1112
General Purpose | 3 Industry General Purpose | Contactors Ind | CTI | LC1DWK12P7 | CONTACTOR CAPACITOR SWITCHING | 5330 | 4C | A | PPCTR | 172 | 192 | 134 | 1736
General Purpose | 3 Industry General Purpose | Contactors Ind | CTI | LC1F1154 | CONTACTOR CONTACTOR | 8616 | 4C | B | PPCTR | 224 | 186 | 200 | 4220
General Purpose | 3 Industry General Purpose | Contactors Ind | CTI | LC1F4004 | UNEQUIPPED CONTAC TO R LC1F 4P AC1 440V | 37648 | 4C | B | PPCTR | 304 | 250 | 256 | 9760
General Purpose | 3 Industry General Purpose | Contactors Ind | CTI | LC1F780 | UNEQUIPPED CONTAC TO R LC1F 3P AC3 440V | 92935 | 4C | B | PPCTR | 970 | 420 | 440 | 43000
General Purpose | 3 Industry General Purpose | Contactors Ind | CTI | LC1G1154LSEA | ContactorTeSysGiga115 4PAdv200-500V ACDC | 12621 | 4C | B | PPCTR
General Purpose | 3 Industry General Purpose | Contactors Ind | CTI | LC1G115EHEN | ContactorTeSysGiga115 3P Std48-130V ACDC | 8442 | 4C | B | PPCTR
General Purpose | 3 Industry General Purpose | Contactors Ind | CTI | LC1G115KUEN | ContactorTeSysGiga115 3PStd100-250V ACDC | 8442 | 4C | A | PPCTR
General Purpose | 3 Industry General Purpose | Contactors Ind | CTI | LC1G115LSEA | ContactorTeSysGiga115 3PAdv200-500V ACDC | 9708 | 4C | B | PPCTR
General Purpose | 3 Industry General Purpose | Contactors Ind | CTI | LC1G1504KUEN | ContactorTeSysGiga150 4PStd100-250V ACDC | 11121 | 4C | B | PPCTR
General Purpose | 3 Industry General Purpose | Contactors Ind | CTI | LC1G150EHEN | ContactorTeSysGiga150 3P Std48-130V ACDC | 8555 | 4C | B | PPCTR
General Purpose | 3 Industry General Purpose | Contactors Ind | CTI | LC1G150KUEN | ContactorTeSysGiga150 3PStd100-250V ACDC | 8555 | 4C | A | PPCTR
General Purpose | 3 Industry General Purpose | Contactors Ind | CTI | LC1G150LSEA | ContactorTeSysGiga150 3PAdv200-500V ACDC | 9838 | 4C | B | PPCTR
General Purpose | 3 Industry General Purpose | Contactors Ind | CTI | LC1G1854KUEN | ContactorTeSysGiga185 4PStd100-250V ACDC | 16999 | 4C | B | PPCTR
General Purpose | 3 Industry General Purpose | Contactors Ind | CTI | LC1G185EHEN | ContactorTeSysGiga185 3P Std48-130V ACDC | 13076 | 4C | B | PPCTR
General Purpose | 3 Industry General Purpose | Contactors Ind | CTI | LC1G185KUEN | ContactorTeSysGiga185 3PStd100-250V ACDC | 13076 | 4C | A | PPCTR
General Purpose | 3 Industry General Purpose | Contactors Ind | CTI | LC1G185LSEA | ContactorTeSysGiga185 3PAdv200-500V ACDC | 15038 | 4C | B | PPCTR
General Purpose | 3 Industry General Purpose | Contactors Ind | CTI | LC1G2254KUEN | ContactorTeSysGiga225 4PStd100-250V ACDC | 21891 | 4C | B | PPCTR
General Purpose | 3 Industry General Purpose | Contactors Ind | CTI | LC1G2254LSEA | ContactorTeSysGiga225 4PAdv200-500V ACDC | 25174 | 4C | B | PPCTR
General Purpose | 3 Industry General Purpose | Contactors Ind | CTI | LC1G225EHEN | ContactorTeSysGiga225 3P Std48-130V ACDC | 16839 | 4C | B | PPCTR
General Purpose | 3 Industry General Purpose | Contactors Ind | CTI | LC1G225KUEN | ContactorTeSysGiga225 3PStd100-250V ACDC | 16839 | 4C | A | PPCTR
General Purpose | 3 Industry General Purpose | Contactors Ind | CTI | LC1G225LSEA | ContactorTeSysGiga225 3PAdv200-500V ACDC | 19365 | 4C | B | PPCTR
General Purpose | 3 Industry General Purpose | Contactors Ind | CTI | LC1G2654KUEN | ContactorTeSysGiga265 4PStd100-250V ACDC | 25437 | 4C | B | PPCTR
General Purpose | 3 Industry General Purpose | Contactors Ind | CTI | LC1G265EHEN | ContactorTeSysGiga265 3P Std48-130V ACDC | 19567 | 4C | B | PPCTR
General Purpose | 3 Industry General Purpose | Contactors Ind | CTI | LC1G265KUEN | ContactorTeSysGiga265 3PStd100-250V ACDC | 19567 | 4C | A | PPCTR
General Purpose | 3 Industry General Purpose | Contactors Ind | CTI | LC1G265LSEA | ContactorTeSysGiga265 3PAdv200-500V ACDC | 22502 | 4C | B | PPCTR
General Purpose | 3 Industry General Purpose | Contactors Ind | CTI | LC1G3304KUEN | ContactorTeSysGiga330 4PStd100-250V ACDC | 26314 | 4C | B | PPCTR
General Purpose | 3 Industry General Purpose | Contactors Ind | CTI | LC1G3304LSEA | ContactorTeSysGiga330 4PAdv200-500V ACDC | 30261 | 4C | B | PPCTR
General Purpose | 3 Industry General Purpose | Contactors Ind | CTI | LC1G330EHEN | ContactorTeSysGiga330 3P Std48-130V ACDC | 26314 | 4C | B | PPCTR
General Purpose | 3 Industry General Purpose | Contactors Ind | CTI | LC1G330KUEN | ContactorTeSysGiga330 3PStd100-250V ACDC | 26314 | 4C | A | PPCTR
General Purpose | 3 Industry General Purpose | Contactors Ind | CTI | LC1G330LSEA | ContactorTeSysGiga330 3PAdv200-500V ACDC | 30261 | 4C | B | PPCTR
General Purpose | 3 Industry General Purpose | Contactors Ind | CTI | LC1G4004KUEN | ContactorTeSysGiga400 4PStd100-250V ACDC | 43020 | 4C | B | PPCTR
General Purpose | 3 Industry General Purpose | Contactors Ind | CTI | LC1G400EHEN | ContactorTeSysGiga400 3P Std48-130V ACDC | 33092 | 4C | B | PPCTR
General Purpose | 3 Industry General Purpose | Contactors Ind | CTI | LC1G400KUEN | ContactorTeSysGiga400 3PStd100-250V ACDC | 33092 | 4C | B | PPCTR
General Purpose | 3 Industry General Purpose | Contactors Ind | CTI | LC1G400LSEA | ContactorTeSysGiga400 3PAdv200-500V ACDC | 38056 | 4C | B | PPCTR
General Purpose | 3 Industry General Purpose | Contactors Ind | CTI | LC1G500EHEN | ContactorTeSysGiga500 3P Std48-130V ACDC | 50220 | 4C | B | PPCTR
General Purpose | 3 Industry General Purpose | Contactors Ind | CTI | LC1G500KUEN | ContactorTeSysGiga500 3PStd100-250V ACDC | 50220 | 4C | A | PPCTR
General Purpose | 3 Industry General Purpose | Contactors Ind | CTI | LC1G500LSEA | ContactorTeSysGiga500 3PAdv200-500V ACDC | 57752 | 4C | B | PPCTR
General Purpose | 3 Industry General Purpose | Contactors Ind | CTI | LC1K0601B7 | CONTACTOR 6A AC3 2.2KW 1NC 24VAC COIL | 383 | 4C | B | PPCTR | 50 | 64 | 58 | 180
General Purpose | 3 Industry General Purpose | Contactors Ind | CTI | LC1K0601F7 | 3P CONT 6A AC3 2.2KW 1NC 110VAC COIL | 383 | 4C | B | PPCTR | 62 | 66 | 48 | 178
General Purpose | 3 Industry General Purpose | Contactors Ind | CTI | LC1K0601P7 | 3P CONT 6A AC3 2.2KW 1NC 230VAC COIL | 383 | 4C | A | PPCTR | 50 | 64 | 60 | 180
General Purpose | 3 Industry General Purpose | Contactors Ind | CTI | LC1K0610B7 | 3P CONTACTOR 6A AC3 2.2KW 1NO 24VAC | 383 | 4C | A | PPCTR | 62 | 66 | 48 | 178
General Purpose | 3 Industry General Purpose | Contactors Ind | CTI | LC1K0610E7 | 3P CONTACTOR 6A AC3 2.2KW 1NO 48VAC COIL | 383 | 4C | B | PPCTR | 62 | 66 | 48 | 178
General Purpose | 3 Industry General Purpose | Contactors Ind | CTI | LC1K0610F7 | 3P CONT 6A AC3 2.2KW 1NO 110VAC COIL | 383 | 4C | B | PPCTR | 62 | 65 | 48 | 179
General Purpose | 3 Industry General Purpose | Contactors Ind | CTI | LC1K0610P7 | CONTACTOR | 383 | 4C | A | PPCTR | 48 | 65 | 62 | 177
General Purpose | 3 Industry General Purpose | Contactors Ind | CTI | LC1K0610V7 | CONTACTOR | 383 | 4C | B | PPCTR | 48 | 66 | 62 | 176
General Purpose | 3 Industry General Purpose | Contactors Ind | CTI | LC1K09004P7 | CONTACTOR | 531 | 4C | B | PPCTR | 48 | 64 | 58 | 180
General Purpose | 3 Industry General Purpose | Contactors Ind | CTI | LC1K09008F7 | CONTACTOR 2P+2R VIS 110V 50 60HZ | 531 | 4C | B | PPCTR | 48 | 65 | 62 | 181
General Purpose | 3 Industry General Purpose | Contactors Ind | CTI | LC1K0901B7 | 3P CONTACTOR 9A AC3 4KW 1NC 24VAC COIL | 446 | 4C | B | PPCTR | 62 | 66 | 48 | 177
General Purpose | 3 Industry General Purpose | Contactors Ind | CTI | LC1K0901E7 | 3P CONTACTOR 9A AC3 4KW 1NC 48VAC COIL | 446 | 4C | B | PPCTR | 62 | 66 | 48 | 179
General Purpose | 3 Industry General Purpose | Contactors Ind | CTI | LC1K0901F7 | 3P CONTACTOR 9A AC3 4KW 1NC 110VAC COIL | 446 | 4C | B | PPCTR | 62 | 66 | 48 | 180
General Purpose | 3 Industry General Purpose | Contactors Ind | CTI | LC1K0901P7 | CONTACTOR | 446 | 4C | A | PPCTR | 48 | 66 | 62 | 180
General Purpose | 3 Industry General Purpose | Contactors Ind | CTI | LC1K09105E7 | CONTACTOR | 446 | 4C | B | PPCTR | 48 | 68 | 62 | 202
General Purpose | 3 Industry General Purpose | Contactors Ind | CTI | LC1K0910B7 | CONTACTOR 9A AC3 4KW 1NO 24VAC COIL | 446 | 4C | A | PPCTR | 50 | 64 | 62 | 182
General Purpose | 3 Industry General Purpose | Contactors Ind | CTI | LC1K0910F7 | 3P CONTACTOR 9A AC3 4KW 1NO 110VAC COIL | 446 | 4C | B | PPCTR | 62 | 66 | 48 | 178
General Purpose | 3 Industry General Purpose | Contactors Ind | CTI | LC1K0910P7 | CONTACTOR | 446 | 4C | A | PPCTR | 50 | 64 | 58 | 180
General Purpose | 3 Industry General Purpose | Contactors Ind | CTI | LC1K1201B7 | 3P CONT 12A AC3 5.5KW 1NC AUX 24VAC COIL | 518 | 4C | B | PPCTR | 62 | 66 | 48 | 179
General Purpose | 3 Industry General Purpose | Contactors Ind | CTI | LC1K1201E7 | 3P CONT 12A AC3 5.5KW 1NC AUX 48VAC COIL | 518 | 4C | B | PPCTR | 62 | 66 | 48 | 180
General Purpose | 3 Industry General Purpose | Contactors Ind | CTI | LC1K1201P7 | CONTACTOR | 518 | 4C | B | PPCTR | 50 | 62 | 62 | 180
General Purpose | 3 Industry General Purpose | Contactors Ind | CTI | LC1K1210B7 | CONT 12A AC3 5.5KW 1NO AUX 24VAC COIL | 518 | 4C | A | PPCTR | 48 | 66 | 62 | 178
General Purpose | 3 Industry General Purpose | Contactors Ind | CTI | LC1K1210E7 | 3P CONT 12A AC3 5.5KW 1NO AUX 48VAC COIL | 518 | 4C | B | PPCTR | 48 | 65 | 62 | 179
General Purpose | 3 Industry General Purpose | Contactors Ind | CTI | LC1K1210F7 | 3P CON 12A AC3 5.5KW 1NO AUX 110VAC COIL | 518 | 4C | B | PPCTR | 64 | 50 | 50 | 178
General Purpose | 3 Industry General Purpose | Contactors Ind | CTI | LC1K1210P7 | CONTACTOR | 518 | 4C | A | PPCTR | 50 | 66 | 62 | 182
General Purpose | 3 Industry General Purpose | Contactors Ind | CTI | LC1K1210Q7 | CONTACTOR | 518 | 4C | B | PPCTR | 48 | 66 | 62 | 177
General Purpose | 3 Industry General Purpose | Contactors Ind | CTI | LC1K1210V7 | CONTACTOR | 518 | 4C | B | PPCTR | 65 | 62 | 48 | 177
General Purpose | 3 Industry General Purpose | Contactors Ind | CTI | LC1K1610P7 | CONTACTOR | 616 | 4C | B | PPCTR | 62 | 66 | 48 | 178
General Purpose | 3 Industry General Purpose | Contactors Ind | CTI | LC1SKGC200P7 | CONTACTOR | 844 | 4C | B | PPCTR
General Purpose | 3 Industry General Purpose | Contactors Ind | CTI | LC2D09B7 | REVERS CONT 9A AC3 5.5KW 24VAC COIL | 2158 | 4C | B | PPCTR | 138 | 94 | 114 | 812
General Purpose | 3 Industry General Purpose | Contactors Ind | CTI | LC2D09BD | REVERSING CONTACTOR | 2381 | 4C | B | PPCTR | 138 | 94 | 126 | 1132
General Purpose | 3 Industry General Purpose | Contactors Ind | CTI | LC2D09BL | REVERSING CONTACTOR | 3094 | 4C | B | PPCTR | 116 | 138 | 94 | 1152
General Purpose | 3 Industry General Purpose | Contactors Ind | CTI | LC2D09F7 | 3P REVERS CONT 9A AC3 5.5KW 110VAC COIL | 2158 | 4C | B | PPCTR | 138 | 94 | 116 | 808
General Purpose | 3 Industry General Purpose | Contactors Ind | CTI | LC2D09P7 | REVERSING CONTACTOR | 2158 | 4C | A | PPCTR | 116 | 138 | 96 | 806
General Purpose | 3 Industry General Purpose | Contactors Ind | CTI | LC2D12B7 | 3P REVERS CONT 12A AC3 5.5KW 24VAC COIL | 2413 | 4C | B | PPCTR | 140 | 112 | 95 | 811
General Purpose | 3 Industry General Purpose | Contactors Ind | CTI | LC2D12BL | REVERSING CONTACTOR | 3539 | 4C | B | PPCTR | 136 | 94 | 116 | 1146
General Purpose | 3 Industry General Purpose | Contactors Ind | CTI | LC2D12F7 | 3P REVERS CONT 12A AC3 5.5KW 110VAC COIL | 2413 | 4C | B | PPCTR | 138 | 94 | 116 | 810
General Purpose | 3 Industry General Purpose | Contactors Ind | CTI | LC2D12P7 | REVERSING CONTACTOR | 2413 | 4C | B | PPCTR | 138 | 94 | 116 | 804
General Purpose | 3 Industry General Purpose | Contactors Ind | CTI | LC2D150F7 | REVERSING CONTACTOR | 18833 | 4C | B | PPCTR | 370 | 230 | 315 | 6500
General Purpose | 3 Industry General Purpose | Contactors Ind | CTI | LC2D18F7 | 3P REVERS CONT 18A AC3 9KW 110VAC COIL | 3177 | 4C | B | PPCTR | 138 | 94 | 118 | 810
General Purpose | 3 Industry General Purpose | Contactors Ind | CTI | LC2D18P7 | REVERSING CONTACTOR | 3177 | 4C | B | PPCTR | 138 | 94 | 116 | 808
General Purpose | 3 Industry General Purpose | Contactors Ind | CTI | LC2D25B7 | 3P REVERS CONT 25A AC3 11KW 24VAC COIL | 4449 | 4C | B | PPCTR | 136 | 112 | 114 | 948
General Purpose | 3 Industry General Purpose | Contactors Ind | CTI | LC2D25E7 | REVERSING CONTACTOR | 4449 | 4C | B | PPCTR | 280 | 114 | 116 | 952
General Purpose | 3 Industry General Purpose | Contactors Ind | CTI | LC2D25F7 | REVERS CONT 25A AC3 11KW 110VAC COIL | 4449 | 4C | A | PPCTR | 116 | 138 | 114 | 946
General Purpose | 3 Industry General Purpose | Contactors Ind | CTI | LC2D25FE7 | REVERSING CONTACTOR | 4449 | 4C | B | PPCTR | 145 | 115 | 115 | 939
General Purpose | 3 Industry General Purpose | Contactors Ind | CTI | LC2D25P7 | REVERSING CONTACTOR | 4449 | 4C | A | PPCTR | 138 | 114 | 114 | 944
General Purpose | 3 Industry General Purpose | Contactors Ind | CTI | LC2D32F7 | REVERSING CONTACTOR | 6104 | 4C | B | PPCTR | 114 | 140 | 114 | 942
General Purpose | 3 Industry General Purpose | Contactors Ind | CTI | LC2D32P7 | REVERSING CONTACTOR | 6104 | 4C | B | PPCTR | 138 | 114 | 116 | 948
General Purpose | 3 Industry General Purpose | Contactors Ind | CTI | LC2D40AF7 | 3P EVLK REVER CONT 40A 18,5KW AC3 110VAC | 8141 | 4C | B | PPCTR | 192 | 142 | 164 | 2062
General Purpose | 3 Industry General Purpose | Contactors Ind | CTI | LC2D40AP7 | 3P EVLK REVER CONT 40A 18,5KW AC3 230VAC | 8141 | 4C | B | PPCTR | 192 | 140 | 164 | 2054
General Purpose | 3 Industry General Purpose | Contactors Ind | CTI | LC2D50AF7 | 3P EVLK REVERS CONT 50A 22KW AC3 110VAC | 9541 | 4C | B | PPCTR | 198 | 145 | 162 | 2093
General Purpose | 3 Industry General Purpose | Contactors Ind | CTI | LC2D65AF7 | 3P EVLK REVERS CONT 65A 30KW AC3 110VAC | 11068 | 4C | B | PPCTR | 198 | 140 | 162 | 2075
General Purpose | 3 Industry General Purpose | Contactors Ind | CTI | LC2D65AP7 | 3P EVLK REVERS CONT 65A 30KW AC3 230VAC | 11068 | 4C | B | PPCTR | 192 | 142 | 162 | 2064
General Purpose | 3 Industry General Purpose | Contactors Ind | CTI | LC2D80F7 | REVERSING CONTACTOR | 12596 | 4C | B | PPCTR | 252 | 186 | 186 | 3742
General Purpose | 3 Industry General Purpose | Contactors Ind | CTI | LC2D80P7 | REVERSING CONTACTOR | 12596 | 4C | B | PPCTR | 255 | 190 | 190 | 3749
General Purpose | 3 Industry General Purpose | Contactors Ind | CTI | LC2D95F7 | REVERSING CONTACTOR | 13996 | 4C | B | PPCTR | 252 | 184 | 186 | 3738
General Purpose | 3 Industry General Purpose | Contactors Ind | CTI | LC2D95P7 | REVERSING CONTACTOR | 13996 | 4C | B | PPCTR | 255 | 190 | 190 | 3831
General Purpose | 3 Industry General Purpose | Contactors Ind | CTI | LC2K0601B72 | REVERSING CONTACTOR | 1792 | 4C | B | PPCTR | 92 | 60 | 62 | 390
General Purpose | 3 Industry General Purpose | Contactors Ind | CTI | LC2K0610P7 | REVERSING CONTACTOR | 1267 | 4C | B | PPCTR
General Purpose | 3 Industry General Purpose | Contactors Ind | CTI | LC2K0901B7 | 3P REVERS CONTACTOR 4KW 3P 1NC AUX 24VAC | 1345 | 4C | A | PPCTR | 92 | 60 | 62 | 366
General Purpose | 3 Industry General Purpose | Contactors Ind | CTI | LC2K0901E7 | 3P REVERS CONTACTOR 4KW 3P 1NC AUX 48VAC | 1345 | 4C | B | PPCTR | 60 | 65 | 92 | 363
General Purpose | 3 Industry General Purpose | Contactors Ind | CTI | LC2K0901F7 | 3P REVERS CONT 4KW 3P 1NC AUX 110VAC | 1345 | 4C | B | PPCTR | 60 | 65 | 92 | 364
General Purpose | 3 Industry General Purpose | Contactors Ind | CTI | LC2K0901M7 | 3P REVERS CONT 4KW 3P 1NC AUX 220VAC | 1345 | 4C | B | PPCTR | 60 | 65 | 92 | 359
General Purpose | 3 Industry General Purpose | Contactors Ind | CTI | LC2K0901P7 | REVERSING CONTACTOR | 1345 | 4C | A | PPCTR | 88 | 62 | 64 | 364
General Purpose | 3 Industry General Purpose | Contactors Ind | CTI | LC2K0910B7 | 3P REVERS CONTACTOR 4KW 3P 1NO AUX 24VAC | 1345 | 4C | B | PPCTR | 86 | 60 | 64 | 366
General Purpose | 3 Industry General Purpose | Contactors Ind | CTI | LC2K0910F7 | 3P REVERS CONT 4KW 3P 1NO AUX 110VAC | 1345 | 4C | B | PPCTR | 65 | 60 | 93 | 362
General Purpose | 3 Industry General Purpose | Contactors Ind | CTI | LC2K0910M7 | 3P REVERS CONT 4KW 3P 1NO AUX 220VAC | 1345 | 4C | B | PPCTR | 60 | 65 | 92 | 362
General Purpose | 3 Industry General Purpose | Contactors Ind | CTI | LC2K1210B7 | 3P REVER 12A AC3 5.5KW 3P 1NO AUX 24VAC | 1549 | 4C | B | PPCTR | 92 | 60 | 65 | 361
General Purpose | 3 Industry General Purpose | Contactors Ind | CTI | LE1D09F7 | ENCLOS 1S 09A 110V 50/60 | 1051 | 4C | B | PPCTR | 225 | 185 | 180 | 875
General Purpose | 3 Industry General Purpose | Contactors Ind | CTI | LE1D09P7 | ENCLOS 1S 09A 230V 50/60 | 1051 | 4C | B | PPCTR | 206 | 150 | 172 | 884
General Purpose | 3 Industry General Purpose | Contactors Ind | CTI | LE1D09Q7 | ENCLOS 1S 09A 380V 50/60 | 1051 | 4C | A | PPCTR | 206 | 150 | 174 | 870
General Purpose | 3 Industry General Purpose | Contactors Ind | CTI | LE1D09V7 | ENCLOS 1S 09A 400V 50/60 | 1051 | 4C | A | PPCTR | 208 | 150 | 174 | 874
General Purpose | 3 Industry General Purpose | Contactors Ind | CTI | LE1D12M7 | ENCLOS 1S 12A 220V 50/60 | 1063 | 4C | B | PPCTR | 206 | 176 | 152 | 882
General Purpose | 3 Industry General Purpose | Contactors Ind | CTI | LE1D12N7 | ENCLOS 1S 12A 415V 50/60 | 1114 | 4C | B | PPCTR | 225 | 192 | 170 | 884
General Purpose | 3 Industry General Purpose | Contactors Ind | CTI | LE1D12P7 | ENCLOS 1S 12A 230V 50/60 | 1063 | 4C | B | PPCTR | 206 | 148 | 172 | 882
General Purpose | 3 Industry General Purpose | Contactors Ind | CTI | LE1D12Q7 | ENCLOS 1S 12A 380V 50/60 | 1114 | 4C | A | PPCTR | 206 | 150 | 174 | 870
General Purpose | 3 Industry General Purpose | Contactors Ind | CTI | LE1D12V7 | ENCLOS 1S 12A 400V 50/60 | 1063 | 4C | A | PPCTR | 206 | 150 | 172 | 876
General Purpose | 3 Industry General Purpose | Contactors Ind | CTI | LE1D18P7 | ENCLOS 1S 18A 230V 50/60 | 1436 | 4C | A | PPCTR | 252 | 168 | 198 | 1176
General Purpose | 3 Industry General Purpose | Contactors Ind | CTI | LE1D18Q7 | ENCLOS 1S 18A 380V 50/60 | 1436 | 4C | A | PPCTR | 252 | 166 | 198 | 1160
General Purpose | 3 Industry General Purpose | Contactors Ind | CTI | LE1D18V7 | ENCLOS 1S 18A 400V 50/60 | 1436 | 4C | A | PPCTR | 252 | 166 | 200 | 1172
General Purpose | 3 Industry General Purpose | Contactors Ind | CTI | LE1D25P7 | ENCLOS 1S 25A 230V 50/60 | 1904 | 4C | B | PPCTR | 252 | 166 | 198 | 1230
General Purpose | 3 Industry General Purpose | Contactors Ind | CTI | LE1D25Q7 | ENCLOS 1S 25A 380V 50/60 | 1904 | 4C | A | PPCTR | 260 | 205 | 185 | 1224
General Purpose | 3 Industry General Purpose | Contactors Ind | CTI | LE1D25V7 | ENCLOS 1S 25A 400V 50/60 | 1904 | 4C | A | PPCTR | 250 | 200 | 163 | 1243
General Purpose | 3 Industry General Purpose | Contactors Ind | CTI | LE1D35Q7 | ENCLOS 1S 35A 380V 50/60 | 2795 | 4C | B | PPCTR | 250 | 200 | 165 | 1242
General Purpose | 3 Industry General Purpose | Contactors Ind | CTI | LE1D35V7 | ENCLOS 1S 35A 400V 50/60 | 2795 | 4C | B | PPCTR | 254 | 164 | 202 | 1240
General Purpose | 3 Industry General Purpose | Contactors Ind | CTI | LE1D40AQ7 | ENCLOSED STARTER METAL 1D TESYS 40A COIL | 4194 | 4C | B | PPCTR | 410 | 300 | 320 | 5015
General Purpose | 3 Industry General Purpose | Contactors Ind | CTI | LE1D65AQ7 | ENCLOSED STARTER METAL 1D TESYS 65A COIL | 6156 | 4C | B | PPCTR | 410 | 300 | 320 | 6000
General Purpose | 3 Industry General Purpose | Contactors Ind | CTI | LE1M35M710 | STARTER | 919 | 4C | B | PPCTR | 80 | 116 | 167 | 574
General Purpose | 3 Industry General Purpose | Contactors Ind | CTI | LE1M35M714 | STARTER | 1065 | 4C | B | PPCTR | 166 | 82 | 118 | 576
General Purpose | 3 Industry General Purpose | Contactors Ind | CTI | LE1M35M722 | STARTER | 1094 | 4C | B | PPCTR | 85 | 115 | 165 | 578
General Purpose | 3 Industry General Purpose | Contactors Ind | CTI | LE1M35Q708 | STARTER | 937 | 4C | B | PPCTR | 166 | 82 | 118 | 572
General Purpose | 3 Industry General Purpose | Contactors Ind | CTI | LE1M35Q710 | STARTER | 937 | 4C | B | PPCTR | 166 | 82 | 118 | 574
General Purpose | 3 Industry General Purpose | Contactors Ind | CTI | LE1M35Q714 | STARTER | 1065 | 4C | B | PPCTR
General Purpose | 3 Industry General Purpose | Contactors Ind | CTI | LE1M35Q716 | STARTER | 1065 | 4C | B | PPCTR | 82 | 117 | 167 | 578
General Purpose | 3 Industry General Purpose | Contactors Ind | CTI | LE1M35Q721 | STARTER | 1094 | 4C | B | PPCTR
General Purpose | 3 Industry General Purpose | Contactors Ind | CTI | LE1M35Q722 | STARTER | 1094 | 4C | B | PPCTR | 85 | 115 | 165 | 579
General Purpose | 3 Industry General Purpose | Contactors Ind | CTI | LE1M35V712 | STARTER | 2257 | 4C | B | PPCTR | 85 | 115 | 165 | 571
General Purpose | 3 Industry General Purpose | Contactors Ind | CTI | LP1K0601BD | MINICONT. K TRIP. 6A 24V DC | 553 | 4C | B | PPCTR | 62 | 66 | 48 | 221
General Purpose | 3 Industry General Purpose | Contactors Ind | CTI | LP1K0610BD | 3P CONTACTOR 6A AC3 2.2KW 24VDC COIL | 553 | 4C | A | PPCTR | 50 | 64 | 58 | 222
General Purpose | 3 Industry General Purpose | Contactors Ind | CTI | LP1K09004BD | CONTACTOR 4P VIS 24V DC | 708 | 4C | B | PPCTR | 48 | 65 | 62 | 221
General Purpose | 3 Industry General Purpose | Contactors Ind | CTI | LP1K09008BD | CONTACTOR 2P+2R VIS 24V DC | 708 | 4C | B | PPCTR | 50 | 65 | 62 | 220
General Purpose | 3 Industry General Purpose | Contactors Ind | CTI | LP1K0901BD | 3P CONTACTOR 9A AC3 4KW 24VDC COIL | 609 | 4C | B | PPCTR | 64 | 50 | 58 | 222
General Purpose | 3 Industry General Purpose | Contactors Ind | CTI | LP1K0910BD | 3P CONTACTOR 9A AC3 4KW 24VDC COIL | 609 | 4C | A | PPCTR | 50 | 64 | 58 | 222
General Purpose | 3 Industry General Purpose | Contactors Ind | CTI | LP1K1201BD | 3P CONTACTOR 12A AC3 5.5KW 24VDC COIL | 675 | 4C | B | PPCTR | 62 | 66 | 48 | 220
General Purpose | 3 Industry General Purpose | Contactors Ind | CTI | LP1K1210BD | 3P CONTACTOR 12A AC3 5.5KW 24VDC COIL | 675 | 4C | B | PPCTR | 48 | 66 | 62 | 220
General Purpose | 3 Industry General Purpose | Contactors Ind | CTI | LP2K0601BD | REVERS CONTACTOR 6A AC3 2.2KW 24VDC COIL | 1691 | 4C | B | PPCTR | 84 | 62 | 62 | 450
General Purpose | 3 Industry General Purpose | Contactors Ind | CTI | LP2K0610BD | REVERS CONTACTOR 6A AC3 2.2KW 24VDC COIL | 1691 | 4C | B | PPCTR | 60 | 65 | 92 | 443
General Purpose | 3 Industry General Purpose | Contactors Ind | CTI | LP2K0901BD | REVERS CONTACTOR 9A AC3 4KW 24VDC COIL | 1832 | 4C | B | PPCTR | 88 | 64 | 64 | 448
General Purpose | 3 Industry General Purpose | Contactors Ind | CTI | LP2K0910BD | REVERS CONTACTOR 9A AC3 4KW 24VDC COIL | 1832 | 4C | B | PPCTR | 88 | 60 | 66 | 450
General Purpose | 3 Industry General Purpose | Contactors Ind | CTI | LP4K0601BW3 | CONTACTOR | 609 | 4C | B | PPCTR | 50 | 64 | 58 | 222
General Purpose | 3 Industry General Purpose | Contactors Ind | CTI | LP4K0610BW3 | CONTACTOR | 609 | 4C | B | PPCTR | 62 | 66 | 48 | 220
General Purpose | 3 Industry General Purpose | Contactors Ind | CTI | LP4K0901BW3 | 3P CONTACTOR 4.0KW 24VDC LOW CONSUMP | 694 | 4C | B | PPCTR | 50 | 64 | 62 | 222
General Purpose | 3 Industry General Purpose | Contactors Ind | CTI | LP4K0910BW3 | 3P CONTACTOR 4.0KW 24VDC LOW CONSUMP | 694 | 4C | A | PPCTR | 66 | 62 | 48 | 220
General Purpose | 3 Industry General Purpose | Contactors Ind | CTI | LP4K1210BW3 | CONTACTOR | 779 | 4C | B | PPCTR | 64 | 50 | 50 | 222
General Purpose | 3 Industry General Purpose | Contactors Ind | CTI | LP5K0910BW3 | REVERSING CONTACTOR | 1974 | 4C | B | PPCTR | 60 | 65 | 92 | 445
General Purpose | 3 Industry General Purpose | Contactors Ind | CTI | LR2K0304 | TESYS K OVERLOAD RELAY CL10 0.36 - 0.54A | 623 | 4C | B | PPCTR | 83 | 70 | 43 | 157
General Purpose | 3 Industry General Purpose | Contactors Ind | CTI | LR2K0305 | TESYS K OVERLOAD RELAY CL10 0.54 - 0.8A | 623 | 4C | B | PPCTR | 83 | 70 | 43 | 158
General Purpose | 3 Industry General Purpose | Contactors Ind | CTI | LR2K0306 | TESYS K OVERLOAD RELAY CL10 0.8 - 1.2A | 595 | 4C | A | PPCTR | 83 | 70 | 43 | 158
General Purpose | 3 Industry General Purpose | Contactors Ind | CTI | LR2K0307 | TESYS K OVERLOAD RELAY CL10 1.2 - 1.8A | 595 | 4C | A | PPCTR | 83 | 70 | 43 | 156
General Purpose | 3 Industry General Purpose | Contactors Ind | CTI | LR2K0308 | TESYS K OVERLOAD RELAY CL10 1.8 - 2.6A | 595 | 4C | A | PPCTR | 83 | 70 | 43 | 156
General Purpose | 3 Industry General Purpose | Contactors Ind | CTI | LR2K0310 | TESYS K OVERLOAD RELAY CL10 2.6 - 3.7A | 595 | 4C | B | PPCTR | 83 | 70 | 43 | 160
General Purpose | 3 Industry General Purpose | Contactors Ind | CTI | LR2K0312 | TESYS K OVERLOAD RELAY CL10 3.7 - 5.5A | 623 | 4C | B | PPCTR | 83 | 70 | 43 | 160
General Purpose | 3 Industry General Purpose | Contactors Ind | CTI | LR2K0314 | TESYS K OVERLOAD RELAY CL10 5.5 - 8A | 623 | 4C | B | PPCTR | 83 | 70 | 43 | 160
General Purpose | 3 Industry General Purpose | Contactors Ind | CTI | LR2K0316 | TESYS K OVERLOAD RELAY CL10 8 - 11.5A | 623 | 4C | B | PPCTR | 83 | 70 | 43 | 160
General Purpose | 3 Industry General Purpose | Contactors Ind | CTI | LR2K0321 | RELAY | 651 | 4C | B | PPCTR | 83 | 70 | 43 | 164
General Purpose | 3 Industry General Purpose | Contactors Ind | CTI | LR97D015M7 | ELECTR.RELAY 0,. A 1,5A 220V AC | 1174 | 4C | B | PPCTR | 77 | 55 | 72 | 185
General Purpose | 3 Industry General Purpose | Contactors Ind | CTI | LR97D07M7 | ELECTR.RELAY 1,2 A 7A 220 AC | 1140 | 4C | B | PPCTR | 77 | 53 | 72 | 183
General Purpose | 3 Industry General Purpose | Contactors Ind | CTI | LR97D25M7 | ELECTR.RELAY 5 A 25A 220V AC | 1455 | 4C | B | PPCTR | 77 | 55 | 72 | 195
General Purpose | 3 Industry General Purpose | Contactors Ind | CTI | LR97D38M7 | ELECTR.RELAY 20 A 38A 220V AC | 1572 | 4C | B | PPCTR | 77 | 53 | 72 | 181
General Purpose | 3 Industry General Purpose | Contactors Ind | CTI | LR9D02 | ELECTRONIC OLR 0.4-2.0 A | 1199 | 4C | B | PPCTR | 92 | 55 | 75 | 207
General Purpose | 3 Industry General Purpose | Contactors Ind | CTI | LR9D32 | ELECTRONIC OLR 6.4-32 A | 1598 | 4C | B | PPCTR | 91 | 55 | 75 | 218
General Purpose | 3 Industry General Purpose | Contactors Ind | CTI | LR9D5367 | THERMAL OVERLOAD RELAY | 7182 | 4C | B | PPCTR | 130 | 150 | 160 | 922
General Purpose | 3 Industry General Purpose | Contactors Ind | CTI | LR9D5369 | THERMAL OVERLOAD RELAY | 7729 | 4C | A | PPCTR | 130 | 150 | 160 | 902
General Purpose | 3 Industry General Purpose | Contactors Ind | CTI | LR9D5569 | THERMAL OVERLOAD RELAY | 7358 | 4C | B | PPCTR | 130 | 150 | 155 | 910
General Purpose | 3 Industry General Purpose | Contactors Ind | CTI | LR9G115 | Thermal overload relay LR9G 115A push-in | 4232 | 4C | A | PPCTR
General Purpose | 3 Industry General Purpose | Contactors Ind | CTI | LR9G225 | Thermal overload relay LR9G 225A push-in | 5080 | 4C | A | PPCTR
General Purpose | 3 Industry General Purpose | Contactors Ind | CTI | LR9G500 | Thermal overload relay LR9G 500A push-in | 8379 | 4C | A | PPCTR
General Purpose | 3 Industry General Purpose | Contactors Ind | CTI | LRD01 | TESYS D THERMAL OVERLOAD 0.1-0.16A CL10A | 859 | 4C | B | PPCTR | 80 | 54 | 71 | 139
General Purpose | 3 Industry General Purpose | Contactors Ind | CTI | LRD02 | TESYS D THERAL OVERLOAD 0.16-0.25A CL10A | 859 | 4C | A | PPCTR | 88 | 49 | 77 | 139
General Purpose | 3 Industry General Purpose | Contactors Ind | CTI | LRD03 | TESYS D THERMAL OVERLOAD 0.25-0.4A CL10A | 859 | 4C | A | PPCTR | 90 | 48 | 78 | 138
General Purpose | 3 Industry General Purpose | Contactors Ind | CTI | LRD04 | TESYS D THERMAL OVERLOAD 0.4-0.63A CL10A | 859 | 4C | A | PPCTR | 88 | 49 | 77 | 137
General Purpose | 3 Industry General Purpose | Contactors Ind | CTI | LRD05 | TESYS D THERMAL OVERLOAD 0.63-1.0A CL10A | 859 | 4C | B | PPCTR | 50 | 86 | 78 | 138
General Purpose | 3 Industry General Purpose | Contactors Ind | CTI | LRD06 | TESYS D THERMAL OVERLOAD 1.0-1.7A CL10A | 859 | 4C | B | PPCTR | 52 | 88 | 78 | 144
General Purpose | 3 Industry General Purpose | Contactors Ind | CTI | LRD07 | TESYS D THERMAL OVERLOAD 1.6-2.5A CL10A | 859 | 4C | B | PPCTR | 50 | 84 | 78 | 142
General Purpose | 3 Industry General Purpose | Contactors Ind | CTI | LRD08 | TESYS D THERMAL OVERLOAD 2.5-4.0A CL10A | 859 | 4C | A | PPCTR | 50 | 88 | 78 | 142
General Purpose | 3 Industry General Purpose | Contactors Ind | CTI | LRD10 | TESYS D THERMAL OVERLOAD 4.0-6.0A CL10A | 859 | 4C | A | PPCTR | 50 | 88 | 78 | 142
General Purpose | 3 Industry General Purpose | Contactors Ind | CTI | LRD12 | TESYS D THERMAL OVERLOAD 5.5-8.0A CL10A | 859 | 4C | B | PPCTR | 50 | 86 | 76 | 146
General Purpose | 3 Industry General Purpose | Contactors Ind | CTI | LRD14 | TESYS D THERMAL OVERLOAD 7.0-10A CL10A | 859 | 4C | A | PPCTR | 52 | 88 | 78 | 148
General Purpose | 3 Industry General Purpose | Contactors Ind | CTI | LRD1508 | TESYS D THERMAL OVERLOAD 2.5-4.0A CL20 | 2012 | 4C | B | PPCTR | 53 | 78 | 95 | 225
General Purpose | 3 Industry General Purpose | Contactors Ind | CTI | LRD1510 | TESYS D THERMAL OVERLOAD 4.0-6.0A CL20 | 2012 | 4C | B | PPCTR | 53 | 78 | 96 | 228
General Purpose | 3 Industry General Purpose | Contactors Ind | CTI | LRD1514 | TESYS D THERMAL OVERLOAD 7.0-10A CL20 | 2012 | 4C | B | PPCTR | 53 | 78 | 95 | 231
General Purpose | 3 Industry General Purpose | Contactors Ind | CTI | LRD1516 | TESYS D THERMAL OVERLOAD 9-13A CL20 | 2012 | 4C | B | PPCTR | 53 | 78 | 95 | 232
General Purpose | 3 Industry General Purpose | Contactors Ind | CTI | LRD1521 | TESYS D THERMAL OVERLOAD 12-18A CL20 | 2343 | 4C | B | PPCTR | 52 | 77 | 96 | 233
General Purpose | 3 Industry General Purpose | Contactors Ind | CTI | LRD16 | TESYS D THERMAL OVERLOAD 9-13A CL10A | 859 | 4C | A | PPCTR | 50 | 88 | 78 | 144
General Purpose | 3 Industry General Purpose | Contactors Ind | CTI | LRD21 | TESYS D THERMAL OVERLOAD 12-18A CL10A | 978 | 4C | A | PPCTR | 54 | 86 | 78 | 148
General Purpose | 3 Industry General Purpose | Contactors Ind | CTI | LRD22 | TESYS D THERMAL OVERLOAD 16-24A CL10A | 978 | 4C | A | PPCTR | 52 | 88 | 76 | 146
General Purpose | 3 Industry General Purpose | Contactors Ind | CTI | LRD313 | THERMAL OVERLOAD 9-13A CL10A EVERLINK | 1363 | 4C | B | PPCTR | 136 | 61 | 105 | 401
General Purpose | 3 Industry General Purpose | Contactors Ind | CTI | LRD318 | THERMAL OVERLOAD 12-18A CL10A EVERLINK | 1363 | 4C | B | PPCTR | 136 | 61 | 105 | 392
General Purpose | 3 Industry General Purpose | Contactors Ind | CTI | LRD32 | TESYS D THERMAL OVERLOAD 23-32A CL10A | 978 | 4C | B | PPCTR | 52 | 88 | 78 | 144
General Purpose | 3 Industry General Purpose | Contactors Ind | CTI | LRD325 | THERMAL OVERLOAD 17-25A CL10A EVERLINK | 1363 | 4C | A | PPCTR | 136 | 62 | 104 | 390
General Purpose | 3 Industry General Purpose | Contactors Ind | CTI | LRD325L | THERMAL OVERLOAD 17-25A CL20 EVERLINK | 2891 | 4C | B | PPCTR | 137 | 65 | 110 | 417
General Purpose | 3 Industry General Purpose | Contactors Ind | CTI | LRD3312 | THERMAL OVERLOAD 5A-8A FITS LC1D80-D95 | 1632 | 4C | B | PPCTR | 85 | 80 | 120 | 500
General Purpose | 3 Industry General Purpose | Contactors Ind | CTI | LRD332 | THERMAL OVERLOAD 23-32A CL10A EVERLINK | 1757 | 4C | A | PPCTR | 136 | 62 | 104 | 392
General Purpose | 3 Industry General Purpose | Contactors Ind | CTI | LRD3322 | THERMAL OVERLOAD 17-25A FITS LC1D80-D95 | 1656 | 4C | A | PPCTR | 120 | 78 | 88 | 498
General Purpose | 3 Industry General Purpose | Contactors Ind | CTI | LRD332L | THERMAL OVERLOAD 23-32A CL20 EVERLINK | 2431 | 4C | B | PPCTR | 140 | 63 | 110 | 422
General Purpose | 3 Industry General Purpose | Contactors Ind | CTI | LRD3353 | THERMAL OVERLOAD 23-32A FITS LC1D80-D95 | 1693 | 4C | A | PPCTR | 120 | 80 | 90 | 494
General Purpose | 3 Industry General Purpose | Contactors Ind | CTI | LRD3353A66 | THERMAL OVERLOAD 23-32A CL10A LUGS | 2905 | 4C | A | PPCTR | 118 | 77 | 85 | 402
General Purpose | 3 Industry General Purpose | Contactors Ind | CTI | LRD3355 | THERMAL OVERLOAD 30-40A FITS LC1D80-D95 | 1790 | 4C | A | PPCTR | 86 | 78 | 120 | 498
General Purpose | 3 Industry General Purpose | Contactors Ind | CTI | LRD3357 | THERMAL OVERLOAD 37-50A FITS LC1D80-D95 | 1935 | 4C | A | PPCTR | 87 | 80 | 120 | 493
General Purpose | 3 Industry General Purpose | Contactors Ind | CTI | LRD3359 | THERMAL OVERLOAD 48-65A FITS LC1D80-D95 | 2105 | 4C | A | PPCTR | 118 | 80 | 90 | 488
General Purpose | 3 Industry General Purpose | Contactors Ind | CTI | LRD3361 | THERMAL OVERLOAD 55-70A FITS LC1D80-D95 | 2263 | 4C | A | PPCTR | 86 | 80 | 119 | 510
General Purpose | 3 Industry General Purpose | Contactors Ind | CTI | LRD3363 | THERMAL OVERLOAD 63-80A FITS LC1D80-D95 | 2420 | 4C | A | PPCTR | 120 | 80 | 86 | 510
General Purpose | 3 Industry General Purpose | Contactors Ind | CTI | LRD3365 | THERMAL OVERLOAD 80-104A FITS D115-D150 | 2711 | 4C | B | PPCTR | 120 | 82 | 88 | 550
General Purpose | 3 Industry General Purpose | Contactors Ind | CTI | LRD340 | THERMAL OVERLOAD 30-40A CL10A EVERLINK | 1757 | 4C | B | PPCTR | 138 | 64 | 104 | 398
General Purpose | 3 Industry General Purpose | Contactors Ind | CTI | LRD340L | THERMAL OVERLOAD 30-40A CL20 EVERLINK | 4240 | 4C | B | PPCTR | 140 | 65 | 110 | 417
General Purpose | 3 Industry General Purpose | Contactors Ind | CTI | LRD35 | TESYS D THERMAL OVERLOAD 30-38A CL10A | 978 | 4C | A | PPCTR | 49 | 90 | 78 | 140
General Purpose | 3 Industry General Purpose | Contactors Ind | CTI | LRD350 | THERMAL OVERLOAD 37-50A CL10A EVERLINK | 1935 | 4C | B | PPCTR | 136 | 66 | 104 | 396
General Purpose | 3 Industry General Purpose | Contactors Ind | CTI | LRD350L | THERMAL OVERLOAD 37-50A CL20 EVERLINK | 3062 | 4C | B | PPCTR | 140 | 65 | 110 | 422
General Purpose | 3 Industry General Purpose | Contactors Ind | CTI | LRD365 | THERMAL OVERLOAD 48-65A CL10A EVERLINK | 1935 | 4C | B | PPCTR | 136 | 62 | 104 | 396
General Purpose | 3 Industry General Purpose | Contactors Ind | CTI | LRD365L | THERMAL OVERLOAD 48-65A CL20 EVERLINK | 2756 | 4C | B | PPCTR | 140 | 65 | 110 | 416
General Purpose | 3 Industry General Purpose | Contactors Ind | CTI | LRD4365 | OVERLOAD RELAY 80-104 | 4651 | 4C | A | PPCTR | 154 | 106 | 136 | 838
General Purpose | 3 Industry General Purpose | Contactors Ind | CTI | LRD4367 | OVERLOAD RELAY 95-120 | 4845 | 4C | A | PPCTR | 152 | 104 | 136 | 842
General Purpose | 3 Industry General Purpose | Contactors Ind | CTI | LRD4369 | OVERLOAD RELAY 110-140A | 5330 | 4C | A | PPCTR | 110 | 155 | 135 | 844
General Purpose | 3 Industry General Purpose | Contactors Ind | CTI | LS1D32 | FUSE DISCONNECTOR SCREW VERSION | 904 | 4C | B | PPCTR | 114 | 54 | 78 | 188
General Purpose | 3 Industry General Purpose | Contactors Ind | CTI | LT4706F7S | ELECTR. RELAY 0,5 A 6A 110V AC MAN. R | 1870 | 4C | B | PPCTR
General Purpose | 3 Industry General Purpose | Contactors Ind | CTI | LT4706M7S | ELECTR. RELAY 0,5 A 6A 220V AC MAN.RE | 1700 | 4C | B | PPCTR | 85 | 65 | 78 | 201
General Purpose | 3 Industry General Purpose | Contactors Ind | CTI | LT4730M7S | ELECTR. RELAY 3 A 30A 220V AC MAN. R | 1700 | 4C | B | PPCTR | 83 | 65 | 78 | 201
General Purpose | 3 Industry General Purpose | Contactors Ind | CTI | LT4760M7S | ELECTR. RELAY 5A 60A 220V AC MAN. R | 1700 | 4C | B | PPCTR | 83 | 65 | 78 | 201
General Purpose | 3 Industry General Purpose | Contactors Ind | CTI | LT6CT1001 | CURRENT TRANSFO.100/1A | 1160 | 4C | B | PPCTR | 106 | 31 | 125 | 552
General Purpose | 3 Industry General Purpose | Contactors Ind | CTI | LT6CT2001 | CURRENT TRAN SFO 200 1A | 1598 | 4C | A | PPCTR | 106 | 30 | 125 | 532
General Purpose | 3 Industry General Purpose | Contactors Ind | CTI | LT6CT4001 | CURRENT TRANSFO.400/1A | 2441 | 4C | B | PPCTR | 122 | 38 | 102 | 420
General Purpose | 3 Industry General Purpose | Contactors Ind | CTI | LTM9CU10 | LTMR/LTME TO LTMCU HMI DEVICE CABLE 1M | 286 | 4C | B | PPCTR | 250 | 40 | 240 | 46
General Purpose | 3 Industry General Purpose | Contactors Ind | CTI | LTM9CU30 | LTMR/LTME TO LTMCU HMI DEVICE CABLE 3M | 433 | 4C | B | PPCTR | 200 | 15 | 180 | 102
General Purpose | 3 Industry General Purpose | Contactors Ind | CTI | LTM9F | ELECTRONIC FILTER FOR TESYST | 867 | 4C | B | PPCTR | 99 | 75 | 35 | 96
General Purpose | 3 Industry General Purpose | Contactors Ind | CTI | LTMCC004 | CONNEXION CABLE 04M | 278 | 4C | A | PPCTR | 90 | 28 | 46 | 68
General Purpose | 3 Industry General Purpose | Contactors Ind | CTI | LTMCU | CONTROL OPERATOR UNIT | 3637 | 4C | A | PPCTR | 135 | 70 | 75 | 264
General Purpose | 3 Industry General Purpose | Contactors Ind | CTI | LTMCUF | TESYS T CONTROL DISPLAY UNIT FDR | 3928 | 4C | B | PPCTR | 135 | 60 | 75 | 400
General Purpose | 3 Industry General Purpose | Contactors Ind | CTI | LTMEV40BD | EXPANSION MODULE 24VDC | 3637 | 4C | A | PPCTR | 135 | 55 | 72 | 200
General Purpose | 3 Industry General Purpose | Contactors Ind | CTI | LTMEV40FM | EXPANSION MODULE 115 230VAC | 3637 | 4C | B | PPCTR | 72 | 58 | 134 | 202
General Purpose | 3 Industry General Purpose | Contactors Ind | CTI | LTMR08EBD | CONTROLLER ETHERNET 0,4 8A 24VDC | 17188 | 4C | A | PPCTR | 135 | 71 | 100 | 519
General Purpose | 3 Industry General Purpose | Contactors Ind | CTI | LTMR08EFM | CONTROLLER ETHERNET TCP IP 0,4 8A 115 23 | 17188 | 4C | A | PPCTR | 70 | 100 | 135 | 522
General Purpose | 3 Industry General Purpose | Contactors Ind | CTI | LTMR08MBD | CONTROLLER MODBUS 0,4 8A 24VDC | 17188 | 4C | B | PPCTR | 136 | 72 | 100 | 515
General Purpose | 3 Industry General Purpose | Contactors Ind | CTI | LTMR08MFM | CONTROLLER MODBUS 0,4 8A 115 230VAC | 17188 | 4C | B | PPCTR | 134 | 72 | 102 | 520
General Purpose | 3 Industry General Purpose | Contactors Ind | CTI | LTMR08PFM | CONTROLLER PROFIBUS 0,4 8A 115 230VAC | 18044 | 4C | B | PPCTR | 136 | 72 | 100 | 532
General Purpose | 3 Industry General Purpose | Contactors Ind | CTI | LTMR100EBD | CONTROLLER ETHERNET TCP IP 5 100A 24VDC | 18044 | 4C | A | PPCTR | 135 | 104 | 73 | 573
General Purpose | 3 Industry General Purpose | Contactors Ind | CTI | LTMR100EFM | CONTROLLER ETHERNET TCP IP 5 100A 115 23 | 18044 | 4C | A | PPCTR | 135 | 100 | 72 | 538
General Purpose | 3 Industry General Purpose | Contactors Ind | CTI | LTMR100MBD | CONTROLLER MODBUS 5 100A 24VDC | 18044 | 4C | B | PPCTR | 135 | 71 | 100 | 523
General Purpose | 3 Industry General Purpose | Contactors Ind | CTI | LTMR27EBD | CONTROLLER ETHERNET 1,35 27A 24VDC | 17619 | 4C | B | PPCTR | 135 | 100 | 71 | 524
General Purpose | 3 Industry General Purpose | Contactors Ind | CTI | LTMR27EFM | CONTROLLER ETERNET TCP IP 1,35 27A 115 2 | 17619 | 4C | A | PPCTR | 132 | 74 | 102 | 526
General Purpose | 3 Industry General Purpose | Contactors Ind | CTI | LTMR27MBD | CONTROLLER MODBUS 1,35 27A 24VDC | 17619 | 4C | B | PPCTR | 136 | 72 | 100 | 510
General Purpose | 3 Industry General Purpose | Contactors Ind | CTI | LTMR27MFM | CONTROLLER MODBUS 1,35 27A 115 230VAC | 17619 | 4C | B | PPCTR | 136 | 72 | 100 | 525
General Purpose | 3 Industry General Purpose | Contactors Ind | CTI | LU2B12BL | REVERSER 12A 24VDC | 4351 | 4C | B | PPCTR | 252 | 58 | 148 | 1302
General Purpose | 3 Industry General Purpose | Contactors Ind | CTI | LU2B12FU | REVERSER 12A 110-240V AC/DC | 3955 | 4C | B | PPCTR | 252 | 56 | 146 | 1310
General Purpose | 3 Industry General Purpose | Contactors Ind | CTI | LU2B32BL | REVERSER 32A 24VDC | 4238 | 4C | B | PPCTR | 150 | 255 | 55 | 1305
General Purpose | 3 Industry General Purpose | Contactors Ind | CTI | LU2B32FU | REVERSER 32A 110-240V AC/DC | 4874 | 4C | B | PPCTR | 255 | 55 | 150 | 1307
General Purpose | 3 Industry General Purpose | Contactors Ind | CTI | LU2MB0BL | REVERSER BLOCK 32A 24V DC | 3218 | 4C | A | PPCTR | 132 | 58 | 96 | 392
General Purpose | 3 Industry General Purpose | Contactors Ind | CTI | LU2MB0FU | REVERSER BLOCK 32A 110-240V | 3524 | 4C | B | PPCTR | 95 | 130 | 57 | 396
General Purpose | 3 Industry General Purpose | Contactors Ind | CTI | LU9AD7 | PROFIBUS CONNECTOR | 1611 | 4C | B | PPCTR | 105 | 25 | 50 | 44
General Purpose | 3 Industry General Purpose | Contactors Ind | CTI | LU9APN22 | KIT IP54 RED HANDLE - SHAFT HARD LU | 1387 | 4C | B | PPCTR | 185 | 90 | 270 | 917
General Purpose | 3 Industry General Purpose | Contactors Ind | CTI | LU9BN11 | COIL TERMINALS | 114 | 4C | B | PPCTR | 66 | 30 | 105 | 38
General Purpose | 3 Industry General Purpose | Contactors Ind | CTI | LU9BN11C | PREWIRED COIL TERMINALS | 411 | 4C | B | PPCTR | 126 | 35 | 65 | 46
General Purpose | 3 Industry General Purpose | Contactors Ind | CTI | LU9GC3 | MODBUS HUB STAR TOPOLOGY | 4654 | 4C | B | PPCTR | 205 | 50 | 90 | 324
General Purpose | 3 Industry General Purpose | Contactors Ind | CTI | LU9M1 | REVERSER COIL TERMINALS | 114 | 4C | B | PPCTR | 69 | 23 | 67 | 22
General Purpose | 3 Industry General Purpose | Contactors Ind | CTI | LU9MR1 | REVERSER CONTROL TERMINALS | 185 | 4C | B | PPCTR | 50 | 30 | 35 | 26
General Purpose | 3 Industry General Purpose | Contactors Ind | CTI | LU9MR1C | WIRED REVERSER CTRL TERMINALS | 468 | 4C | B | PPCTR | 62 | 75 | 49 | 61
General Purpose | 3 Industry General Purpose | Contactors Ind | CTI | LU9MRC | WIRED REV COIL TERMINALS | 687 | 4C | B | PPCTR | 80 | 30 | 170 | 30
General Purpose | 3 Industry General Purpose | Contactors Ind | CTI | LU9R10 | 1.0M RJ45 CABLE PARALLEL WIRIN | 340 | 4C | B | PPCTR | 165 | 120 | 20 | 42
General Purpose | 3 Industry General Purpose | Contactors Ind | CTI | LU9R30 | 3.0M RJ45 CABLEPARALLEL WIRING | 547 | 4C | B | PPCTR | 160 | 20 | 135 | 103
General Purpose | 3 Industry General Purpose | Contactors Ind | CTI | LUA1C11 | ADDON CONTACTS BLOCK LUA 1NC AND 1NO | 312 | 4C | A | PPCTR | 79 | 21 | 62 | 24
General Purpose | 3 Industry General Purpose | Contactors Ind | CTI | LUA1C20 | ADDON CONTACTS BLOCK LUA 1NO AND 1NO | 312 | 4C | A | PPCTR | 81 | 22 | 45 | 26
General Purpose | 3 Industry General Purpose | Contactors Ind | CTI | LUA8E20 | SIDE MT CONTACT BLOCK 2 N/O | 546 | 4C | B | PPCTR | 88 | 15 | 110 | 60
General Purpose | 3 Industry General Purpose | Contactors Ind | CTI | LUB12 | SCREW CLAMP BASE 12A | 1480 | 4C | A | PPCTR | 54 | 146 | 164 | 850
General Purpose | 3 Industry General Purpose | Contactors Ind | CTI | LUB120 | SCREW CLAMP BASE 12A | 1406 | 4C | B | PPCTR | 166 | 54 | 142 | 822
General Purpose | 3 Industry General Purpose | Contactors Ind | CTI | LUB32 | SCREW CLAMP BASE 32A | 1775 | 4C | A | PPCTR | 54 | 146 | 168 | 856
General Purpose | 3 Industry General Purpose | Contactors Ind | CTI | LUB320 | SCREW CLAMP BASE 32A | 1702 | 4C | B | PPCTR | 158 | 54 | 144 | 834
General Purpose | 3 Industry General Purpose | Contactors Ind | CTI | LUB38 | SCREW CLAMP BASE 38A | 1301 | 4C | B | PPCTR
General Purpose | 3 Industry General Purpose | Contactors Ind | CTI | LUCA05B | STD CONTROL 1.25-5A 24VAC | 1477 | 4C | B | PPCTR | 86 | 52 | 82 | 110
General Purpose | 3 Industry General Purpose | Contactors Ind | CTI | LUCA05BL | STD CONTROL 1.25-5A 24VDC | 1477 | 4C | A | PPCTR | 87 | 52 | 81 | 110
General Purpose | 3 Industry General Purpose | Contactors Ind | CTI | LUCA05FU | STD CONTROL 1.25-5A 110-240V | 1477 | 4C | A | PPCTR | 86 | 46 | 52 | 114
General Purpose | 3 Industry General Purpose | Contactors Ind | CTI | LUCA12B | STD CONTROL 3-12A 24VAC | 1544 | 4C | B | PPCTR | 84 | 54 | 82 | 122
General Purpose | 3 Industry General Purpose | Contactors Ind | CTI | LUCA12BL | STD CONTROL 3-12A 24VDC | 1544 | 4C | A | PPCTR | 86 | 22 | 50 | 120
General Purpose | 3 Industry General Purpose | Contactors Ind | CTI | LUCA12FU | STD CONTROL 3-12A 110-240V | 1544 | 4C | A | PPCTR | 87 | 51 | 82 | 126
General Purpose | 3 Industry General Purpose | Contactors Ind | CTI | LUCA18B | STD CONTROL 4.5-18A 24VAC | 1611 | 4C | B | PPCTR | 80 | 100 | 55 | 121
General Purpose | 3 Industry General Purpose | Contactors Ind | CTI | LUCA18BL | STD CONTROL 4.5-18A 24VDC | 1611 | 4C | A | PPCTR
General Purpose | 3 Industry General Purpose | Contactors Ind | CTI | LUCA18FU | STD CONTROL 4.5-18A 110-240V | 1611 | 4C | B | PPCTR | 88 | 50 | 84 | 124
General Purpose | 3 Industry General Purpose | Contactors Ind | CTI | LUCA1XBL | STD CONTROL 0.35-1.4A 24VDC | 1409 | 4C | A | PPCTR | 86 | 50 | 82 | 118
General Purpose | 3 Industry General Purpose | Contactors Ind | CTI | LUCA1XFU | STD CONTROL 0.35-1.4A 110-240V | 1409 | 4C | A | PPCTR | 86 | 52 | 82 | 122
General Purpose | 3 Industry General Purpose | Contactors Ind | CTI | LUCA32B | UNI. ESTANDAR 8-32A 24V AC | 1679 | 4C | B | PPCTR | 86 | 50 | 82 | 120
General Purpose | 3 Industry General Purpose | Contactors Ind | CTI | LUCA32BL | STD CONTROL 8-32A 24VDC | 1679 | 4C | A | PPCTR | 86 | 50 | 80 | 120
General Purpose | 3 Industry General Purpose | Contactors Ind | CTI | LUCA32FU | STD CONTROL 8-32A 110-240V | 1679 | 4C | A | PPCTR | 86 | 52 | 82 | 124
General Purpose | 3 Industry General Purpose | Contactors Ind | CTI | LUCA38BL | STD CONTROL CL10 3PH 9,5-38A 24VDC | 1004 | 4C | B | PPCTR
General Purpose | 3 Industry General Purpose | Contactors Ind | CTI | LUCA38FU | STD CONTROL CL10 3PH 9,5-38A 110-240V | 1005 | 4C | B | PPCTR
General Purpose | 3 Industry General Purpose | Contactors Ind | CTI | LUCAX6BL | STD CONTROL 0.15-0.6A 24VDC | 1342 | 4C | B | PPCTR | 50 | 85 | 80 | 114
General Purpose | 3 Industry General Purpose | Contactors Ind | CTI | LUCAX6FU | STD CONTROL 0.15-0.6A 110-240V | 1342 | 4C | B | PPCTR | 85 | 103 | 53 | 129
General Purpose | 3 Industry General Purpose | Contactors Ind | CTI | LUCB05BL | ADV CONTROL 1.25-5A 24VDC | 1698 | 4C | B | PPCTR | 228 | 82 | 90 | 110
General Purpose | 3 Industry General Purpose | Contactors Ind | CTI | LUCB05FU | ADV CONTROL 1.25-5A 110-240V | 1698 | 4C | B | PPCTR | 86 | 52 | 82 | 114
General Purpose | 3 Industry General Purpose | Contactors Ind | CTI | LUCB12B | ADV CONTROL 3-12A 24VAC | 1778 | 4C | B | PPCTR | 88 | 48 | 82 | 120
General Purpose | 3 Industry General Purpose | Contactors Ind | CTI | LUCB12BL | ADV CONTROL 3-12A 24VDC | 1778 | 4C | B | PPCTR | 86 | 50 | 80 | 122
General Purpose | 3 Industry General Purpose | Contactors Ind | CTI | LUCB12FU | ADV CONTROL 3-12A 110-240V | 1778 | 4C | B | PPCTR | 86 | 50 | 82 | 126
General Purpose | 3 Industry General Purpose | Contactors Ind | CTI | LUCB18B | ADV CONTROL 4.5-18A 24VAC | 1854 | 4C | B | PPCTR | 100 | 52 | 78 | 123
General Purpose | 3 Industry General Purpose | Contactors Ind | CTI | LUCB18BL | ADV CONTROL 4.5-18A 24VDC | 1854 | 4C | B | PPCTR | 86 | 52 | 82 | 122
General Purpose | 3 Industry General Purpose | Contactors Ind | CTI | LUCB18FU | ADV CONTROL 4.5-18A 110-240V | 1854 | 4C | B | PPCTR | 88 | 52 | 82 | 124
General Purpose | 3 Industry General Purpose | Contactors Ind | CTI | LUCB1XBL | ADV CONTROL 0.35-1.4A 24VDC | 1611 | 4C | B | PPCTR | 86 | 50 | 82 | 116
General Purpose | 3 Industry General Purpose | Contactors Ind | CTI | LUCB1XFU | ADV CONTROL 0.35-1.4A 110-240V | 1611 | 4C | B | PPCTR | 85 | 103 | 53 | 125
General Purpose | 3 Industry General Purpose | Contactors Ind | CTI | LUCB32BL | ADV CONTROL 8-32A 24VDC | 1927 | 4C | A | PPCTR | 88 | 52 | 82 | 120
General Purpose | 3 Industry General Purpose | Contactors Ind | CTI | LUCB32FU | UNI. AVANZ C10 3P 8-32A 110-240V AC/DC | 1927 | 4C | B | PPCTR | 89 | 51 | 82 | 128
General Purpose | 3 Industry General Purpose | Contactors Ind | CTI | LUCB38BL | ADV CONTROL CL10 3PH 9,5-38A 24VDC | 1003 | 4C | B | PPCTR
General Purpose | 3 Industry General Purpose | Contactors Ind | CTI | LUCBX6BL | ADVANCED CU 0.15-0.6A 24V DC | 1544 | 4C | B | PPCTR | 85 | 103 | 53 | 120
General Purpose | 3 Industry General Purpose | Contactors Ind | CTI | LUCC32BL | ADV CONTROL 8-32A 24VDC | 1245 | 4C | B | PPCTR
General Purpose | 3 Industry General Purpose | Contactors Ind | CTI | LUCD05BL | ADV CONTROL 1.25-5A 24VDC | 1698 | 4C | B | PPCTR | 85 | 105 | 55 | 114
General Purpose | 3 Industry General Purpose | Contactors Ind | CTI | LUCD05FU | ADV CONTROL 1.25-5A 110-240V | 1698 | 4C | B | PPCTR | 80 | 102 | 55 | 120
General Purpose | 3 Industry General Purpose | Contactors Ind | CTI | LUCD12BL | ADV CONTROL 3-12A 24VDC | 1778 | 4C | B | PPCTR
General Purpose | 3 Industry General Purpose | Contactors Ind | CTI | LUCD12FU | ADV CONTROL 3-12A 110-240V | 1778 | 4C | B | PPCTR | 80 | 100 | 55 | 126
General Purpose | 3 Industry General Purpose | Contactors Ind | CTI | LUCD18FU | ADV CONTROL 4.5-18A 110-240V | 1854 | 4C | B | PPCTR | 83 | 102 | 55 | 126
General Purpose | 3 Industry General Purpose | Contactors Ind | CTI | LUCD1XBL | ADV CONTROL 0.35-1.4A 24VDC | 1611 | 4C | B | PPCTR | 80 | 100 | 55 | 128
General Purpose | 3 Industry General Purpose | Contactors Ind | CTI | LUCD32BL | ADVANCED CU 8-32A 24V DC | 1927 | 4C | B | PPCTR | 80 | 100 | 55 | 125
General Purpose | 3 Industry General Purpose | Contactors Ind | CTI | LUCD32FU | ADV CONTROL 8-32A 110-240V | 1927 | 4C | B | PPCTR | 80 | 102 | 55 | 126
General Purpose | 3 Industry General Purpose | Contactors Ind | CTI | LUFC00 | PARALLEL WIRING MODULE | 885 | 4C | B | PPCTR | 102 | 32 | 48 | 46
General Purpose | 3 Industry General Purpose | Contactors Ind | CTI | LUFDA10 | MANUAL/AUTO RESET FUNC MOD N/O | 1726 | 4C | B | PPCTR | 108 | 33 | 48 | 78
General Purpose | 3 Industry General Purpose | Contactors Ind | CTI | LUFN02 | AUXILIARY CONTACT MODULE 2NC | 326 | 4C | B | PPCTR | 48 | 95 | 34 | 48
General Purpose | 3 Industry General Purpose | Contactors Ind | CTI | LUFN11 | AUXILIARY CONTACT MOD 1NO 1NC | 383 | 4C | A | PPCTR | 100 | 34 | 46 | 48
General Purpose | 3 Industry General Purpose | Contactors Ind | CTI | LUFN20 | AUXILIARY CONTACT MOD 2NO | 348 | 4C | B | PPCTR | 100 | 36 | 46 | 48
General Purpose | 3 Industry General Purpose | Contactors Ind | CTI | LUFP7 | PROFIBUS GATEWAY | 22623 | 4C | B | PPCTR | 58 | 172 | 137 | 218
General Purpose | 3 Industry General Purpose | Contactors Ind | CTI | LUFV2 | MOTOR LOAD MODULE 4-20MA | 3105 | 4C | B | PPCTR | 47 | 95 | 33 | 53
General Purpose | 3 Industry General Purpose | Contactors Ind | CTI | LULC033 | TESYS U MODBUS COMMS MODULE | 6500 | 4C | B | PPCTR | 88 | 46 | 50 | 86
General Purpose | 3 Industry General Purpose | Contactors Ind | CTI | LX1D6B7 | COIL OLD D40-D95 24V 50/60HZ | 1595 | 4C | B | PPCTR
General Purpose | 3 Industry General Purpose | Contactors Ind | CTI | LX1D6E7 | COIL OLD D40-D95 48VAC 50/60HZ | 1201 | 4C | B | PPCTR
General Purpose | 3 Industry General Purpose | Contactors Ind | CTI | LX1D6F7 | BOBINA 110V 50/60HZ | 1595 | 4C | A | PPCTR
General Purpose | 3 Industry General Purpose | Contactors Ind | CTI | LX1D6M7 | BOBINA 220V 50/60HZ | 1595 | 4C | B | PPCTR
General Purpose | 3 Industry General Purpose | Contactors Ind | CTI | LX1D6P7 | COIL FOR CONTACTOR | 1595 | 4C | A | PPCTR
General Purpose | 3 Industry General Purpose | Contactors Ind | CTI | LX1D8F7 | COIL 110V 50 60HZ FOR CONTACTOR | 2990 | 4C | A | PPCTR
General Purpose | 3 Industry General Purpose | Contactors Ind | CTI | LX1D8P7 | COIL FOR CONTACTOR | 2990 | 4C | B | PPCTR
General Purpose | 3 Industry General Purpose | Contactors Ind | CTI | LX1FH1102 | BOBINA CA 110V ANTIP. | 2405 | 4C | B | PPCTR
General Purpose | 3 Industry General Purpose | Contactors Ind | CTI | LX1FH2202 | COIL LX1F 220 TO 230 V AC AT 40 AND400HZ | 2405 | 4C | B | PPCTR
General Purpose | 3 Industry General Purpose | Contactors Ind | CTI | LX1FJ110 | COIL LX1F 110 TO 120 V AC AT 40 AND400HZ | 5326 | 4C | B | PPCTR
General Purpose | 3 Industry General Purpose | Contactors Ind | CTI | LX1FJ380 | COIL LX1F 380 TO 400 V AC AT 40 AND400HZ | 5326 | 4C | B | PPCTR
General Purpose | 3 Industry General Purpose | Contactors Ind | CTI | LX1FK110 | COIL LX1F 110 TO 120 V AC AT 40 AND400HZ | 5559 | 4C | B | PPCTR
General Purpose | 3 Industry General Purpose | Contactors Ind | CTI | LX1FL110 | COIL LX1F 110 TO 120 V AC AT 40 AND400HZ | 6684 | 4C | B | PPCTR
General Purpose | 3 Industry General Purpose | Contactors Ind | CTI | LX1FL220 | BOBINA CA 220V | 6684 | 4C | B | PPCTR
General Purpose | 3 Industry General Purpose | Contactors Ind | CTI | LX1FX110 | COIL LX1F 110 TO 120 V AC AT 40 AND400HZ | 9852 | 4C | B | PPCTR
General Purpose | 3 Industry General Purpose | Contactors Ind | CTI | LX4FF110 | COIL LX4F 110 V DC | 5064 | 4C | B | PPCTR
General Purpose | 3 Industry General Purpose | Contactors Ind | CTI | LX4FF220 | COIL LX4F 220 TO 230 V DC | 5064 | 4C | B | PPCTR
General Purpose | 3 Industry General Purpose | Contactors Ind | CTI | LX4FH024 | COIL LX4F 24 V DC | 6882 | 4C | B | PPCTR
General Purpose | 3 Industry General Purpose | Contactors Ind | CTI | LX4FL110 | COIL LX4F 110 V DC | 11450 | 4C | B | PPCTR
General Purpose | 3 Industry General Purpose | Contactors Ind | CTI | LX9FF240 | COIL LX9F 240 V AC AT 40 AND400HZ | 1784 | 4C | B | PPCTR
General Purpose | 3 Industry General Purpose | Contactors Ind | CTI | LX9FG110 | COIL LX9F 110 TO 115 V AC AT 40 AND400HZ | 2215 | 4C | B | PPCTR
General Purpose | 3 Industry General Purpose | Contactors Ind | CTI | LX9FG240 | COIL LX9F 240 V AC AT 40 AND400HZ | 2215 | 4C | B | PPCTR
General Purpose | 3 Industry General Purpose | Contactors Ind | CTI | LX9FG380 | COIL LX9F 380 TO 400 V AC AT 40 AND400H | 2215 | 4C | B | PPCTR
General Purpose | 3 Industry General Purpose | Contactors Ind | CTI | LX9FH2202 | COIL LX9F 220 TO 230 V AC AT 40 AND400HZ | 6652 | 4C | B | PPCTR
General Purpose | 3 Industry General Purpose | Contactors Ind | CTI | LXD1B7 | COIL FOR D09-D38/CAD 24VAC 50/60HZ | 489 | 4C | A | PPCTR
General Purpose | 3 Industry General Purpose | Contactors Ind | CTI | LXD1C7 | COIL FOR D09-D38/CAD 32VAC 50/60HZ | 489 | 4C | B | PPCTR
General Purpose | 3 Industry General Purpose | Contactors Ind | CTI | LXD1D7 | COIL FOR D09-D38/CAD 42VAC 50/60HZ | 489 | 4C | B | PPCTR
General Purpose | 3 Industry General Purpose | Contactors Ind | CTI | LXD1E7 | COIL FOR D09-D38/CAD 48VAC 50/60HZ | 489 | 4C | A | PPCTR
General Purpose | 3 Industry General Purpose | Contactors Ind | CTI | LXD1F7 | COIL FOR D09-D38/CAD 110VAC 50/60HZ | 489 | 4C | A | PPCTR
General Purpose | 3 Industry General Purpose | Contactors Ind | CTI | LXD1M7 | COIL FOR D09-D38/CAD 220VAC 50/60 HZ | 489 | 4C | B | PPCTR
General Purpose | 3 Industry General Purpose | Contactors Ind | CTI | LXD1P7 | COIL OF CONTACTOR | 489 | 4C | A | PPCTR
General Purpose | 3 Industry General Purpose | Contactors Ind | CTI | LXD1Q7 | COIL OF CONTACTOR | 489 | 4C | B | PPCTR
General Purpose | 3 Industry General Purpose | Contactors Ind | CTI | LXD1S7 | COIL FOR D09-D38/CAD 500VAC 50/60HZ | 489 | 4C | A | PPCTR
General Purpose | 3 Industry General Purpose | Contactors Ind | CTI | LXD1U7 | COIL FOR D09-D38/CAD 240VAC 50/60HZ | 489 | 4C | B | PPCTR
General Purpose | 3 Industry General Purpose | Contactors Ind | CTI | LXD1V7 | COIL OF CONTACTOR | 489 | 4C | A | PPCTR
General Purpose | 3 Industry General Purpose | Contactors Ind | CTI | LXD3B7 | D40A-D65A SPARE PART COIL 24VAC | 1242 | 4C | A | PPCTR
General Purpose | 3 Industry General Purpose | Contactors Ind | CTI | LXD3F7 | D40A-D65A SPARE PART COIL 110VAC | 1242 | 4C | A | PPCTR
General Purpose | 3 Industry General Purpose | Contactors Ind | CTI | LXD3N7 | D40A-D65A SPARE PART COIL 415VAC | 1242 | 4C | B | PPCTR
General Purpose | 3 Industry General Purpose | Contactors Ind | CTI | LXD3P7 | D40A-D65A SPARE PART COIL 230VAC | 1242 | 4C | A | PPCTR
General Purpose | 3 Industry General Purpose | Contactors Ind | CTI | LXD3Q7 | D40A-D65A SPARE PART COIL 380VAC | 1242 | 4C | B | PPCTR
General Purpose | 3 Industry General Purpose | Contactors Ind | CTI | LXD3V7 | D40A-D65A SPARE PART COIL 400VAC | 1242 | 4C | B | PPCTR
General Purpose | 3 Industry General Purpose | Contactors Ind | CTI | LZ1H2X4BD | STARTER TESYSH 0,75KW-400V CONTROL 24VDC | 2568 | 4C | B | PPCTR
General Purpose | 3 Industry General Purpose | Contactors Ind | CTI | LZ1H6X5BD | STARTER TESYSH 3KW-400V CONTROL 24VDC | 2770 | 4C | B | PPCTR
General Purpose | 3 Industry General Purpose | Contactors Ind | CTI | LZ2H2X4BD | REVERSING STARTER TESYSH 0,75KW-400V CON | 2886 | 4C | B | PPCTR
General Purpose | 3 Industry General Purpose | Contactors Ind | CTI | LZ8H2X43BD | REVERSING STARTER TESYSH SAFE-TORQUE-OFF | 2634 | 4C | B | PPCTR
General Purpose | 3 Industry General Purpose | Contactors Ind | CTI | LZ8H2X4BD | REVERSING STARTER TESYSH SAFE-TORQUE-OFF | 3236 | 4C | B | PPCTR
General Purpose | 3 Industry General Purpose | Contactors Ind | CTI | LZ8H6X5BD | REVERSING STARTER TESYSH SAFE-TORQUE-OFF | 3082 | 4C | B | PPCTR
General Purpose | 3 Industry General Purpose | Contactors Ind | CTI | V0 | BODY 3P DISCON.SWITCH 25A | 570 | 4C | A | PPCTR | 122 | 82 | 88 | 174
General Purpose | 3 Industry General Purpose | Contactors Ind | CTI | V01 | BODY 3P DISC SWITCH 20A | 487 | 4C | A | PPCTR | 122 | 80 | 88 | 174
General Purpose | 3 Industry General Purpose | Contactors Ind | CTI | V02 | BODY 3P DISCON SWITCH 12A | 403 | 4C | A | PPCTR | 122 | 82 | 86 | 174
General Purpose | 3 Industry General Purpose | Contactors Ind | CTI | V1 | BODY 3P DISCON.SWITCH 32A | 597 | 4C | A | PPCTR | 63 | 123 | 83 | 169
General Purpose | 3 Industry General Purpose | Contactors Ind | CTI | V2 | BODY 3P DISCON.SWITCH 40A | 786 | 4C | A | PPCTR | 122 | 82 | 86 | 174
General Purpose | 3 Industry General Purpose | Contactors Ind | CTI | V3 | BODY 3P DISCON.SWITCH 63A | 889 | 4C | A | PPCTR | 122 | 80 | 86 | 296
General Purpose | 3 Industry General Purpose | Contactors Ind | CTI | V4 | BODY 3P DISCON SWITCH 80A | 1244 | 4C | A | PPCTR | 80 | 120 | 85 | 292
General Purpose | 3 Industry General Purpose | Contactors Ind | CTI | V5 | BODY 3P DISCON SWITCH125A | 1937 | 4C | A | PPCTR | 100 | 115 | 133 | 1056
General Purpose | 3 Industry General Purpose | Contactors Ind | CTI | V6 | BODY 3P DISCON SWITCH175A | 3464 | 4C | B | PPCTR | 132 | 102 | 114 | 1058
General Purpose | 3 Industry General Purpose | Contactors Ind | CTI | VCCF0 | MAIN EMERG.SWITCH HDL 25A | 885 | 4C | B | PPCTR
General Purpose | 3 Industry General Purpose | Contactors Ind | CTI | VCCF01 | MAIN EMERG.SWITCH HDL 20A | 863 | 4C | B | PPCTR
General Purpose | 3 Industry General Purpose | Contactors Ind | CTI | VCCF02 | MAIN EMERG.SWITCH HDL 12A | 856 | 4C | B | PPCTR
General Purpose | 3 Industry General Purpose | Contactors Ind | CTI | VCCF1 | MAIN EMERG.SWITCH+HDL 32A | 892 | 4C | B | PPCTR
General Purpose | 3 Industry General Purpose | Contactors Ind | CTI | VCCF2 | MAIN EMERG.SWITCH+HDL 40A | 966 | 4C | B | PPCTR | 256 | 76 | 90 | 342
General Purpose | 3 Industry General Purpose | Contactors Ind | CTI | VCCF3 | MAIN EMERG SWITCH+HDL 63A | 1244 | 4C | A | PPCTR | 296 | 96 | 118 | 566
General Purpose | 3 Industry General Purpose | Contactors Ind | CTI | VCCF4 | MAIN EMERG SWITCH+HDL 80A | 1597 | 4C | B | PPCTR | 294 | 96 | 116 | 562
General Purpose | 3 Industry General Purpose | Contactors Ind | CTI | VCCF5 | MAIN EMERG SWITCH+HDL125A | 1877 | 4C | A | PPCTR
General Purpose | 3 Industry General Purpose | Contactors Ind | CTI | VCCF6 | MAIN EMERG SWITCH+HDL175A | 1999 | 4C | B | PPCTR
General Purpose | 3 Industry General Purpose | Contactors Ind | CTI | VCD0 | MAIN EMERGENCY SWITCH 25A | 764 | 4C | B | PPCTR | 120 | 80 | 86 | 226
General Purpose | 3 Industry General Purpose | Contactors Ind | CTI | VCD01 | MAIN EMERGENCY SWITCH 20A | 681 | 4C | A | PPCTR | 124 | 82 | 86 | 226
General Purpose | 3 Industry General Purpose | Contactors Ind | CTI | VCD02 | MAIN EMERGENCY SWITCH 12A | 584 | 4C | B | PPCTR | 122 | 80 | 88 | 224
General Purpose | 3 Industry General Purpose | Contactors Ind | CTI | VCD1 | MAIN EMERGENCY SWITCH 32A | 828 | 4C | B | PPCTR | 122 | 80 | 88 | 224
General Purpose | 3 Industry General Purpose | Contactors Ind | CTI | VCD2 | MAIN EMERGENCY SWITCH 40A | 966 | 4C | B | PPCTR | 124 | 82 | 86 | 224
General Purpose | 3 Industry General Purpose | Contactors Ind | CTI | VCDN20 | MINI MAIN EMERG SWIT 20A | 458 | 4C | B | PPCTR | 120 | 79 | 85 | 179
General Purpose | 3 Industry General Purpose | Contactors Ind | CTI | VCF0 | MAIN EMERGENCY SWITCH 25A | 764 | 4C | A | PPCTR | 120 | 80 | 86 | 214
General Purpose | 3 Industry General Purpose | Contactors Ind | CTI | VCF01 | MAIN EMERGENCY SWITCH 20A | 681 | 4C | A | PPCTR | 122 | 80 | 86 | 214
General Purpose | 3 Industry General Purpose | Contactors Ind | CTI | VCF01GE | 16A MAIN EMERG SWIT ENCLO | 1189 | 4C | A | PPCTR | 158 | 144 | 112 | 470
General Purpose | 3 Industry General Purpose | Contactors Ind | CTI | VCF02 | MAIN EMERGENCY SWITCH 12A | 584 | 4C | A | PPCTR | 120 | 79 | 84 | 213
General Purpose | 3 Industry General Purpose | Contactors Ind | CTI | VCF02GE | 10A MAIN EMERG SWIT ENCLO | 1092 | 4C | A | PPCTR | 158 | 112 | 144 | 472
General Purpose | 3 Industry General Purpose | Contactors Ind | CTI | VCF0GE | 20A MAIN EMERG SWIT ENCLO | 1314 | 4C | A | PPCTR | 158 | 110 | 143 | 474
General Purpose | 3 Industry General Purpose | Contactors Ind | CTI | VCF1 | MAIN EMERGENCY SWITCH 32A | 806 | 4C | A | PPCTR | 120 | 79 | 84 | 212
General Purpose | 3 Industry General Purpose | Contactors Ind | CTI | VCF1GE | 25A MAIN EMERG SWIT ENCLO | 1341 | 4C | A | PPCTR | 156 | 144 | 112 | 470
General Purpose | 3 Industry General Purpose | Contactors Ind | CTI | VCF2 | MAIN EMERGENCY SWITCH 40A | 966 | 4C | A | PPCTR | 122 | 80 | 88 | 216
General Purpose | 3 Industry General Purpose | Contactors Ind | CTI | VCF2GE | 32A MAIN EMERG SWIT ENCLO | 1555 | 4C | A | PPCTR | 156 | 144 | 110 | 470
General Purpose | 3 Industry General Purpose | Contactors Ind | CTI | VCF3 | MAIN/EMERGENCY SWITCH 63A | 1244 | 4C | A | PPCTR | 122 | 80 | 86 | 340
General Purpose | 3 Industry General Purpose | Contactors Ind | CTI | VCF3GE | SWITCH ENCLOSURE PVC | 2534 | 4C | A | PPCTR | 198 | 168 | 186 | 918
General Purpose | 3 Industry General Purpose | Contactors Ind | CTI | VCF4 | MAIN/EMERGENCY SWITCH 80A | 1597 | 4C | A | PPCTR | 124 | 81 | 86 | 342
General Purpose | 3 Industry General Purpose | Contactors Ind | CTI | VCF4GE | ASWITCH ENCLOSURE PVC | 2937 | 4C | A | PPCTR | 196 | 168 | 186 | 930
General Purpose | 3 Industry General Purpose | Contactors Ind | CTI | VCF5 | MAIN/EMERGENCY SWITCH125A | 2909 | 4C | A | PPCTR | 174 | 100 | 168 | 1214
General Purpose | 3 Industry General Purpose | Contactors Ind | CTI | VCF5GEN | ENCLOSED DISCONNECT SWITCH VARIO VCF 3P | 4782 | 4C | A | PPCTR | 296 | 204 | 246 | 3174
General Purpose | 3 Industry General Purpose | Contactors Ind | CTI | VCF6 | MAIN/EMERGENCY SWITCH175A | 4712 | 4C | B | PPCTR | 100 | 175 | 170 | 1224
General Purpose | 3 Industry General Purpose | Contactors Ind | CTI | VCF6GEN | ENCLOSED DISCONNECT SWITCH VARIO VCF 3P | 6078 | 4C | B | PPCTR | 300 | 300 | 205 | 3131
General Purpose | 3 Industry General Purpose | Contactors Ind | CTI | VCFN12GE | 10A MAIN EMERG SWIT ENCLO | 911 | 4C | A | PPCTR | 136 | 86 | 114 | 300
General Purpose | 3 Industry General Purpose | Contactors Ind | CTI | VCFN25GE | 20A MAIN EMERG SWIT ENCLO | 971 | 4C | B | PPCTR
General Purpose | 3 Industry General Purpose | Contactors Ind | CTI | VCFN32GE | 25A MAIN EMERG SWIT ENCLO | 1035 | 4C | B | PPCTR
General Purpose | 3 Industry General Purpose | Contactors Ind | CTI | VCFN40GE | 32A MAIN EMERG SWIT ENCLO | 1162 | 4C | B | PPCTR | 88 | 112 | 138 | 346
General Purpose | 3 Industry General Purpose | Contactors Ind | CTI | VCFXGE1 | EMPTY ENC MAIN EMERG S 32 | 681 | 4C | A | PPCTR | 160 | 145 | 110 | 344
General Purpose | 3 Industry General Purpose | Contactors Ind | CTI | VCFXGE2 | EMPTY ENC MAIN EMERG S 32 | 1035 | 4C | B | PPCTR | 205 | 175 | 200 | 675
General Purpose | 3 Industry General Purpose | Contactors Ind | CTI | VCFXGE4 | ENCLOSURE | 819 | 4C | B | PPCTR | 205 | 165 | 165 | 678
General Purpose | 3 Industry General Purpose | Contactors Ind | CTI | VN20 | BODY 3P DISCON SWITCH 20A | 411 | 4C | B | PPCTR | 120 | 78 | 85 | 116
General Purpose | 3 Industry General Purpose | Contactors Ind | CTI | VVD0 | SWITCH DISCON+HDL 25A | 722 | 4C | B | PPCTR | 83 | 125 | 63 | 182
General Purpose | 3 Industry General Purpose | Contactors Ind | CTI | VZ0 | MAIN CONTACT 25A | 301 | 4C | B | PPCTR | 88 | 38 | 52 | 48
General Purpose | 3 Industry General Purpose | Contactors Ind | CTI | VZ01 | MAIN CONTACT 20A | 287 | 4C | B | PPCTR | 55 | 37 | 90 | 48
General Purpose | 3 Industry General Purpose | Contactors Ind | CTI | VZ02 | MAIN CONTACT 12A | 273 | 4C | B | PPCTR | 37 | 55 | 90 | 48
General Purpose | 3 Industry General Purpose | Contactors Ind | CTI | VZ1 | MAIN CONTACT 32A | 314 | 4C | B | PPCTR | 55 | 37 | 90 | 48
General Purpose | 3 Industry General Purpose | Contactors Ind | CTI | VZ10 | 3 POLE INPUT TERMI- COVER | 126 | 4C | B | PPCTR | 104 | 43 | 74 | 30
General Purpose | 3 Industry General Purpose | Contactors Ind | CTI | VZ11 | NEUTRAL MODULE 40A | 398 | 4C | A | PPCTR | 90 | 55 | 37 | 48
General Purpose | 3 Industry General Purpose | Contactors Ind | CTI | VZ12 | NEUTRAL MODULE 63A | 468 | 4C | A | PPCTR | 88 | 38 | 52 | 86
General Purpose | 3 Industry General Purpose | Contactors Ind | CTI | VZ13 | NEUTRAL MODULE 175A | 828 | 4C | B | PPCTR | 120 | 75 | 70 | 313
General Purpose | 3 Industry General Purpose | Contactors Ind | CTI | VZ14 | PE TERMINAL 40A | 398 | 4C | B | PPCTR | 90 | 55 | 37 | 46
General Purpose | 3 Industry General Purpose | Contactors Ind | CTI | VZ15 | PE TERMINAL 80A | 468 | 4C | B | PPCTR | 90 | 55 | 37 | 81
General Purpose | 3 Industry General Purpose | Contactors Ind | CTI | VZ16 | PE TERMINAL 175A | 828 | 4C | B | PPCTR | 118 | 75 | 75 | 297
General Purpose | 3 Industry General Purpose | Contactors Ind | CTI | VZ17 | SHAFT EXTENSION PIECE | 259 | 4C | A | PPCTR | 265 | 54 | 56 | 88
General Purpose | 3 Industry General Purpose | Contactors Ind | CTI | VZ18 | SHAFT EXTENSION PIECE | 384 | 4C | A | PPCTR | 302 | 51 | 91 | 158
General Purpose | 3 Industry General Purpose | Contactors Ind | CTI | VZ2 | MAIN CONTACT 40A | 343 | 4C | B | PPCTR | 55 | 37 | 90 | 48
General Purpose | 3 Industry General Purpose | Contactors Ind | CTI | VZ20 | CONTACT BLOCK 2N0 | 306 | 4C | A | PPCTR | 90 | 55 | 37 | 54
General Purpose | 3 Industry General Purpose | Contactors Ind | CTI | VZ27 | INPUT TERMINAL COVER 80A | 71 | 4C | B | PPCTR | 70 | 30 | 90 | 6
General Purpose | 3 Industry General Purpose | Contactors Ind | CTI | VZ3 | MAIN CONTACT 63A | 376 | 4C | A | PPCTR | 90 | 55 | 37 | 86
General Purpose | 3 Industry General Purpose | Contactors Ind | CTI | VZ30 | SHAFT EXTENSION PIECE | 329 | 4C | B | PPCTR | 353 | 45 | 54 | 118
General Purpose | 3 Industry General Purpose | Contactors Ind | CTI | VZ31 | SHAFT EXTENSION PIECE | 411 | 4C | A | PPCTR | 420 | 50 | 96 | 206
General Purpose | 3 Industry General Purpose | Contactors Ind | CTI | VZ4 | MAIN CONTACT 80A | 411 | 4C | B | PPCTR | 90 | 55 | 35 | 87
General Purpose | 3 Industry General Purpose | Contactors Ind | CTI | VZ7 | CONTACT BLOCK 1N0+1NC | 306 | 4C | A | PPCTR | 90 | 55 | 37 | 54
General Purpose | 3 Industry General Purpose | Contactors Ind | CTI | VZ8 | 3 POLE INPUT TERMI- COVER | 92 | 4C | B | PPCTR | 68 | 33 | 49 | 8
General Purpose | 3 Industry General Purpose | Contactors Ind | CTI | VZ9 | 3 POLE INPUT TERMI- COVER | 107 | 4C | B | PPCTR | 106 | 30 | 57 | 14
General Purpose | 3 Industry General Purpose | Contactors Ind | CTI | VZN17 | SHAFT EXTENSION PIECE | 259 | 4C | A | PPCTR | 276 | 44 | 51 | 98
General Purpose | 3 Industry General Purpose | Control & Signalling - Easy | COE | XA2EA21 | PB,FLUSH,BLACK,1NO | 115 | D4 | A | IDSIG | 110 | 40 | 160 | 460
General Purpose | 3 Industry General Purpose | Control & Signalling - Easy | COE | XA2EA31 | PB,FLUSH,GREEN,1NO | 115 | D4 | A | IDSIG | 110 | 40 | 160 | 460
General Purpose | 3 Industry General Purpose | Control & Signalling - Easy | COE | XA2EA42 | PB,FLUSH,RED1NC | 92 | D4 | A | IDSIG | 110 | 40 | 160 | 460
General Purpose | 3 Industry General Purpose | Control & Signalling - Easy | COE | XA2EA51 | PB,FLUSH,YELLOW,1NO | 92 | D4 | A | IDSIG | 110 | 40 | 160 | 460
General Purpose | 3 Industry General Purpose | Control & Signalling - Easy | COE | XA2EA61 | PB,FLUSH,BLUE,1NO | 115 | D4 | B | IDSIG | 110 | 40 | 160 | 460
General Purpose | 3 Industry General Purpose | Control & Signalling - Easy | COE | XA2EC31 | PB,MUSHROOM,DIA40,GREEN,1NO | 137 | D4 | B | IDSIG | 110 | 40 | 160 | 660
General Purpose | 3 Industry General Purpose | Control & Signalling - Easy | COE | XA2ED21 | SS,2 POSITION,1NO(SHORT) | 161 | D4 | A | IDSIG | 110 | 40 | 160 | 540
General Purpose | 3 Industry General Purpose | Control & Signalling - Easy | COE | XA2ED25 | SS,2 POSITION,1NO 1NC(SHORT) | 138 | D4 | A | IDSIG | 110 | 40 | 160 | 710
General Purpose | 3 Industry General Purpose | Control & Signalling - Easy | COE | XA2ED33 | SS,3 POSITION,2NO(SHORT) | 172 | D4 | A | IDSIG | 110 | 40 | 160 | 690
General Purpose | 3 Industry General Purpose | Control & Signalling - Easy | COE | XA2ED53 | SS,3 POSITION,2NO,SPRING RETURN(SHORT) | 138 | D4 | B | IDSIG | 110 | 40 | 160 | 690
General Purpose | 3 Industry General Purpose | Control & Signalling - Easy | COE | XA2EG21 | KSS,2 POSITION,1NO,LEFT PULL OUT | 248 | D4 | A | IDSIG | 110 | 40 | 160 | 781
General Purpose | 3 Industry General Purpose | Control & Signalling - Easy | COE | XA2EG33 | KSS,3 POSITION,MIDDLE PULL OUT,2NO | 304 | D4 | B | IDSIG | 110 | 40 | 160 | 931
General Purpose | 3 Industry General Purpose | Control & Signalling - Easy | COE | XA2ES542 | ES,TURN TO RELEASE,DIA40,RED,1NC | 313 | D4 | A | IDSIG | 110 | 40 | 160 | 720
General Purpose | 3 Industry General Purpose | Control & Signalling - Easy | COE | XA2ET42 | ES,PUSH PULL,DIA40,1NC | 250 | D4 | B | IDSIG | 110 | 40 | 160 | 1020
General Purpose | 3 Industry General Purpose | Control & Signalling - Easy | COE | XA2EVB1LC | Medium XA2 Pilot Light, 24v AC/DC, white | 84 | D4 | B | IDSIG | 295 | 80 | 220 | 216
General Purpose | 3 Industry General Purpose | Control & Signalling - Easy | COE | XA2EVB3LC | Medium XA2 Pilot Light, 24v AC/DC, Green | 82 | D4 | A | IDSIG | 295 | 80 | 220 | 216
General Purpose | 3 Industry General Purpose | Control & Signalling - Easy | COE | XA2EVB4LC | Medium XA2 Pilot Light, 24v AC/DC, Red | 82 | D4 | A | IDSIG | 295 | 80 | 220 | 216
General Purpose | 3 Industry General Purpose | Control & Signalling - Easy | COE | XA2EVB5LC | Medium XA2 Pilot Light, 24v AC/DC,Yellow | 82 | D4 | A | IDSIG | 295 | 80 | 220 | 216
General Purpose | 3 Industry General Purpose | Control & Signalling - Easy | COE | XA2EVB6LC | Medium XA2 Pilot Light, 24v AC/DC, Blue | 68 | D4 | B | IDSIG | 295 | 80 | 220 | 216
General Purpose | 3 Industry General Purpose | Control & Signalling - Easy | COE | XA2EVF1LC | Medium XA2 Pilot Light,110v AC, white | 68 | D4 | A | IDSIG | 295 | 80 | 220 | 216
General Purpose | 3 Industry General Purpose | Control & Signalling - Easy | COE | XA2EVF3LC | Medium XA2 Pilot Light,110v AC,Green | 82 | D4 | A | IDSIG | 295 | 80 | 220 | 216
General Purpose | 3 Industry General Purpose | Control & Signalling - Easy | COE | XA2EVF4LC | Medium XA2 Pilot Light,110v AC,Red | 66 | D4 | A | IDSIG | 295 | 80 | 220 | 216
General Purpose | 3 Industry General Purpose | Control & Signalling - Easy | COE | XA2EVF5LC | Medium XA2 Pilot Light,110v AC,yellow | 66 | D4 | A | IDSIG | 295 | 80 | 220 | 216
General Purpose | 3 Industry General Purpose | Control & Signalling - Easy | COE | XA2EVF6LC | Medium XA2 Pilot Light,110v AC,Blue | 68 | D4 | A | IDSIG | 295 | 80 | 220 | 216
General Purpose | 3 Industry General Purpose | Control & Signalling - Easy | COE | XA2EVM1LC | Medium XA2 Pilot Light,220v AC,white | 84 | D4 | A | IDSIG | 295 | 80 | 220 | 216
General Purpose | 3 Industry General Purpose | Control & Signalling - Easy | COE | XA2EVM3LC | Medium XA2 Pilot Light,220v AC,Green | 82 | D4 | A | IDSIG | 295 | 80 | 220 | 216
General Purpose | 3 Industry General Purpose | Control & Signalling - Easy | COE | XA2EVM4LC | Medium XA2 Pilot Light,220v AC,Red | 66 | D4 | A | IDSIG | 295 | 80 | 220 | 216
General Purpose | 3 Industry General Purpose | Control & Signalling - Easy | COE | XA2EVM5LC | Medium XA2 Pilot Light,220v AC,Yellow | 82 | D4 | A | IDSIG | 295 | 80 | 220 | 216
General Purpose | 3 Industry General Purpose | Control & Signalling - Easy | COE | XA2EVM6LC | Medium XA2 Pilot Light,220v AC, Blue | 84 | D4 | A | IDSIG | 295 | 80 | 220 | 216
General Purpose | 3 Industry General Purpose | Control & Signalling - Easy | COE | XA2EVQ1LC | Medium XA2 Pilot Light,<380v AC,white | 111 | D4 | B | IDSIG | 295 | 80 | 220 | 216
General Purpose | 3 Industry General Purpose | Control & Signalling - Easy | COE | XA2EVQ4LC | Medium XA2 Pilot Light,<380v AC,Red | 81 | D4 | B | IDSIG | 295 | 80 | 220 | 216
General Purpose | 3 Industry General Purpose | Control & Signalling - Easy | COE | XA2EVQ5LC | Medium XA2 Pilot Light,<380v AC,Yellow | 81 | D4 | B | IDSIG | 295 | 80 | 220 | 216
General Purpose | 3 Industry General Purpose | Control & Signalling - Easy | COE | XA2EVQ6LC | Medium XA2 Pilot Light,<380v AC, Blue | 111 | D4 | B | IDSIG | 295 | 80 | 220 | 216
General Purpose | 3 Industry General Purpose | Control & Signalling - Easy | COE | XA2EW31B1 | IPB,24VAC/DC.WHITE,1NO | 154 | D4 | B | IDSIG | 110 | 40 | 160 | 600
General Purpose | 3 Industry General Purpose | Control & Signalling - Easy | COE | XA2EW33B1 | IPB,24VAC/DC.GREEN,1NO | 123 | D4 | B | IDSIG | 110 | 40 | 160 | 600
General Purpose | 3 Industry General Purpose | Control & Signalling - Easy | COE | XA2EW33M1 | IPB,220VACGREEN,1NO | 167 | D4 | B | IDSIG | 110 | 40 | 160 | 600
General Purpose | 3 Industry General Purpose | Control & Signalling - Easy | COE | XA2EW34B1 | IPB,24VAC/DC.RED,1NO | 154 | D4 | B | IDSIG | 110 | 40 | 160 | 600
General Purpose | 3 Industry General Purpose | Control & Signalling - Easy | COE | XA2EW34M1 | IPB,220VAC.RED,1NO | 167 | D4 | A | IDSIG | 110 | 40 | 160 | 600
General Purpose | 3 Industry General Purpose | Control & Signalling - Easy | COE | XA2EW35B1 | IPB,24VAC/DC.YELLOW,1NO | 123 | D4 | B | IDSIG | 110 | 40 | 160 | 600
General Purpose | 3 Industry General Purpose | Control & Signalling - Easy | COE | XA2EW35M1 | IPB,220VAC.YELLOW,1NO | 167 | D4 | B | IDSIG | 110 | 40 | 160 | 600
General Purpose | 3 Industry General Purpose | Control & Signalling - Easy | COE | XA2EW36B1 | IPB,24VAC/DC.BLUE,1NO | 123 | D4 | B | IDSIG | 110 | 40 | 160 | 600
General Purpose | 3 Industry General Purpose | Control & Signalling - Easy | COE | XVGB2 | T LIGHT 2 STG RG24V MNTG W. L BRCKT | 1171 | D4 | B | IDSIG | 130 | 85 | 158 | 510
General Purpose | 3 Industry General Purpose | Control & Signalling - Easy | COE | XVGB3H | T LIGHT 3 STG RAG24V MNTG W. FIX PLT | 1456 | D4 | B | IDSIG
General Purpose | 3 Industry General Purpose | Control & Signalling - Easy | COE | XVGB4SW | T LIGHT 2 STG RG24V BUZ MNTG W. F BRCKT | 1566 | D4 | B | IDSIG | 85 | 75 | 310 | 401
General Purpose | 3 Industry General Purpose | Control & Signalling - Easy | COE | ZA2EE101 | CONTACTBLOCK,1NO | 55 | D4 | A | IDSIG | 110 | 40 | 160 | 180
General Purpose | 3 Industry General Purpose | Control & Signalling - Easy | COE | ZA2EE102 | CONTACTBLOCK,1NC | 55 | D4 | A | IDSIG | 110 | 40 | 160 | 190
General Purpose | 3 Industry General Purpose | Control & Signalling - Optimum | COS | 9001K35 | 30MM JOYSTICK 5 POSITION | 2167 | 6O | B | IDSIG
General Purpose | 3 Industry General Purpose | Control & Signalling - Optimum | COS | 9001K3L35LYAH13 | PUSHBUTTON 600VAC 10AMP 30MM TYPE K OPTI | 1943 | 6O | B | IDSIG
General Purpose | 3 Industry General Purpose | Control & Signalling - Optimum | COS | 9001K71 | 30MM JOYSTICK 2 POSITION | 1767 | 6O | B | IDSIG
General Purpose | 3 Industry General Purpose | Control & Signalling - Optimum | COS | 9001KA1 | BLOQUE CONTACTO NANC | 362 | 6O | A | IDSIG
General Purpose | 3 Industry General Purpose | Control & Signalling - Optimum | COS | 9001KA2 | 30MM CONTACT BLOCK 1N/O | 191 | 6O | A | IDSIG
General Purpose | 3 Industry General Purpose | Control & Signalling - Optimum | COS | 9001KA3 | 30MM CONTACT BLOCK 1N/C | 191 | 6O | B | IDSIG
General Purpose | 3 Industry General Purpose | Control & Signalling - Optimum | COS | 9001KA4 | 30MM CONTACT BLOCK 1N/O EARLY CLOSING | 378 | 6O | B | IDSIG
General Purpose | 3 Industry General Purpose | Control & Signalling - Optimum | COS | 9001KN201 | 30MM LEGEND PLATE - START | 71 | 6O | B | IDSIG
General Purpose | 3 Industry General Purpose | Control & Signalling - Optimum | COS | 9001KN202 | 30MM LEGEND PLATE - STOP RED | 71 | 6O | B | IDSIG
General Purpose | 3 Industry General Purpose | Control & Signalling - Optimum | COS | 9001KN205 | 30MM LEGEND PLATE - EMERG STOP RED | 65 | 6O | B | IDSIG
General Purpose | 3 Industry General Purpose | Control & Signalling - Optimum | COS | 9001KN8330 | PUSHBUTTON LEGEND PLATE 30MM K | 86 | 6O | B | IDSIG
General Purpose | 3 Industry General Purpose | Control & Signalling - Optimum | COS | 9001KP35L9 | PILOT LIGHT 28V 30MM TYPE K +OPTIONS | 1254 | 6O | B | IDSIG
General Purpose | 3 Industry General Purpose | Control & Signalling - Optimum | COS | 9001KR16H13 | 30mm TTR Mushroom, 1 C/O | 1360 | 6O | B | IDSIG
General Purpose | 3 Industry General Purpose | Control & Signalling - Optimum | COS | 9001KR16H2 | 30MM PUSHBUTTON | 1623 | 6O | B | IDSIG
General Purpose | 3 Industry General Purpose | Control & Signalling - Optimum | COS | 9001KR1BH13 | PUSHBUTTON 600VAC 10A 30MM TYPE K | 611 | 6O | B | IDSIG
General Purpose | 3 Industry General Purpose | Control & Signalling - Optimum | COS | 9001KR1GH13 | PUSH BUTTON 600VAC 10A 30MM T-K | 611 | 6O | B | IDSIG
General Purpose | 3 Industry General Purpose | Control & Signalling - Optimum | COS | 9001KR1GH5 | GREEN PUSHBUT TO N AND 30 FLUSH SPRING R | 467 | 6O | B | IDSIG
General Purpose | 3 Industry General Purpose | Control & Signalling - Optimum | COS | 9001KR1RH13 | PUSH BUTTON 600VAC 10A 30MM T-K | 598 | 6O | B | IDSIG
General Purpose | 3 Industry General Purpose | Control & Signalling - Optimum | COS | 9001KR1U | 30MM PUSH BUTTON FULL GUARD | 400 | 6O | B | IDSIG
General Purpose | 3 Industry General Purpose | Control & Signalling - Optimum | COS | 9001KR1UH13 | PUSHBUTTON 600VAC 10A 30MM TYPE K | 560 | 6O | A | IDSIG
General Purpose | 3 Industry General Purpose | Control & Signalling - Optimum | COS | 9001KR1UH5 | PUSH BUTTON 600VAC 10A 30MM T-K | 610 | 6O | B | IDSIG
General Purpose | 3 Industry General Purpose | Control & Signalling - Optimum | COS | 9001KR24BH13 | PUSH BUTTON 600VAC 10A 30MM T-K | 1246 | 6O | B | IDSIG
General Purpose | 3 Industry General Purpose | Control & Signalling - Optimum | COS | 9001KR2UH13 | PUSH BUTTON 600VAC 10A 30MM T-K | 599 | 6O | B | IDSIG
General Purpose | 3 Industry General Purpose | Control & Signalling - Optimum | COS | 9001KR3U | 30MM PUSH BUTTON NO GUARD | 387 | 6O | B | IDSIG
General Purpose | 3 Industry General Purpose | Control & Signalling - Optimum | COS | 9001KR9R94H13 | PUSHBUTTON 30MM K | 1482 | 6O | B | IDSIG
General Purpose | 3 Industry General Purpose | Control & Signalling - Optimum | COS | 9001KR9RH6 | 30MM PUSH-PULL OPERATOR RED KNOB | 733 | 6O | B | IDSIG
General Purpose | 3 Industry General Purpose | Control & Signalling - Optimum | COS | 9001KS11B | 30MM SELECTOR SWITCH 2 POSITION | 933 | 6O | B | IDSIG
General Purpose | 3 Industry General Purpose | Control & Signalling - Optimum | COS | 9001KS11BH13 | SELECTOR SWITCH 600VAC 10A 30MM TYPE K | 1045 | 6O | B | IDSIG
General Purpose | 3 Industry General Purpose | Control & Signalling - Optimum | COS | 9001KS11FB | SEL COMP 2 POS MAN | 804 | 6O | B | IDSIG
General Purpose | 3 Industry General Purpose | Control & Signalling - Optimum | COS | 9001KS11FBH13 | SELECTOR SWITCH 600VAC 10A 30MM T-K | 1222 | 6O | B | IDSIG
General Purpose | 3 Industry General Purpose | Control & Signalling - Optimum | COS | 9001KS11K1R | SELECTOR SWITCH OPERATOR 30MM T-K | 1501 | 6O | B | IDSIG
General Purpose | 3 Industry General Purpose | Control & Signalling - Optimum | COS | 9001KS43FBH13 | SELECTOR SWITCH 600VAC 10A 30MM T-K | 990 | 6O | B | IDSIG
General Purpose | 3 Industry General Purpose | Control & Signalling - Optimum | COS | 9001KS53FB | SEL COM 3 POS AUT | 1024 | 6O | B | IDSIG
General Purpose | 3 Industry General Purpose | Control & Signalling - Optimum | COS | 9001KS53FBH2 | B. TOURNANT 3 POS. RAPPE | 1820 | 6O | B | IDSIG
General Purpose | 3 Industry General Purpose | Control & Signalling - Optimum | COS | 9001KU1 | 30MM BLACK BOOT FOR NON-ILLUM PB | 215 | 6O | B | IDSIG
General Purpose | 3 Industry General Purpose | Control & Signalling - Optimum | COS | 9001KU17 | 30MM CLEAR BOOT FOR SELECTOR SW | 409 | 6O | B | IDSIG
General Purpose | 3 Industry General Purpose | Control & Signalling - Optimum | COS | 9001KY1 | 30MM CONTROL STATION 1HOLE ALUMINUM | 1520 | 6O | B | IDSIG
General Purpose | 3 Industry General Purpose | Control & Signalling - Optimum | COS | 9001KY2 | 30MM CONTROL STATION 2HOLE ALUMINUM | 1689 | 6O | B | IDSIG
General Purpose | 3 Industry General Purpose | Control & Signalling - Optimum | COS | 9001KYSS2 | CAJA INOX 2 TALADROS | 2993 | 6O | B | IDSIG
General Purpose | 3 Industry General Purpose | Control & Signalling - Optimum | COS | DL1BDM4 | LED CLUSTER 230V RED | 1149 | 6O | B | IDSIG | 35 | 58 | 45 | 12
General Purpose | 3 Industry General Purpose | Control & Signalling - Optimum | COS | DL1BEB | BA15D 24V 7W LAMP | 91 | 6O | B | IDSIG | 130 | 52 | 64 | 84
General Purpose | 3 Industry General Purpose | Control & Signalling - Optimum | COS | DL1BLB | BA15D 24V 10W LAMP | 63 | 6O | B | IDSIG | 132 | 50 | 64 | 82
General Purpose | 3 Industry General Purpose | Control & Signalling - Optimum | COS | DL1CE024 | LONG LIFE BULB | 25 | 6O | B | IDSIG | 108 | 36 | 37 | 26
General Purpose | 3 Industry General Purpose | Control & Signalling - Optimum | COS | DL1CE130 | BULB BA9S 130VACDC 2.4W | 50 | 6O | B | IDSIG | 105 | 35 | 45 | 29
General Purpose | 3 Industry General Purpose | Control & Signalling - Optimum | COS | DL1CJ0241 | WHITE LED BULB FOR SIGNALLING BA 9S 24 V | 466 | 6O | B | IDSIG | 110 | 34 | 45 | 28
General Purpose | 3 Industry General Purpose | Control & Signalling - Optimum | COS | K10F003UCH | CAM CHANGEOVER SWITCH 3POLE 60ｰ 10 A FOR | 847 | 6O | B | IDSIG
General Purpose | 3 Industry General Purpose | Control & Signalling - Optimum | COS | K1C003QLH | LP CAM SWITCH | 808 | 6O | B | IDSIG
General Purpose | 3 Industry General Purpose | Control & Signalling - Optimum | COS | K1D004NLH | LP CAM SWITCH | 440 | 6O | B | IDSIG
General Purpose | 3 Industry General Purpose | Control & Signalling - Optimum | COS | K1D024MLH | LP CAM SWITCH | 529 | 6O | B | IDSIG
General Purpose | 3 Industry General Purpose | Control & Signalling - Optimum | COS | K1E005NLH | COMPL. CAMSWITCH DIA 22 | 641 | 6O | B | IDSIG
General Purpose | 3 Industry General Purpose | Control & Signalling - Optimum | COS | K1F027MLH | LP CAM SWITCH | 921 | 6O | B | IDSIG
General Purpose | 3 Industry General Purpose | Control & Signalling - Optimum | COS | Q99900901 | KEY 1 PIECE | 60 | 6O | A | IDSIG | 42 | 2 | 20 | 6
General Purpose | 3 Industry General Purpose | Control & Signalling - Optimum | COS | XACA009 | PADLOCK ATTACHMENT | 33 | 6O | A | IDSIG | 83 | 12 | 70 | 8
General Purpose | 3 Industry General Purpose | Control & Signalling - Optimum | COS | XACA02 | EMPTY PENDANT CONTROL STATION XACA 2 VER | 1114 | 6O | B | IDSIG | 342 | 84 | 88 | 450
General Purpose | 3 Industry General Purpose | Control & Signalling - Optimum | COS | XACA03 | EMPTY PENDANT CONTROL STATION XACA 3 VER | 1046 | 6O | B | IDSIG | 342 | 84 | 90 | 482
General Purpose | 3 Industry General Purpose | Control & Signalling - Optimum | COS | XACA04 | EMPTY PENDANT CONTROL STATION XACA 4 VER | 1410 | 6O | A | IDSIG | 442 | 86 | 90 | 604
General Purpose | 3 Industry General Purpose | Control & Signalling - Optimum | COS | XACA06 | EMPTY PENDANT CONTROL STATION XACA 6 VER | 1513 | 6O | B | IDSIG | 564 | 84 | 90 | 736
General Purpose | 3 Industry General Purpose | Control & Signalling - Optimum | COS | XACA08 | PUSHBUTTON STATION | 1709 | 6O | B | IDSIG | 564 | 84 | 88 | 836
General Purpose | 3 Industry General Purpose | Control & Signalling - Optimum | COS | XACA201 | PUSHBUTTON STATION | 1761 | 6O | B | IDSIG | 321 | 64 | 104 | 254
General Purpose | 3 Industry General Purpose | Control & Signalling - Optimum | COS | XACA217 | PUSHBUTTON STATION | 1235 | 6O | B | IDSIG
General Purpose | 3 Industry General Purpose | Control & Signalling - Optimum | COS | XACA271 | PENDANT STATION XACA 2 PUSH BUT TO NS | 1633 | 6O | B | IDSIG | 345 | 90 | 85 | 507
General Purpose | 3 Industry General Purpose | Control & Signalling - Optimum | COS | XACA2713 | PENDANT STATION XACA 2 PUSH BUT TO NS 1 | 1634 | 6O | B | IDSIG | 516 | 98 | 110 | 636
General Purpose | 3 Industry General Purpose | Control & Signalling - Optimum | COS | XACA281 | PENDANT STATION XACA 2 PUSH BUT TO NS | 2368 | 6O | A | IDSIG | 345 | 85 | 90 | 540
General Purpose | 3 Industry General Purpose | Control & Signalling - Optimum | COS | XACA2813 | PENDANT STATION XACA 2 PUSH BUT TO NS 1 | 1557 | 6O | B | IDSIG
General Purpose | 3 Industry General Purpose | Control & Signalling - Optimum | COS | XACA4713 | PENDANT STATION XACA 4 PUSH BUT TO NS 1 | 3128 | 6O | B | IDSIG | 520 | 104 | 112 | 786
General Purpose | 3 Industry General Purpose | Control & Signalling - Optimum | COS | XACA47141 | PENDANT STATION XACA 4 PUSH BUT TO NS 1 | 3740 | 6O | B | IDSIG | 350 | 85 | 90 | 600
General Purpose | 3 Industry General Purpose | Control & Signalling - Optimum | COS | XACA481 | PENDANT STATION XACA 4 PUSH BUT TO NS | 3116 | 6O | B | IDSIG | 445 | 84 | 92 | 766
General Purpose | 3 Industry General Purpose | Control & Signalling - Optimum | COS | XACA4813 | PENDANT STATION XACA 4 PUSH BUT TO NS 1 | 3156 | 6O | B | IDSIG | 570 | 85 | 90 | 1000
General Purpose | 3 Industry General Purpose | Control & Signalling - Optimum | COS | XACA49131 | PENDANT STATION XACA 4 PUSH BUT TO NS 1 | 4147 | 6O | B | IDSIG | 500 | 80 | 90 | 720
General Purpose | 3 Industry General Purpose | Control & Signalling - Optimum | COS | XACA68131 | PENDANT STATION XACA 6 PUSH BUT TO NS 1 | 6738 | 6O | B | IDSIG | 700 | 100 | 110 | 1248
General Purpose | 3 Industry General Purpose | Control & Signalling - Optimum | COS | XACA881 | PENDANT STATION XACA 8 PUSH BUT TO NS | 4563 | 6O | B | IDSIG | 570 | 85 | 88 | 1156
General Purpose | 3 Industry General Purpose | Control & Signalling - Optimum | COS | XACA9411 | ROUND HEAD FOR PUSHBUT TO N SPRING RETUR | 121 | 6O | B | IDSIG | 126 | 37 | 79 | 98
General Purpose | 3 Industry General Purpose | Control & Signalling - Optimum | COS | XACA9412 | ROUND HEAD FOR PUSHBUT TO N SPRING RETUR | 121 | 6O | A | IDSIG | 128 | 33 | 97 | 96
General Purpose | 3 Industry General Purpose | Control & Signalling - Optimum | COS | XACA9413 | ROUND HEAD FOR PUSHBUT TO N SPRING RETUR | 121 | 6O | B | IDSIG | 140 | 30 | 170 | 96
General Purpose | 3 Industry General Purpose | Control & Signalling - Optimum | COS | XACA9414 | ROUND HEAD FOR PUSHBUT TO N SPRING RETUR | 121 | 6O | B | IDSIG | 95 | 110 | 25 | 95
General Purpose | 3 Industry General Purpose | Control & Signalling - Optimum | COS | XACA9415 | ROUND HEAD FOR PUSHBUT TO N SPRING RETUR | 121 | 6O | B | IDSIG | 140 | 111 | 50 | 91
General Purpose | 3 Industry General Purpose | Control & Signalling - Optimum | COS | XACA9416 | ROUND HEAD FOR PUSHBUT TO N SPRING RETUR | 121 | 6O | B | IDSIG | 140 | 40 | 120 | 94
General Purpose | 3 Industry General Purpose | Control & Signalling - Optimum | COS | XACA982 | GUARD | 233 | 6O | B | IDSIG | 89 | 38 | 72 | 34
General Purpose | 3 Industry General Purpose | Control & Signalling - Optimum | COS | XACB04 | EMPTY PENDANT CONTROL STATION XACB 4 VER | 2329 | 6O | B | IDSIG | 95 | 525 | 105 | 1023
General Purpose | 3 Industry General Purpose | Control & Signalling - Optimum | COS | XACB06 | EMPTY PENDANT CONTROL STATION XACB 6 VER | 2482 | 6O | B | IDSIG | 750 | 93 | 100 | 1245
General Purpose | 3 Industry General Purpose | Control & Signalling - Optimum | COS | XACB08 | EMPTY PENDANT CONTROL STATION XACB 8 VER | 2711 | 6O | B | IDSIG | 105 | 95 | 750 | 1360
General Purpose | 3 Industry General Purpose | Control & Signalling - Optimum | COS | XACB12 | PUSHBUTTON STATION | 3220 | 6O | B | IDSIG | 162 | 92 | 662 | 1590
General Purpose | 3 Industry General Purpose | Control & Signalling - Optimum | COS | XACB901 | COLOURED CAPSULE | 30 | 6O | B | IDSIG | 50 | 70 | 15 | 11
General Purpose | 3 Industry General Purpose | Control & Signalling - Optimum | COS | XACB902 | COLOURED CAPSULE | 30 | 6O | A | IDSIG | 140 | 10 | 90 | 10
General Purpose | 3 Industry General Purpose | Control & Signalling - Optimum | COS | XACB9112 | PUSHBUTTON HEAD | 84 | 6O | B | IDSIG | 130 | 30 | 180 | 65
General Purpose | 3 Industry General Purpose | Control & Signalling - Optimum | COS | XACB921 | RUBBER BOOT | 47 | 6O | A | IDSIG | 140 | 30 | 145 | 43
General Purpose | 3 Industry General Purpose | Control & Signalling - Optimum | COS | XACB922 | RUBBER BOOT | 176 | 6O | B | IDSIG | 120 | 80 | 120 | 37
General Purpose | 3 Industry General Purpose | Control & Signalling - Optimum | COS | XACS102 | SPRING RETURN CONTACT BLOCK 1 NC BASE MO | 510 | 6O | B | IDSIG | 61 | 41 | 51 | 38
General Purpose | 3 Industry General Purpose | Control & Signalling - Optimum | COS | XALD01 | 1 P.B EMPTY CONT. BOX | 378 | 6O | A | IDSIG | 72 | 76 | 70 | 116
General Purpose | 3 Industry General Purpose | Control & Signalling - Optimum | COS | XALD02 | CAJA VACIA 2 TALADROS | 410 | 6O | A | IDSIG | 110 | 78 | 70 | 186
General Purpose | 3 Industry General Purpose | Control & Signalling - Optimum | COS | XALD03 | 3 P.B EMPTY CONT. BOX | 493 | 6O | A | IDSIG | 138 | 78 | 72 | 226
General Purpose | 3 Industry General Purpose | Control & Signalling - Optimum | COS | XALD04 | CAJA VACIA 4 TALADROS | 703 | 6O | A | IDSIG | 168 | 78 | 72 | 264
General Purpose | 3 Industry General Purpose | Control & Signalling - Optimum | COS | XALD05 | 5 P.B EMPTY CONT. BOX | 943 | 6O | B | IDSIG | 200 | 76 | 72 | 306
General Purpose | 3 Industry General Purpose | Control & Signalling - Optimum | COS | XALD101H29 | 1 PUSH BUTTON CONTROL BO | 460 | 6O | B | IDSIG | 70 | 100 | 70 | 140
General Purpose | 3 Industry General Purpose | Control & Signalling - Optimum | COS | XALD102 | 1 PUSH BUTTON CONTROL BO | 611 | 6O | A | IDSIG | 92 | 72 | 72 | 138
General Purpose | 3 Industry General Purpose | Control & Signalling - Optimum | COS | XALD103 | 1 PUSH BUTTON CONTROL BO | 611 | 6O | B | IDSIG | 70 | 98 | 70 | 139
General Purpose | 3 Industry General Purpose | Control & Signalling - Optimum | COS | XALD114 | 1 PUSH BUTTON CONTROL BO | 611 | 6O | B | IDSIG | 63 | 68 | 68 | 156
General Purpose | 3 Industry General Purpose | Control & Signalling - Optimum | COS | XALD134 | SELECTOR SWITCH CONT. BOX | 775 | 6O | B | IDSIG | 98 | 72 | 74 | 146
General Purpose | 3 Industry General Purpose | Control & Signalling - Optimum | COS | XALD144 | SELECTOR SWITCH CONT. BOX | 1043 | 6O | B | IDSIG | 72 | 72 | 94 | 188
General Purpose | 3 Industry General Purpose | Control & Signalling - Optimum | COS | XALD213 | 2 PUSH BUTTONS CONT. BOX | 961 | 6O | A | IDSIG | 110 | 100 | 70 | 225
General Purpose | 3 Industry General Purpose | Control & Signalling - Optimum | COS | XALD215 | 2 PUSH BUTTONS CONT. BOX | 946 | 6O | A | IDSIG | 110 | 98 | 70 | 225
General Purpose | 3 Industry General Purpose | Control & Signalling - Optimum | COS | XALD222 | 2 PUSH BUTTONS CONT. BOX | 957 | 6O | A | IDSIG | 110 | 98 | 70 | 224
General Purpose | 3 Industry General Purpose | Control & Signalling - Optimum | COS | XALD311 | 3 PUSH BUTTONS CONT. BOX | 1099 | 6O | B | IDSIG | 142 | 72 | 100 | 292
General Purpose | 3 Industry General Purpose | Control & Signalling - Optimum | COS | XALD324 | 3 PUSH BUTTONS CONT BOX | 1401 | 6O | B | IDSIG | 142 | 72 | 98 | 292
General Purpose | 3 Industry General Purpose | Control & Signalling - Optimum | COS | XALD339 | 3 PUSH BUTTONS CONT BOX | 1406 | 6O | B | IDSIG | 142 | 72 | 96 | 290
General Purpose | 3 Industry General Purpose | Control & Signalling - Optimum | COS | XALD363M | 2 P.B. + LIGHT CONT. BOX | 1756 | 6O | B | IDSIG | 100 | 141 | 71 | 294
General Purpose | 3 Industry General Purpose | Control & Signalling - Optimum | COS | XALE1 | CAJA VACIA XALE 1 TALADRO | 164 | 6O | B | IDSIG
General Purpose | 3 Industry General Purpose | Control & Signalling - Optimum | COS | XALE1011 | ENCLOSURE GREEN PB 1 NO | 205 | 6O | B | IDSIG | 115 | 95 | 80 | 103
General Purpose | 3 Industry General Purpose | Control & Signalling - Optimum | COS | XALEK1701 | CTRL STATION, EMERGENCY SWITCHING OFF | 683 | 6O | B | IDSIG
General Purpose | 3 Industry General Purpose | Control & Signalling - Optimum | COS | XALEK1702 | CTRL STATION, EMERGENCY SWITCHING OFF | 735 | 6O | B | IDSIG
General Purpose | 3 Industry General Purpose | Control & Signalling - Optimum | COS | XALK01 | 1 P.B.EMPTY YELL.CONT.BOX | 439 | 6O | A | IDSIG | 72 | 74 | 70 | 116
General Purpose | 3 Industry General Purpose | Control & Signalling - Optimum | COS | XALK01H29 | YELLOW CONTROL STATION 1 HOLE MARK EMERG | 414 | 6O | B | IDSIG
General Purpose | 3 Industry General Purpose | Control & Signalling - Optimum | COS | XALK178 | CONTROL STATION EMERGENCY STOP FUNCTION | 1111 | 6O | A | IDSIG | 98 | 70 | 74 | 158
General Purpose | 3 Industry General Purpose | Control & Signalling - Optimum | COS | XALK178E | CAJA 1 PULS.EMERGENCIA C.FRAUDESNC+NA | 1279 | 6O | B | IDSIG | 98 | 68 | 74 | 168
General Purpose | 3 Industry General Purpose | Control & Signalling - Optimum | COS | XALK178W3B140G | ILLUMINATED EMERGENCY STOP CONTROL BOX | 1479 | 6O | B | IDSIG
General Purpose | 3 Industry General Purpose | Control & Signalling - Optimum | COS | XALK188 | CONTROL STATION EMERGENCY STOP | 1043 | 6O | B | IDSIG | 98 | 66 | 72 | 186
General Purpose | 3 Industry General Purpose | Control & Signalling - Optimum | COS | XALK188E | EMERGENCY STOP CONT. BOX | 1075 | 6O | B | IDSIG | 70 | 97 | 70 | 195
General Purpose | 3 Industry General Purpose | Control & Signalling - Optimum | COS | XALK198 | CONTROL STATION EMERGENCY STOP FUNCTION | 1162 | 6O | B | IDSIG | 71 | 97 | 71 | 170
General Purpose | 3 Industry General Purpose | Control & Signalling - Optimum | COS | XALK84W3BE | ILL. EMERGENCY STOP CONTROL BOX 24V W/R | 1299 | 6O | A | IDSIG
General Purpose | 3 Industry General Purpose | Control & Signalling - Optimum | COS | XAPA1110 | PUSHBUTTON STATION | 1089 | 6O | B | IDSIG | 154 | 90 | 130 | 508
General Purpose | 3 Industry General Purpose | Control & Signalling - Optimum | COS | XAPA1120 | PUSHBUTTON STATION | 1089 | 6O | B | IDSIG | 154 | 88 | 128 | 508
General Purpose | 3 Industry General Purpose | Control & Signalling - Optimum | COS | XAPA2100 | PUSHBUTTON STATION | 1435 | 6O | B | IDSIG | 230 | 134 | 88 | 698
General Purpose | 3 Industry General Purpose | Control & Signalling - Optimum | COS | XAPS11111N | INVIOLABLE STATION IN PROJECTION 2 F | 1769 | 6O | B | IDSIG | 100 | 65 | 80 | 444
General Purpose | 3 Industry General Purpose | Control & Signalling - Optimum | COS | XAWF210EX | METAL ATEX PUSHBUTTON STATION | 7383 | 6O | B | IDSIG | 235 | 135 | 90 | 1209
General Purpose | 3 Industry General Purpose | Control & Signalling - Optimum | COS | XB4BA21 | PUSHBUTTON | 264 | 6O | A | IDSIG | 86 | 50 | 34 | 82
General Purpose | 3 Industry General Purpose | Control & Signalling - Optimum | COS | XB4BA31 | PUSHBUTTON | 264 | 6O | A | IDSIG | 86 | 50 | 34 | 80
General Purpose | 3 Industry General Purpose | Control & Signalling - Optimum | COS | XB4BA3311 | PUSHBUTTON | 281 | 6O | B | IDSIG | 54 | 88 | 34 | 79
General Purpose | 3 Industry General Purpose | Control & Signalling - Optimum | COS | XB4BA3341 | PUSHBUTTON | 284 | 6O | B | IDSIG | 54 | 88 | 34 | 79
General Purpose | 3 Industry General Purpose | Control & Signalling - Optimum | COS | XB4BA3351 | PUSHBUTTON | 284 | 6O | B | IDSIG | 54 | 88 | 34 | 78
General Purpose | 3 Industry General Purpose | Control & Signalling - Optimum | COS | XB4BA42 | PUSHBUTTON | 264 | 6O | A | IDSIG | 86 | 50 | 34 | 80
General Purpose | 3 Industry General Purpose | Control & Signalling - Optimum | COS | XB4BA51 | PUSHBUTTON | 264 | 6O | A | IDSIG | 88 | 34 | 50 | 78
General Purpose | 3 Industry General Purpose | Control & Signalling - Optimum | COS | XB4BA61 | PUSHBUTTON | 283 | 6O | A | IDSIG | 54 | 88 | 34 | 79
General Purpose | 3 Industry General Purpose | Control & Signalling - Optimum | COS | XB4BA922 | RESET XB4B PUSHBUTTON | 641 | 6O | B | IDSIG | 80 | 220 | 35 | 704
General Purpose | 3 Industry General Purpose | Control & Signalling - Optimum | COS | XB4BC21GEX | AEx BLACK MUSHROOM | 1223 | 6O | B | IDSIG
General Purpose | 3 Industry General Purpose | Control & Signalling - Optimum | COS | XB4BD21 | BLACK SELEC TO R SWITCH DIAM 2 | 424 | 6O | A | IDSIG | 82 | 50 | 34 | 94
General Purpose | 3 Industry General Purpose | Control & Signalling - Optimum | COS | XB4BD25 | BLACK SELEC TO R SWITCH DIAM 2 | 552 | 6O | A | IDSIG | 84 | 50 | 34 | 124
General Purpose | 3 Industry General Purpose | Control & Signalling - Optimum | COS | XB4BD33 | BLACK SELEC TO R SWITCH DIAM 2 | 505 | 6O | A | IDSIG | 86 | 50 | 34 | 106
General Purpose | 3 Industry General Purpose | Control & Signalling - Optimum | COS | XB4BD41 | SELECTOR SWITCH | 424 | 6O | B | IDSIG | 54 | 33 | 34 | 101
General Purpose | 3 Industry General Purpose | Control & Signalling - Optimum | COS | XB4BD53 | BLACK SELEC TO R SWITCH DIAM 2 | 543 | 6O | A | IDSIG | 88 | 50 | 36 | 98
General Purpose | 3 Industry General Purpose | Control & Signalling - Optimum | COS | XB4BD912R100K | Head and potentiometer R100K | 1112 | 6O | B | IDSIG | 88 | 53 | 43 | 105
General Purpose | 3 Industry General Purpose | Control & Signalling - Optimum | COS | XB4BD912R10K | Head and potentiometer R10K | 1190 | 6O | B | IDSIG | 88 | 53 | 43 | 105
General Purpose | 3 Industry General Purpose | Control & Signalling - Optimum | COS | XB4BD912R47K | Head and potentiometer R47K | 1112 | 6O | B | IDSIG | 88 | 53 | 43 | 104
General Purpose | 3 Industry General Purpose | Control & Signalling - Optimum | COS | XB4BD912R4K7 | Head and potentiometer R4K7 | 1112 | 6O | B | IDSIG | 88 | 53 | 43 | 105
General Purpose | 3 Industry General Purpose | Control & Signalling - Optimum | COS | XB4BG03 | BLACK SELEC TO R SWITCH DIAM 22 KEYLOCK | 1023 | 6O | B | IDSIG | 33 | 86 | 52 | 159
General Purpose | 3 Industry General Purpose | Control & Signalling - Optimum | COS | XB4BG21 | BLACK SELEC TO R SWITCH DIAM 22 KEYLOCK | 855 | 6O | A | IDSIG | 84 | 36 | 50 | 152
General Purpose | 3 Industry General Purpose | Control & Signalling - Optimum | COS | XB4BG33 | BLACK SELEC TO R SWITCH DIAM 22 KEYLOCK | 937 | 6O | B | IDSIG | 33 | 86 | 52 | 160
General Purpose | 3 Industry General Purpose | Control & Signalling - Optimum | COS | XB4BG41 | BLACK SELEC TO R SWITCH DIAM 22 KEYLOCK | 914 | 6O | A | IDSIG | 86 | 34 | 50 | 150
General Purpose | 3 Industry General Purpose | Control & Signalling - Optimum | COS | XB4BG61 | SELECTOR 2POS.NA | 855 | 6O | B | IDSIG | 90 | 36 | 50 | 152
General Purpose | 3 Industry General Purpose | Control & Signalling - Optimum | COS | XB4BK123B5 | GREEN ILLUMINATED SELEC TO R SWITCH DIAM | 710 | 6O | B | IDSIG | 86 | 36 | 54 | 110
General Purpose | 3 Industry General Purpose | Control & Signalling - Optimum | COS | XB4BK123M5 | GREEN ILLUMINATED SELEC TO R S | 872 | 6O | B | IDSIG | 33 | 87 | 52 | 111
General Purpose | 3 Industry General Purpose | Control & Signalling - Optimum | COS | XB4BL42 | PUSHBUTTON | 315 | 6O | A | IDSIG | 54 | 88 | 34 | 79
General Purpose | 3 Industry General Purpose | Control & Signalling - Optimum | COS | XB4BL73415 | COMPLETE METAL DOUBLE HEADED PUSHBUTTONS | 569 | 6O | A | IDSIG | 86 | 36 | 52 | 116
General Purpose | 3 Industry General Purpose | Control & Signalling - Optimum | COS | XB4BP181EX | ATEX PUSHBUTTON | 1295 | 6O | B | IDSIG | 200 | 45 | 160 | 90
General Purpose | 3 Industry General Purpose | Control & Signalling - Optimum | COS | XB4BP21 | PUSHBUTTON | 371 | 6O | B | IDSIG | 54 | 88 | 34 | 84
General Purpose | 3 Industry General Purpose | Control & Signalling - Optimum | COS | XB4BP31EX | ATEX PUSHBUTTON | 698 | 6O | B | IDSIG | 200 | 35 | 140 | 94
General Purpose | 3 Industry General Purpose | Control & Signalling - Optimum | COS | XB4BP31GEX | AEx PUSHBUTTON GREEN WITH BOOT | 1223 | 6O | B | IDSIG
General Purpose | 3 Industry General Purpose | Control & Signalling - Optimum | COS | XB4BP42EX | ATEX PUSHBUTTON | 698 | 6O | B | IDSIG | 200 | 35 | 140 | 92
General Purpose | 3 Industry General Purpose | Control & Signalling - Optimum | COS | XB4BP42GEX | AEx PUSHBUTTON RED WITH BOOT | 1223 | 6O | B | IDSIG
General Purpose | 3 Industry General Purpose | Control & Signalling - Optimum | COS | XB4BP51 | PUSHBUTTON | 347 | 6O | B | IDSIG | 54 | 88 | 34 | 83
General Purpose | 3 Industry General Purpose | Control & Signalling - Optimum | COS | XB4BP51GEX | AEx PUSHBUTTON YELLOW WITH BOOT | 1223 | 6O | B | IDSIG
General Purpose | 3 Industry General Purpose | Control & Signalling - Optimum | COS | XB4BP61GEX | AEx PUSHBUTTON BLUE WITH BOOT | 1223 | 6O | B | IDSIG
General Purpose | 3 Industry General Purpose | Control & Signalling - Optimum | COS | XB4BS8445 | RED EMERGENCY STOP TRIGGER ISO13850 TURN | 750 | 6O | A | IDSIG | 88 | 52 | 44 | 133
General Purpose | 3 Industry General Purpose | Control & Signalling - Optimum | COS | XB4BS8445EX | RED EMERGENCY STOP TRIGGER EN13850 TURN | 3585 | 6O | B | IDSIG | 150 | 40 | 110 | 142
General Purpose | 3 Industry General Purpose | Control & Signalling - Optimum | COS | XB4BS8445GEX | AEx EMERGENCY STOP TURN TO RELEASE | 3336 | 6O | B | IDSIG
General Purpose | 3 Industry General Purpose | Control & Signalling - Optimum | COS | XB4BS9445 | RED EMERGENCY STOP TRIGGER ISO | 1086 | 6O | A | IDSIG | 93 | 44 | 53 | 160
General Purpose | 3 Industry General Purpose | Control & Signalling - Optimum | COS | XB4BT845 | PULS. SETA PARADA EMERG.C/FRAUDES | 808 | 6O | A | IDSIG | 45 | 88 | 53 | 133
General Purpose | 3 Industry General Purpose | Control & Signalling - Optimum | COS | XB4BT845GEX | AEx EMERGENCY STOP PUSH PULL | 3113 | 6O | B | IDSIG
General Purpose | 3 Industry General Purpose | Control & Signalling - Optimum | COS | XB4BV5B1 | WHITE PILOT LIGHT WITH INTEGRAL LED 400V | 687 | 6O | B | IDSIG | 52 | 130 | 44 | 174
General Purpose | 3 Industry General Purpose | Control & Signalling - Optimum | COS | XB4BV5B3 | GREEN PILOT LIGHT WITH INTEGRAL LED 400V | 620 | 6O | B | IDSIG
General Purpose | 3 Industry General Purpose | Control & Signalling - Optimum | COS | XB4BV5B4 | RED PILOT LIGHT WITH INTEGRAL LED 400V A | 576 | 6O | B | IDSIG | 128 | 44 | 54 | 175
General Purpose | 3 Industry General Purpose | Control & Signalling - Optimum | COS | XB4BV5B5 | ORANGE PILOT LIGHT INTEGRAL LED 400V AC | 580 | 6O | B | IDSIG
General Purpose | 3 Industry General Purpose | Control & Signalling - Optimum | COS | XB4BV5B6 | BLUE PILOT LIGHT WITH INTEGRAL LED 400V | 580 | 6O | B | IDSIG
General Purpose | 3 Industry General Purpose | Control & Signalling - Optimum | COS | XB4BV63 | DIRECT SUPPLY PILOT LIGHT | 270 | 6O | B | IDSIG | 84 | 32 | 54 | 74
General Purpose | 3 Industry General Purpose | Control & Signalling - Optimum | COS | XB4BV64 | DIRECT SUPPLY PILOT LIGHT | 270 | 6O | B | IDSIG | 86 | 34 | 46 | 74
General Purpose | 3 Industry General Purpose | Control & Signalling - Optimum | COS | XB4BVB1 | 24 V LED PILOT LIGHT BODY | 328 | 6O | A | IDSIG | 86 | 32 | 50 | 80
General Purpose | 3 Industry General Purpose | Control & Signalling - Optimum | COS | XB4BVB3 | 24 V LED PILOT LIGHT BODY | 308 | 6O | A | IDSIG | 80 | 50 | 34 | 84
General Purpose | 3 Industry General Purpose | Control & Signalling - Optimum | COS | XB4BVB4 | 24 V LED PILOT LIGHT BODY | 308 | 6O | A | IDSIG | 82 | 50 | 34 | 80
General Purpose | 3 Industry General Purpose | Control & Signalling - Optimum | COS | XB4BVB4EX | ATEX PILOT LIGHT | 1619 | 6O | B | IDSIG | 130 | 50 | 80 | 84
General Purpose | 3 Industry General Purpose | Control & Signalling - Optimum | COS | XB4BVB5 | PILOTO LUM. LED 24V AMARILLO | 307 | 6O | A | IDSIG | 88 | 50 | 34 | 80
General Purpose | 3 Industry General Purpose | Control & Signalling - Optimum | COS | XB4BVB6 | 25 V LED PILOT LIGHT BODY | 328 | 6O | A | IDSIG | 54 | 88 | 34 | 80
General Purpose | 3 Industry General Purpose | Control & Signalling - Optimum | COS | XB4BVBG1EX | ATEX PILOT LIGHT | 1684 | 6O | B | IDSIG
General Purpose | 3 Industry General Purpose | Control & Signalling - Optimum | COS | XB4BVBG4EX | ATEX PILOT LIGHT | 1684 | 6O | B | IDSIG
General Purpose | 3 Industry General Purpose | Control & Signalling - Optimum | COS | XB4BVG1 | 120 V LED PILOT LIGHT BODY | 414 | 6O | A | IDSIG | 54 | 88 | 34 | 80
General Purpose | 3 Industry General Purpose | Control & Signalling - Optimum | COS | XB4BVG3 | 120 V LED PILOT LIGHT BOD | 414 | 6O | A | IDSIG | 86 | 34 | 50 | 82
General Purpose | 3 Industry General Purpose | Control & Signalling - Optimum | COS | XB4BVG4 | 1210 V LED PILOT LIGHT BO | 414 | 6O | A | IDSIG | 54 | 88 | 34 | 80
General Purpose | 3 Industry General Purpose | Control & Signalling - Optimum | COS | XB4BVG5 | 120 V LED PILOT LIGHT BOD | 414 | 6O | A | IDSIG | 86 | 34 | 50 | 80
General Purpose | 3 Industry General Purpose | Control & Signalling - Optimum | COS | XB4BVG6 | 121 V LED PILOT LIGHT BOD | 414 | 6O | A | IDSIG | 54 | 88 | 34 | 78
General Purpose | 3 Industry General Purpose | Control & Signalling - Optimum | COS | XB4BVM1 | PILOT LIGHT | 500 | 6O | A | IDSIG | 54 | 88 | 34 | 80
General Purpose | 3 Industry General Purpose | Control & Signalling - Optimum | COS | XB4BVM3 | PILOT LIGHT | 501 | 6O | A | IDSIG | 86 | 50 | 34 | 80
General Purpose | 3 Industry General Purpose | Control & Signalling - Optimum | COS | XB4BVM4 | PILOT LIGHT | 501 | 6O | A | IDSIG | 88 | 50 | 34 | 80
General Purpose | 3 Industry General Purpose | Control & Signalling - Optimum | COS | XB4BVM5 | PILOT LIGHT | 501 | 6O | A | IDSIG | 86 | 34 | 50 | 80
General Purpose | 3 Industry General Purpose | Control & Signalling - Optimum | COS | XB4BVM6 | 230V LED PILOT LIGHT BODY | 500 | 6O | A | IDSIG | 88 | 36 | 50 | 78
General Purpose | 3 Industry General Purpose | Control & Signalling - Optimum | COS | XB4BVM6EX | ATEX PILOT LIGHT | 1691 | 6O | B | IDSIG
General Purpose | 3 Industry General Purpose | Control & Signalling - Optimum | COS | XB4BW23B5 | METAL PUSH-TO-TEST PILOT LIGHT 24V GREEN | 668 | 6O | B | IDSIG
General Purpose | 3 Industry General Purpose | Control & Signalling - Optimum | COS | XB4BW24B5 | METAL PUSH-TO-TEST PILOT LIGHT 24V RED | 668 | 6O | B | IDSIG
General Purpose | 3 Industry General Purpose | Control & Signalling - Optimum | COS | XB4BW25B5 | METAL PUSH-TO-TEST PILOT LIGHT 24V ORANG | 668 | 6O | B | IDSIG
General Purpose | 3 Industry General Purpose | Control & Signalling - Optimum | COS | XB4BW26B5 | METAL PUSH-TO-TEST PILOT LIGHT 24V BLUE | 668 | 6O | B | IDSIG
General Purpose | 3 Industry General Purpose | Control & Signalling - Optimum | COS | XB4BW28B5 | METAL PUSH-TO-TEST PILOT LIGHT 24V AMBER | 668 | 6O | B | IDSIG
General Purpose | 3 Industry General Purpose | Control & Signalling - Optimum | COS | XB4BW3165 | ILLUMINATED PUSHBUTTON | 645 | 6O | B | IDSIG
General Purpose | 3 Industry General Purpose | Control & Signalling - Optimum | COS | XB4BW31B5 | ILLUMINATED PUSHBUTTON | 689 | 6O | A | IDSIG | 86 | 34 | 50 | 96
General Purpose | 3 Industry General Purpose | Control & Signalling - Optimum | COS | XB4BW3365 | ILLUMINATED PUSHBUTTON | 648 | 6O | B | IDSIG | 86 | 34 | 50 | 96
General Purpose | 3 Industry General Purpose | Control & Signalling - Optimum | COS | XB4BW33B5 | ILLUMINATED PUSHBUTTON | 689 | 6O | A | IDSIG | 54 | 88 | 34 | 97
General Purpose | 3 Industry General Purpose | Control & Signalling - Optimum | COS | XB4BW33G5 | ILLUMINATED PUSHBUTTON | 806 | 6O | B | IDSIG | 54 | 88 | 34 | 96
General Purpose | 3 Industry General Purpose | Control & Signalling - Optimum | COS | XB4BW33M5 | ILLUMINATED PUSHBUTTON | 880 | 6O | A | IDSIG | 86 | 34 | 50 | 98
General Purpose | 3 Industry General Purpose | Control & Signalling - Optimum | COS | XB4BW3465 | ILLUMINATED PUSHBUTTON | 648 | 6O | B | IDSIG | 86 | 34 | 50 | 96
General Purpose | 3 Industry General Purpose | Control & Signalling - Optimum | COS | XB4BW34B5 | ILLUMINATED PUSHBUTTON | 689 | 6O | A | IDSIG | 86 | 34 | 50 | 98
General Purpose | 3 Industry General Purpose | Control & Signalling - Optimum | COS | XB4BW34M5 | ILLUMINATED PUSHBUTTON | 883 | 6O | A | IDSIG | 86 | 34 | 50 | 96
General Purpose | 3 Industry General Purpose | Control & Signalling - Optimum | COS | XB4BW35B5 | ILLUMINATED PUSHBUTTON | 689 | 6O | A | IDSIG | 54 | 88 | 34 | 96
General Purpose | 3 Industry General Purpose | Control & Signalling - Optimum | COS | XB4BW35G5 | ILLUMINATED PUSHBUTTON | 806 | 6O | B | IDSIG | 86 | 50 | 60 | 96
General Purpose | 3 Industry General Purpose | Control & Signalling - Optimum | COS | XB4BW35M5 | ILLUMINATED PUSHBUTTON | 821 | 6O | B | IDSIG | 90 | 34 | 50 | 98
General Purpose | 3 Industry General Purpose | Control & Signalling - Optimum | COS | XB4BW36B5 | ILLUMINATED PUSHBUTTON | 689 | 6O | A | IDSIG | 54 | 88 | 34 | 96
General Purpose | 3 Industry General Purpose | Control & Signalling - Optimum | COS | XB4BW73731B5 | COMPLETE METAL DOUBLE HEADED PUSHBUTTONS | 627 | 6O | B | IDSIG | 90 | 34 | 50 | 124
General Purpose | 3 Industry General Purpose | Control & Signalling - Optimum | COS | XB4BW73731M5 | COMPLETE METAL DOUBLE HEADED PUSHBUTTONS | 840 | 6O | A | IDSIG | 86 | 50 | 34 | 128
General Purpose | 3 Industry General Purpose | Control & Signalling - Optimum | COS | XB4FA21 | FLUSH PB BK 1NO | 285 | 6O | B | IDSIG
General Purpose | 3 Industry General Purpose | Control & Signalling - Optimum | COS | XB4FA31 | FLUSH PB GR 1NO | 285 | 6O | B | IDSIG
General Purpose | 3 Industry General Purpose | Control & Signalling - Optimum | COS | XB4FA42 | FLUSH PB RED 1NO | 285 | 6O | B | IDSIG
General Purpose | 3 Industry General Purpose | Control & Signalling - Optimum | COS | XB4FA61 | FLUSH PB BL 1NO | 285 | 6O | B | IDSIG
General Purpose | 3 Industry General Purpose | Control & Signalling - Optimum | COS | XB4FD25 | FLUSH SSW 2POS 1NO 1NC | 552 | 6O | B | IDSIG
General Purpose | 3 Industry General Purpose | Control & Signalling - Optimum | COS | XB4FJ21 | FLUSH SSW LONG HANDLE 2POS 1NO | 438 | 6O | B | IDSIG
General Purpose | 3 Industry General Purpose | Control & Signalling - Optimum | COS | XB4FVB3 | FLUSH PL GR LED 24V | 331 | 6O | B | IDSIG
General Purpose | 3 Industry General Purpose | Control & Signalling - Optimum | COS | XB4FVB4 | FLUSH PL RED LED 24V | 331 | 6O | B | IDSIG
General Purpose | 3 Industry General Purpose | Control & Signalling - Optimum | COS | XB4FW33B5 | FLUSH CAPS ILL PB GR LED 24V 1NO 1NC | 690 | 6O | B | IDSIG
General Purpose | 3 Industry General Purpose | Control & Signalling - Optimum | COS | XB4FW34B5 | FLUSH CAPS ILL PB RED LED 24V 1NO 1NC | 690 | 6O | B | IDSIG
General Purpose | 3 Industry General Purpose | Control & Signalling - Optimum | COS | XB4FW35G5 | FLUSH CAPS ILL PB OR LED 120V 1NO 1NC | 862 | 6O | B | IDSIG
General Purpose | 3 Industry General Purpose | Control & Signalling - Optimum | COS | XB4FW35M5 | FLUSH CAPS ILL PB OR LED 230V 1NO 1NC | 834 | 6O | B | IDSIG
General Purpose | 3 Industry General Purpose | Control & Signalling - Optimum | COS | XB4FW36B5 | FLUSH CAPS ILL PB BL LED 24V 1NO 1NC | 690 | 6O | B | IDSIG
General Purpose | 3 Industry General Purpose | Control & Signalling - Optimum | COS | XB4RFA02 | PACK SPS ZB4 22MM ADVANCE RECEIVER AC DC | 3254 | 6O | B | IDSIG | 110 | 92 | 103 | 270
General Purpose | 3 Industry General Purpose | Control & Signalling - Optimum | COS | XB5AA21 | PUSHBUTTON | 250 | 6O | A | IDSIG | 86 | 34 | 50 | 36
General Purpose | 3 Industry General Purpose | Control & Signalling - Optimum | COS | XB5AA31 | PUSHBUTTON | 250 | 6O | A | IDSIG | 86 | 36 | 50 | 36
General Purpose | 3 Industry General Purpose | Control & Signalling - Optimum | COS | XB5AA42 | PUSHBUTTON | 250 | 6O | A | IDSIG | 86 | 36 | 50 | 36
General Purpose | 3 Industry General Purpose | Control & Signalling - Optimum | COS | XB5AA51 | PUSHBUTTON | 250 | 6O | B | IDSIG | 54 | 88 | 34 | 36
General Purpose | 3 Industry General Purpose | Control & Signalling - Optimum | COS | XB5AA65 | PUSHBUTTON | 351 | 6O | B | IDSIG | 54 | 88 | 34 | 37
General Purpose | 3 Industry General Purpose | Control & Signalling - Optimum | COS | XB5AA86102 | RESET XB5A PUSHBUTTON | 223 | 6O | B | IDSIG | 53 | 43 | 130 | 36
General Purpose | 3 Industry General Purpose | Control & Signalling - Optimum | COS | XB5AD21 | BLACK SELEC TO R SWITCH DIAM 2 | 366 | 6O | A | IDSIG | 84 | 52 | 34 | 42
General Purpose | 3 Industry General Purpose | Control & Signalling - Optimum | COS | XB5AD33 | BLACK SELEC TO R SWITCH DIAM 2 | 448 | 6O | A | IDSIG | 86 | 50 | 34 | 52
General Purpose | 3 Industry General Purpose | Control & Signalling - Optimum | COS | XB5AG21 | BLACK SELEC TO R SWITCH DIAM 22 KEYLOCK | 815 | 6O | B | IDSIG | 33 | 86 | 52 | 82
General Purpose | 3 Industry General Purpose | Control & Signalling - Optimum | COS | XB5AK123M5 | GREEN ILLUMINATED SELEC TO R SWITCH DIAM | 1024 | 6O | B | IDSIG | 33 | 86 | 52 | 62
General Purpose | 3 Industry General Purpose | Control & Signalling - Optimum | COS | XB5AL42 | PUSHBUTTON | 274 | 6O | B | IDSIG | 54 | 88 | 34 | 37
General Purpose | 3 Industry General Purpose | Control & Signalling - Optimum | COS | XB5AL73415 | COMPLETE PLASTIC DOUBLE HEADED PUSHBUTTO | 503 | 6O | B | IDSIG | 86 | 34 | 50 | 50
General Purpose | 3 Industry General Purpose | Control & Signalling - Optimum | COS | XB5AP31 | PUSHBUTTON | 319 | 6O | B | IDSIG | 54 | 88 | 34 | 39
General Purpose | 3 Industry General Purpose | Control & Signalling - Optimum | COS | XB5AS8442 | EMERGENCY STOP | 628 | 6O | B | IDSIG | 90 | 53 | 44 | 58
General Purpose | 3 Industry General Purpose | Control & Signalling - Optimum | COS | XB5AS8445 | RED EMERGENCY STOP TRIGGER ISO13850 TURN | 763 | 6O | A | IDSIG | 92 | 44 | 54 | 68
General Purpose | 3 Industry General Purpose | Control & Signalling - Optimum | COS | XB5AT845 | RED EMERGENCY STOP TRIGGER ISO13850 PUSH | 628 | 6O | B | IDSIG | 43 | 88 | 53 | 75
General Purpose | 3 Industry General Purpose | Control & Signalling - Optimum | COS | XB5AVB1 | Pilot light, complete, 24V , White | 288 | 6O | B | IDSIG | 94 | 34 | 50 | 36
General Purpose | 3 Industry General Purpose | Control & Signalling - Optimum | COS | XB5AVB3 | Pilot light, complete, 24V, Green | 288 | 6O | A | IDSIG | 54 | 88 | 34 | 35
General Purpose | 3 Industry General Purpose | Control & Signalling - Optimum | COS | XB5AVB4 | Pilot light, complete, 24V, Red | 288 | 6O | A | IDSIG | 86 | 34 | 50 | 36
General Purpose | 3 Industry General Purpose | Control & Signalling - Optimum | COS | XB5AVB5 | Pilot light, complete, 24V, Orange | 288 | 6O | A | IDSIG | 90 | 34 | 50 | 34
General Purpose | 3 Industry General Purpose | Control & Signalling - Optimum | COS | XB5AVB6 | Pilot light, complete, 24V, Blue | 288 | 6O | B | IDSIG | 54 | 88 | 34 | 35
General Purpose | 3 Industry General Purpose | Control & Signalling - Optimum | COS | XB5AVG1 | Pilot light, complete, 110-120V, White | 335 | 6O | B | IDSIG | 88 | 38 | 54 | 36
General Purpose | 3 Industry General Purpose | Control & Signalling - Optimum | COS | XB5AVG3 | Pilot light, complete, 110-120V, Green | 335 | 6O | A | IDSIG | 88 | 34 | 54 | 36
General Purpose | 3 Industry General Purpose | Control & Signalling - Optimum | COS | XB5AVG4 | Pilot light, complete, 110-120V, Red | 335 | 6O | A | IDSIG | 86 | 34 | 50 | 36
General Purpose | 3 Industry General Purpose | Control & Signalling - Optimum | COS | XB5AVG5 | Pilot light, complete, 110-120V, Orange | 335 | 6O | A | IDSIG | 54 | 88 | 34 | 35
General Purpose | 3 Industry General Purpose | Control & Signalling - Optimum | COS | XB5AVM1 | Pilot light, complete, 230-240 | 431 | 6O | A | IDSIG | 76 | 34 | 50 | 36
General Purpose | 3 Industry General Purpose | Control & Signalling - Optimum | COS | XB5AVM3 | Pilot light, complete, 230-240V, Green | 431 | 6O | A | IDSIG | 54 | 88 | 34 | 36
General Purpose | 3 Industry General Purpose | Control & Signalling - Optimum | COS | XB5AVM4 | Pilot light, complete, 230-240V, Red | 431 | 6O | A | IDSIG | 54 | 88 | 34 | 36
General Purpose | 3 Industry General Purpose | Control & Signalling - Optimum | COS | XB5AVM5 | Pilot light, complete, 230-240V, Orange | 431 | 6O | A | IDSIG | 54 | 88 | 34 | 36
General Purpose | 3 Industry General Purpose | Control & Signalling - Optimum | COS | XB5AVM6 | Pilot light, complete, 230-240V, Blue | 431 | 6O | A | IDSIG | 54 | 88 | 34 | 36
General Purpose | 3 Industry General Purpose | Control & Signalling - Optimum | COS | XB5AW33B1N | LED IIILUMINATED PUSH BUTTON 24VACDC | 258 | 6O | B | IDSIG | 57 | 30 | 42 | 39
General Purpose | 3 Industry General Purpose | Control & Signalling - Optimum | COS | XB5DSB | HOUR COUNTER DIA 22 12 TO 24 VACDC | 3306 | 6O | B | IDSIG | 54 | 86 | 34 | 46
General Purpose | 3 Industry General Purpose | Control & Signalling - Optimum | COS | XB5DSM | HOUR COUNTER DIAMETER 22MM 230VAC 50HZ | 3306 | 6O | B | IDSIG | 53 | 88 | 34 | 44
General Purpose | 3 Industry General Purpose | Control & Signalling - Optimum | COS | XB5DTB22 | Panel mounted timer monofunction 0,5s to | 1427 | 6O | B | IDSIG
General Purpose | 3 Industry General Purpose | Control & Signalling - Optimum | COS | XB5EV57K4 | 3 PHASES,VOLTAGE INDICATOR PILOT LIGHT W | 3638 | 6O | B | IDSIG | 90 | 40 | 45 | 63
General Purpose | 3 Industry General Purpose | Control & Signalling - Optimum | COS | XB5EVB3 | MONOLITHIC LED PILOT LIGHT, GREEN, 24V | 191 | 6O | B | IDSIG | 60 | 40 | 40 | 22
General Purpose | 3 Industry General Purpose | Control & Signalling - Optimum | COS | XB5EVB4 | MONOLITHIC LED PILOT LIGHT, RED, 24V | 191 | 6O | B | IDSIG | 34 | 57 | 34 | 23
General Purpose | 3 Industry General Purpose | Control & Signalling - Optimum | COS | XB5KS2B4 | CONTINUOUS ORINTERMITENT ILLUMINATED RE | 1251 | 6O | B | IDSIG
General Purpose | 3 Industry General Purpose | Control & Signalling - Optimum | COS | XB5KS2B8 | CONTINUOUS ORINTERMITENT ILLUMINATED YE | 1251 | 6O | B | IDSIG
General Purpose | 3 Industry General Purpose | Control & Signalling - Optimum | COS | XB5KSB | DIA 22 80 DB BUZZER | 2104 | 6O | B | IDSIG | 54 | 88 | 34 | 34
General Purpose | 3 Industry General Purpose | Control & Signalling - Optimum | COS | XB5KSG | DIA 22 80 DB BUZZER | 1250 | 6O | B | IDSIG
General Purpose | 3 Industry General Purpose | Control & Signalling - Optimum | COS | XB5KSM | DIA 22 80 DB BUZZER | 1137 | 6O | B | IDSIG | 54 | 86 | 34 | 35
General Purpose | 3 Industry General Purpose | Control & Signalling - Optimum | COS | XB5PRJ45 | RJ45 INTERFACE, ETHERNET CONNECTION TYPE | 685 | 6O | B | IDSIG | 60 | 20 | 60 | 26
General Purpose | 3 Industry General Purpose | Control & Signalling - Optimum | COS | XB5PUSB3 | USB 3.0 INTERFACE A-A CONNECTION TYPE | 685 | 6O | B | IDSIG | 70 | 30 | 35 | 17
General Purpose | 3 Industry General Purpose | Control & Signalling - Optimum | COS | XB5RFA02 | PACK SPS ZB5 22MM ADVANCE RECEIVER AC DC | 3284 | 6O | B | IDSIG | 108 | 93 | 105 | 229
General Purpose | 3 Industry General Purpose | Control & Signalling - Optimum | COS | XB5RMA04 | PACK XB5R HANDY TRANSMITTER PROGRAMMABLE | 3942 | 6O | B | IDSIG | 110 | 93 | 105 | 299
General Purpose | 3 Industry General Purpose | Control & Signalling - Optimum | COS | XB6AS8349B | RED EMERGENCY S TO P DIAM 16 MUSHROOM HE | 602 | 6O | B | IDSIG | 46 | 62 | 56 | 39
General Purpose | 3 Industry General Purpose | Control & Signalling - Optimum | COS | XB6CE1B5B | WHITE ILLUMINATED PUSHBUT TO N DIAM 16 P | 457 | 6O | B | IDSIG
General Purpose | 3 Industry General Purpose | Control & Signalling - Optimum | COS | XB6DW1B5B | WHITE ILLUMINATED PUSHBUT TO N DIAM 16 F | 545 | 6O | B | IDSIG | 80 | 20 | 80 | 17
General Purpose | 3 Industry General Purpose | Control & Signalling - Optimum | COS | XB6EAG232P | BLACK SELEC TO R SWITCH DIAM 16 PROJECTI | 499 | 6O | B | IDSIG | 185 | 28 | 73 | 115
General Purpose | 3 Industry General Purpose | Control & Signalling - Optimum | COS | XB6EDW3B1P | GREEN ILLUMINATED PUSHBUT TO N DIAM 16 F | 314 | 6O | B | IDSIG | 190 | 30 | 80 | 52
General Purpose | 3 Industry General Purpose | Control & Signalling - Optimum | COS | XB6EDW4B1P | IL.PU.BUT.RE.RE.NO NC.24V | 314 | 6O | B | IDSIG | 185 | 28 | 73 | 51
General Purpose | 3 Industry General Purpose | Control & Signalling - Optimum | COS | XB7ES542P | EMERGENCY SWITCHING OFF 1NC | 472 | 6O | B | IDSIG | 171 | 52 | 170 | 388
General Purpose | 3 Industry General Purpose | Control & Signalling - Optimum | COS | XB7EV03BP | ROUND PILOT LIGHT DIAM 22 IP 65 GREEN IN | 135 | 6O | A | IDSIG | 187 | 41 | 147 | 188
General Purpose | 3 Industry General Purpose | Control & Signalling - Optimum | COS | XB7EV03GP | PILOT LIGHT LED GREEN 120V AC | 197 | 6O | B | IDSIG | 163 | 51 | 128 | 200
General Purpose | 3 Industry General Purpose | Control & Signalling - Optimum | COS | XB7EV03MP | ROUND PILOT LIGHT DIAM 22 IP 65 GREEN IN | 233 | 6O | A | IDSIG | 176 | 42 | 156 | 204
General Purpose | 3 Industry General Purpose | Control & Signalling - Optimum | COS | XB7EV04BP | ROUND PILOT LIGHT DIAM 22 IP 65 RED INTE | 135 | 6O | A | IDSIG | 186 | 46 | 130 | 188
General Purpose | 3 Industry General Purpose | Control & Signalling - Optimum | COS | XB7EV04GP | PILOT LIGHT LED RED 120V AC | 197 | 6O | B | IDSIG | 160 | 70 | 100 | 202
General Purpose | 3 Industry General Purpose | Control & Signalling - Optimum | COS | XB7EV04MP | ROUND PILOT LIGHT DIAM 22 IP 65 RED INTE | 233 | 6O | A | IDSIG | 181 | 46 | 141 | 204
General Purpose | 3 Industry General Purpose | Control & Signalling - Optimum | COS | XB7EV05BP | ROUND PILOT LIGHT DIAM 22 IP 65 ORANGE | 135 | 6O | B | IDSIG | 173 | 46 | 128 | 190
General Purpose | 3 Industry General Purpose | Control & Signalling - Optimum | COS | XB7EV05GP | PILOT LIGHT LED YELLOW 120V AC | 196 | 6O | B | IDSIG
General Purpose | 3 Industry General Purpose | Control & Signalling - Optimum | COS | XB7EV05MP | ROUND PILOT LIGHT DIAM 22 IP 65 ORANGE | 233 | 6O | A | IDSIG | 176 | 41 | 137 | 202
General Purpose | 3 Industry General Purpose | Control & Signalling - Optimum | COS | XB7EV06BP | PILOT LIGHT LED BLUE 24V AC DC | 135 | 6O | B | IDSIG
General Purpose | 3 Industry General Purpose | Control & Signalling - Optimum | COS | XB7EV06MP | PILOT LIGHT LED BLUE 230V AC | 233 | 6O | B | IDSIG | 175 | 45 | 143 | 204
General Purpose | 3 Industry General Purpose | Control & Signalling - Optimum | COS | XB7EV07MP | 230VAC LED PILOT LIGHT CLEAR IP65 SCREW | 233 | 6O | B | IDSIG | 145 | 55 | 100 | 216
General Purpose | 3 Industry General Purpose | Control & Signalling - Optimum | COS | XB7EV08BP | PILOT LIGHT LED ORANGE 24V AC DC | 135 | 6O | B | IDSIG
General Purpose | 3 Industry General Purpose | Control & Signalling - Optimum | COS | XB7EV08GP | PILOT LIGHT LED AMBER 120V AC | 196 | 6O | B | IDSIG | 150 | 70 | 100 | 215
General Purpose | 3 Industry General Purpose | Control & Signalling - Optimum | COS | XB7EV08MP | PILOT LIGHT LED ORANGE 230V AC | 135 | 6O | B | IDSIG | 150 | 60 | 100 | 198
General Purpose | 3 Industry General Purpose | Control & Signalling - Optimum | COS | XB7EV75P | ROUND PILOT LIGHT DIAM 22 IP 65 YELLOW B | 268 | 6O | B | IDSIG
General Purpose | 3 Industry General Purpose | Control & Signalling - Optimum | COS | XB7NA11 | PB - SPRING RTN, WHITE - 1NO | 124 | 6O | B | IDSIG | 30 | 53 | 30 | 200
General Purpose | 3 Industry General Purpose | Control & Signalling - Optimum | COS | XB7NA15 | PB - SPRING RTN, WHITE - NO AND NC | 151 | 6O | B | IDSIG | 30 | 53 | 30 | 200
General Purpose | 3 Industry General Purpose | Control & Signalling - Optimum | COS | XB7NA21 | PB - SPRING RTN, BLACK - 1NO | 124 | 6O | A | IDSIG | 182 | 52 | 132 | 202
General Purpose | 3 Industry General Purpose | Control & Signalling - Optimum | COS | XB7NA23 | PB - SPRING RTN, BLACK - 2NO | 151 | 6O | B | IDSIG
General Purpose | 3 Industry General Purpose | Control & Signalling - Optimum | COS | XB7NA25 | PB - SPRING RTN, BLACK - NO AND NC | 151 | 6O | B | IDSIG
General Purpose | 3 Industry General Purpose | Control & Signalling - Optimum | COS | XB7NA31 | PB - SPRING RTN, GREEN -1NO | 124 | 6O | A | IDSIG | 182 | 41 | 125 | 200
General Purpose | 3 Industry General Purpose | Control & Signalling - Optimum | COS | XB7NA33 | PB - SPRING RTN, GREEN - 2NO | 151 | 6O | B | IDSIG
General Purpose | 3 Industry General Purpose | Control & Signalling - Optimum | COS | XB7NA35 | PB - SPRING RTN, GREEN - NO AND NC | 151 | 6O | B | IDSIG
General Purpose | 3 Industry General Purpose | Control & Signalling - Optimum | COS | XB7NA42 | PB - SPRING RTN, RED - 1NC | 124 | 6O | A | IDSIG | 177 | 66 | 105 | 202
General Purpose | 3 Industry General Purpose | Control & Signalling - Optimum | COS | XB7NA45 | PB - SPRING RTN, RED - NO AND NC | 151 | 6O | B | IDSIG
General Purpose | 3 Industry General Purpose | Control & Signalling - Optimum | COS | XB7NA65 | PB - SPRING RTN, BLUE - NO AND NC | 151 | 6O | B | IDSIG
General Purpose | 3 Industry General Purpose | Control & Signalling - Optimum | COS | XB7ND21 | SELECTOR -2POS-1NO | 202 | 6O | A | IDSIG | 32 | 70 | 32 | 288
General Purpose | 3 Industry General Purpose | Control & Signalling - Optimum | COS | XB7ND25 | SELECTOR -2POS-1NO AND 1NC | 220 | 6O | B | IDSIG | 32 | 70 | 32 | 308
General Purpose | 3 Industry General Purpose | Control & Signalling - Optimum | COS | XB7ND33 | SELECTOR -3POS-2N/O | 236 | 6O | A | IDSIG | 32 | 70 | 32 | 314
General Purpose | 3 Industry General Purpose | Control & Signalling - Optimum | COS | XB7NG21 | SELECTOR - KEY -2POS-1NO | 464 | 6O | B | IDSIG | 32 | 62 | 32 | 480
General Purpose | 3 Industry General Purpose | Control & Signalling - Optimum | COS | XB7NG33 | SELECTOR - KEY -3POS 2NO | 501 | 6O | B | IDSIG
General Purpose | 3 Industry General Purpose | Control & Signalling - Optimum | COS | XB7NS8442 | RED EMERGENCY STOP TRIGGER TURN TO RELEA | 353 | 6O | A | IDSIG | 182 | 67 | 181 | 468
General Purpose | 3 Industry General Purpose | Control & Signalling - Optimum | COS | XB7NS8445 | RED EMERGENCY STOP TRIGGER TURN TO RELEA | 403 | 6O | B | IDSIG | 160 | 80 | 150 | 489
General Purpose | 3 Industry General Purpose | Control & Signalling - Optimum | COS | XD2AC221 | CONTROLLER | 3924 | 6O | B | IDSIG | 57 | 70 | 120 | 239
General Purpose | 3 Industry General Purpose | Control & Signalling - Optimum | COS | XD2AC222 | CONTROLLER | 6569 | 6O | B | IDSIG | 175 | 85 | 85 | 348
General Purpose | 3 Industry General Purpose | Control & Signalling - Optimum | COS | XD2CC1010 | CONTROLLER | 3035 | 6O | B | IDSIG | 166 | 96 | 100 | 292
General Purpose | 3 Industry General Purpose | Control & Signalling - Optimum | COS | XD2GA8241 | CONTROLLER | 4151 | 6O | B | IDSIG | 150 | 95 | 95 | 452
General Purpose | 3 Industry General Purpose | Control & Signalling - Optimum | COS | XD2GA8421 | CONTROLLER | 3778 | 6O | B | IDSIG | 150 | 95 | 95 | 393
General Purpose | 3 Industry General Purpose | Control & Signalling - Optimum | COS | XD2GA8441 | CONTROLLER | 6611 | 6O | B | IDSIG | 150 | 95 | 95 | 567
General Purpose | 3 Industry General Purpose | Control & Signalling - Optimum | COS | XD2PA24 | CONTROLLER | 2303 | 6O | B | IDSIG | 148 | 33 | 43 | 159
General Purpose | 3 Industry General Purpose | Control & Signalling - Optimum | COS | XD4PA12 | JOYSTICK | 2216 | 6O | A | IDSIG | 126 | 46 | 54 | 122
General Purpose | 3 Industry General Purpose | Control & Signalling - Optimum | COS | XD4PA14 | JOYSTICK | 2399 | 6O | B | IDSIG | 52 | 128 | 43 | 137
General Purpose | 3 Industry General Purpose | Control & Signalling - Optimum | COS | XD4PA22 | JOYSTICK | 2796 | 6O | A | IDSIG | 52 | 128 | 44 | 120
General Purpose | 3 Industry General Purpose | Control & Signalling - Optimum | COS | XD4PA24 | JOYSTICK | 2996 | 6O | A | IDSIG | 44 | 128 | 52 | 137
General Purpose | 3 Industry General Purpose | Control & Signalling - Optimum | COS | XD5PA12 | JOYSTICK | 1831 | 6O | B | IDSIG | 128 | 53 | 44 | 63
General Purpose | 3 Industry General Purpose | Control & Signalling - Optimum | COS | XD5PA22 | JOYSTICK | 1338 | 6O | B | IDSIG | 53 | 128 | 44 | 63
General Purpose | 3 Industry General Purpose | Control & Signalling - Optimum | COS | XE2SP4151 | CONTACT ELEMENT | 510 | 6O | A | IDSIG | 57 | 26 | 43 | 22
General Purpose | 3 Industry General Purpose | Control & Signalling - Optimum | COS | XENG1191 | SPRING RETURN CONTACT BLOCK 1 NC AND 2 N | 677 | 6O | A | IDSIG | 73 | 36 | 40 | 42
General Purpose | 3 Industry General Purpose | Control & Signalling - Optimum | COS | XENT1192 | CONTACT BLOCK | 847 | 6O | B | IDSIG | 70 | 30 | 90 | 66
General Purpose | 3 Industry General Purpose | Control & Signalling - Optimum | COS | XESB2011 | SPRING RETURN CONTACT BLOCK 1 OC FRONT M | 330 | 6O | B | IDSIG | 40 | 50 | 40 | 29
General Purpose | 3 Industry General Purpose | Control & Signalling - Optimum | COS | XESD1181 | SPRING RETURN CONTACT BLOCK 1 OC FRONT M | 1947 | 6O | B | IDSIG | 75 | 90 | 75 | 156
General Purpose | 3 Industry General Purpose | Control & Signalling - Optimum | COS | XESD1281 | SPRING RETURN CONTACT BLOCK 1 OC AND 1 N | 1908 | 6O | B | IDSIG | 70 | 90 | 70 | 185
General Purpose | 3 Industry General Purpose | Control & Signalling - Optimum | COS | XPEA110 | SINGLE FOOT SWITCH XPEA WITHOUT COVER PL | 1760 | 6O | A | IDSIG | 188 | 86 | 124 | 334
General Purpose | 3 Industry General Purpose | Control & Signalling - Optimum | COS | XPEB111 | BLUE PLASTIC FOOT SWITCH 1O+F | 1418 | 6O | B | IDSIG | 285 | 90 | 172 | 813
General Purpose | 3 Industry General Purpose | Control & Signalling - Optimum | COS | XPEG611 | GREY PLASTIC FOOT SWITCH 1O+F | 1731 | 6O | B | IDSIG | 285 | 170 | 170 | 997
General Purpose | 3 Industry General Purpose | Control & Signalling - Optimum | COS | XPEM110 | SINGLE FOOT SWITCH XPEM WITHOUT COVER ME | 3360 | 6O | A | IDSIG | 186 | 86 | 120 | 1350
General Purpose | 3 Industry General Purpose | Control & Signalling - Optimum | COS | XPEM111 | SINGLE FOOT SWITCH XPEM WITHOUT COVER ME | 2792 | 6O | B | IDSIG | 184 | 86 | 118 | 1370
General Purpose | 3 Industry General Purpose | Control & Signalling - Optimum | COS | XPEM310 | SINGLE FOOT SWITCH XPEM WITH COVER METAL | 4096 | 6O | B | IDSIG | 200 | 164 | 168 | 2492
General Purpose | 3 Industry General Purpose | Control & Signalling - Optimum | COS | XPEM510 | SINGLE FOOT SWITCH XPEM WITH COVER METAL | 4397 | 6O | A | IDSIG | 198 | 162 | 166 | 2682
General Purpose | 3 Industry General Purpose | Control & Signalling - Optimum | COS | XPEM511 | SINGLE FOOT SWITCH XPEM WITH COVER METAL | 4492 | 6O | A | IDSIG | 200 | 166 | 168 | 2688
General Purpose | 3 Industry General Purpose | Control & Signalling - Optimum | COS | XPEM711 | SINGLE FOOT SWITCH XPEM WITH COVER METAL | 5294 | 6O | B | IDSIG | 200 | 164 | 168 | 2704
General Purpose | 3 Industry General Purpose | Control & Signalling - Optimum | COS | XPER510 | SINGLE FOOT SWITCH XPER WITH COVER METAL | 4598 | 6O | B | IDSIG | 198 | 164 | 168 | 2698
General Purpose | 3 Industry General Purpose | Control & Signalling - Optimum | COS | XPEY510 | YELLOW PLAST FOOT SWITCH PEDAL | 982 | 6O | B | IDSIG | 284 | 172 | 168 | 910
General Purpose | 3 Industry General Purpose | Control & Signalling - Optimum | COS | XPEY511 | OPTIMUM FOOT SWITCH WITH COVER 1 STEP 2N | 1578 | 6O | B | IDSIG | 285 | 165 | 172 | 904
General Purpose | 3 Industry General Purpose | Control & Signalling - Optimum | COS | XVBC07 | BASE UNIT FOR BANK XVB WITH FLASH DISC | 744 | 6O | B | IDSIG | 96 | 82 | 82 | 168
General Purpose | 3 Industry General Purpose | Control & Signalling - Optimum | COS | XVBC21 | BASE UNIT AND COVER FOR BANK XVB WITHO | 738 | 6O | B | IDSIG | 80 | 82 | 94 | 202
General Purpose | 3 Industry General Purpose | Control & Signalling - Optimum | COS | XVBC2B3 | GREEN LED UNIT | 1711 | 6O | B | IDSIG | 94 | 80 | 82 | 136
General Purpose | 3 Industry General Purpose | Control & Signalling - Optimum | COS | XVBC2B3D | GREEN | 1668 | 6O | B | IDSIG
General Purpose | 3 Industry General Purpose | Control & Signalling - Optimum | COS | XVBC2B4 | RED LED UNIT | 1711 | 6O | B | IDSIG | 94 | 78 | 82 | 136
General Purpose | 3 Industry General Purpose | Control & Signalling - Optimum | COS | XVBC2B4D | RED | 1668 | 6O | B | IDSIG
General Purpose | 3 Industry General Purpose | Control & Signalling - Optimum | COS | XVBC2B5 | ORANGE LED UNIT | 1711 | 6O | B | IDSIG | 92 | 80 | 80 | 138
General Purpose | 3 Industry General Purpose | Control & Signalling - Optimum | COS | XVBC2B6 | BLUE LED UNIT | 1711 | 6O | B | IDSIG | 88 | 80 | 82 | 138
General Purpose | 3 Industry General Purpose | Control & Signalling - Optimum | COS | XVBC2B7 | CLEAR LED UNIT | 2000 | 6O | B | IDSIG | 80 | 80 | 94 | 136
General Purpose | 3 Industry General Purpose | Control & Signalling - Optimum | COS | XVBC33 | GREEN STEADY UNIT GREEN STEADY UN | 655 | 6O | B | IDSIG | 79 | 79 | 92 | 134
General Purpose | 3 Industry General Purpose | Control & Signalling - Optimum | COS | XVBC34 | RED STEADY UNIT RED STEADY UNIT | 655 | 6O | A | IDSIG | 79 | 79 | 92 | 134
General Purpose | 3 Industry General Purpose | Control & Signalling - Optimum | COS | XVBC35 | ORANGE STEADY UNIT ORANGE STEADY | 655 | 6O | B | IDSIG | 79 | 79 | 92 | 134
General Purpose | 3 Industry General Purpose | Control & Signalling - Optimum | COS | XVBC36 | BLUE STEADY UNIT BLUE STEADY UNIT | 655 | 6O | B | IDSIG | 79 | 79 | 92 | 134
General Purpose | 3 Industry General Purpose | Control & Signalling - Optimum | COS | XVBC37 | CLEAR STEADY UNIT CLEAR STEADY UN | 655 | 6O | B | IDSIG | 79 | 79 | 92 | 134
General Purpose | 3 Industry General Purpose | Control & Signalling - Optimum | COS | XVBC38 | YELLOW STEADY UNIT YELLOW STEADY | 655 | 6O | B | IDSIG | 78 | 80 | 91 | 135
General Purpose | 3 Industry General Purpose | Control & Signalling - Optimum | COS | XVBC4B4 | RED FLASHING UNIT RED FLASHING UN | 1693 | 6O | B | IDSIG | 80 | 93 | 80 | 146
General Purpose | 3 Industry General Purpose | Control & Signalling - Optimum | COS | XVBC4B5 | ORANGE FLASHING UNIT ORANGE FLASH | 1693 | 6O | B | IDSIG | 80 | 80 | 93 | 147
General Purpose | 3 Industry General Purpose | Control & Signalling - Optimum | COS | XVBC5B4 | RED FLASHING LED UNIT RED FLASHING L | 2272 | 6O | B | IDSIG | 80 | 93 | 80 | 137
General Purpose | 3 Industry General Purpose | Control & Signalling - Optimum | COS | XVBC9B | BUZZER | 3706 | 6O | B | IDSIG | 92 | 82 | 82 | 162
General Purpose | 3 Industry General Purpose | Control & Signalling - Optimum | COS | XVBL1B4 | ILLUMINATED BEACON RED FLASHING LIGHT 24 | 3280 | 6O | B | IDSIG | 80 | 145 | 80 | 278
General Purpose | 3 Industry General Purpose | Control & Signalling - Optimum | COS | XVBL34 | ILLUMINATED BEACON RED STEADY LIGHT 250 | 1684 | 6O | B | IDSIG | 80 | 148 | 80 | 261
General Purpose | 3 Industry General Purpose | Control & Signalling - Optimum | COS | XVBZ02 | PLASTIC FOOT | 1171 | 6O | B | IDSIG | 160 | 70 | 98 | 88
General Purpose | 3 Industry General Purpose | Control & Signalling - Optimum | COS | XVBZ02A | ALU TUBE 100MM | 619 | 6O | B | IDSIG | 130 | 70 | 70 | 87
General Purpose | 3 Industry General Purpose | Control & Signalling - Optimum | COS | XVC1B3HK | TOWER LIGHTS 100 MM, 24 V, HORN, STEADY/ | 14453 | 6O | B | IDSIG
General Purpose | 3 Industry General Purpose | Control & Signalling - Optimum | COS | XVLA234 | ROUND PILOT LIGHT AND 8 IP 40 RED INTEGR | 190 | 6O | B | IDSIG | 40 | 20 | 20 | 3
General Purpose | 3 Industry General Purpose | Control & Signalling - Optimum | COS | XVLA235 | ROUND PILOT LIGHT AND 8 IP 40 YELLOW ORA | 190 | 6O | B | IDSIG | 42 | 10 | 10 | 3
General Purpose | 3 Industry General Purpose | Control & Signalling - Optimum | COS | XVLA324 | ROUND PILOT LIGHT AND 12 IP 40 RED INTEG | 256 | 6O | B | IDSIG
General Purpose | 3 Industry General Purpose | Control & Signalling - Optimum | COS | XVLA333 | ROUND PILOT LIGHT AND 12 IP 40 GREEN INT | 266 | 6O | B | IDSIG | 49 | 16 | 16 | 7
General Purpose | 3 Industry General Purpose | Control & Signalling - Optimum | COS | XVLA334 | ROUND PILOT LIGHT AND 12 IP 40 RED INTEG | 266 | 6O | B | IDSIG | 45 | 25 | 25 | 8
General Purpose | 3 Industry General Purpose | Control & Signalling - Optimum | COS | XVLA335 | ROUND PILOT LIGHT AND 12 IP 40 YELLOW OR | 266 | 6O | B | IDSIG | 49 | 16 | 16 | 7
General Purpose | 3 Industry General Purpose | Control & Signalling - Optimum | COS | XVR13B04L | ROT.LIGHT RED, LED BASED, 24V | 5749 | 6O | B | IDSIG | 188 | 270 | 187 | 1138
General Purpose | 3 Industry General Purpose | Control & Signalling - Optimum | COS | XVR13B05L | ROT.LIGHT ORANG, LED BASED, 24V | 5749 | 6O | B | IDSIG | 187 | 270 | 187 | 1142
General Purpose | 3 Industry General Purpose | Control & Signalling - Optimum | COS | XVR13G05L | ROT.LIGHT ORANG, LED BASED, 120V | 5580 | 6O | B | IDSIG | 190 | 280 | 200 | 1334
General Purpose | 3 Industry General Purpose | Control & Signalling - Optimum | COS | XVR13M05L | ROT.LIGHT ORANG, LED BASED, 230V | 5490 | 6O | B | IDSIG | 265 | 186 | 186 | 1340
General Purpose | 3 Industry General Purpose | Control & Signalling - Optimum | COS | XVR3B04 | BEACON NO BUZZER 24VDC RED | 2271 | 6O | B | IDSIG | 135 | 182 | 135 | 644
General Purpose | 3 Industry General Purpose | Control & Signalling - Optimum | COS | XVR3B05 | BEACON NO BUZZER 24VDC ORANGE | 2241 | 6O | B | IDSIG | 102 | 102 | 156 | 546
General Purpose | 3 Industry General Purpose | Control & Signalling - Optimum | COS | XVR3B05S | BEACON BUZZER 24VDC ORANGE | 2381 | 6O | B | IDSIG | 136 | 181 | 136 | 592
General Purpose | 3 Industry General Purpose | Control & Signalling - Optimum | COS | XVR3M05 | BEACON NO BUZZER AC ORANGE | 2079 | 6O | B | IDSIG | 102 | 102 | 156 | 633
General Purpose | 3 Industry General Purpose | Control & Signalling - Optimum | COS | XVS10BMW | SIRENE, 12/24V ACDC, 2 TON, BLANCHE, SAN | 3299 | 6O | B | IDSIG | 140 | 195 | 140 | 1032
General Purpose | 3 Industry General Purpose | Control & Signalling - Optimum | COS | XVS10MMW | SIRENE, 230V AC, 2 TON, BLANCHE, SANS CA | 3605 | 6O | B | IDSIG | 140 | 195 | 140 | 1226
General Purpose | 3 Industry General Purpose | Control & Signalling - Optimum | COS | XVS14BMW | MULTISOUND ALARM SIREN | 4878 | 6O | B | IDSIG | 160 | 275 | 160 | 1328
General Purpose | 3 Industry General Purpose | Control & Signalling - Optimum | COS | XVS14GMW | SIREN, 120 V AC | 5894 | 6O | B | IDSIG | 155 | 280 | 155 | 1586
General Purpose | 3 Industry General Purpose | Control & Signalling - Optimum | COS | XVS72BMBP | DIN72 PANEL MOUNT MULTI SOUND ELECTRONIC | 2898 | 6O | B | IDSIG | 95 | 150 | 95 | 266
General Purpose | 3 Industry General Purpose | Control & Signalling - Optimum | COS | XVSV7BBP | ELEC ALARMS DIN72 VOICE BLACK PNP DC24V | 3673 | 6O | B | IDSIG | 130 | 70 | 115 | 318
General Purpose | 3 Industry General Purpose | Control & Signalling - Optimum | COS | XVUC020 | XVU BODY EXTENDER, BLACK | 493 | 6O | B | IDSIG | 270 | 91 | 95 | 245
General Purpose | 3 Industry General Purpose | Control & Signalling - Optimum | COS | XVUC21B | XVU BODY (DC), BLACK | 583 | 6O | A | IDSIG | 265 | 91 | 92 | 281
General Purpose | 3 Industry General Purpose | Control & Signalling - Optimum | COS | XVUC21M | XVU BODY (AC)NPN, BLACK | 1049 | 6O | B | IDSIG
General Purpose | 3 Industry General Purpose | Control & Signalling - Optimum | COS | XVUC21MP | BLACK BASE AND COVER FOR XVU TOWER LIGHT | 952 | 6O | B | IDSIG | 270 | 91 | 95 | 424
General Purpose | 3 Industry General Purpose | Control & Signalling - Optimum | COS | XVUC23 | XVU GREEN LED UNIT | 866 | 6O | A | IDSIG | 133 | 91 | 92 | 149
General Purpose | 3 Industry General Purpose | Control & Signalling - Optimum | COS | XVUC24 | XVU RED LED UNIT | 866 | 6O | A | IDSIG | 135 | 90 | 92 | 152
General Purpose | 3 Industry General Purpose | Control & Signalling - Optimum | COS | XVUC25 | XVU ORANGE LED UNIT | 866 | 6O | A | IDSIG | 133 | 91 | 92 | 142
General Purpose | 3 Industry General Purpose | Control & Signalling - Optimum | COS | XVUC26 | XVU BLUE LED UNIT | 962 | 6O | B | IDSIG | 133 | 91 | 92 | 142
General Purpose | 3 Industry General Purpose | Control & Signalling - Optimum | COS | XVUC27 | XVU WHITE LED UNIT | 962 | 6O | B | IDSIG | 133 | 91 | 92 | 142
General Purpose | 3 Industry General Purpose | Control & Signalling - Optimum | COS | XVUC28 | XVU YELLOW LED UNIT | 962 | 6O | B | IDSIG
General Purpose | 3 Industry General Purpose | Control & Signalling - Optimum | COS | XVUC29 | XVU MULTI-COLOR UNIT | 1462 | 6O | B | IDSIG | 133 | 91 | 92 | 152
General Purpose | 3 Industry General Purpose | Control & Signalling - Optimum | COS | XVUC44 | XVU Red blinking LED unit | 931 | 6O | B | IDSIG | 131 | 90 | 92 | 143
General Purpose | 3 Industry General Purpose | Control & Signalling - Optimum | COS | XVUC46 | XVU Blue blinking LED unit | 979 | 6O | B | IDSIG
General Purpose | 3 Industry General Purpose | Control & Signalling - Optimum | COS | XVUC47 | XVU White blinking LED unit | 979 | 6O | B | IDSIG
General Purpose | 3 Industry General Purpose | Control & Signalling - Optimum | COS | XVUC9S | XVU BUZZER UNIT, BLACK | 962 | 6O | A | IDSIG | 133 | 91 | 92 | 170
General Purpose | 3 Industry General Purpose | Control & Signalling - Optimum | COS | XVUC9V | BLACK SOUND UNIT FOR XVU TOWER LIGHT | 1779 | 6O | B | IDSIG
General Purpose | 3 Industry General Purpose | Control & Signalling - Optimum | COS | XVUZ01 | DIRECT MOUNTING PLATE, BLACK | 314 | 6O | A | IDSIG | 133 | 91 | 92 | 160
General Purpose | 3 Industry General Purpose | Control & Signalling - Optimum | COS | XVUZ02 | FIXING PLATE WITH 100MM POLE, BLACK | 539 | 6O | A | IDSIG | 266 | 92 | 94 | 298
General Purpose | 3 Industry General Purpose | Control & Signalling - Optimum | COS | XVUZ06 | XVU FLEXIBLE MOUNTING, BLACK | 673 | 6O | B | IDSIG | 268 | 91 | 90 | 393
General Purpose | 3 Industry General Purpose | Control & Signalling - Optimum | COS | XVUZ100T | Metal bracket with 100mm pole, black | 894 | 6O | B | IDSIG | 190 | 91 | 90 | 387
General Purpose | 3 Industry General Purpose | Control & Signalling - Optimum | COS | XVUZ12 | Fixing plate for use on vertical support | 441 | 6O | B | IDSIG | 119 | 59 | 77 | 500
General Purpose | 3 Industry General Purpose | Control & Signalling - Optimum | COS | ZA2BD2 | SELECTOR SWITCH HEAD | 263 | 6O | B | IDSIG | 40 | 50 | 40 | 21
General Purpose | 3 Industry General Purpose | Control & Signalling - Optimum | COS | ZA2BD3 | SELECTOR SWITCH HEAD | 263 | 6O | B | IDSIG | 45 | 42 | 30 | 21
General Purpose | 3 Industry General Purpose | Control & Signalling - Optimum | COS | ZA2BS834 | PUSHBUTTON | 663 | 6O | B | IDSIG | 107 | 39 | 46 | 40
General Purpose | 3 Industry General Purpose | Control & Signalling - Optimum | COS | ZA2BS844 | PUSHBUTTON | 509 | 6O | B | IDSIG | 88 | 42 | 52 | 44
General Purpose | 3 Industry General Purpose | Control & Signalling - Optimum | COS | ZA2BV03 | PILOT LIGTH HEAD | 108 | 6O | B | IDSIG | 40 | 40 | 35 | 15
General Purpose | 3 Industry General Purpose | Control & Signalling - Optimum | COS | ZA2BV04 | PILOT LIGHT HEAD | 108 | 6O | B | IDSIG | 40 | 40 | 30 | 15
General Purpose | 3 Industry General Purpose | Control & Signalling - Optimum | COS | ZALVB1 | 24V LED CONT. BOX LIGHT U | 225 | 6O | B | IDSIG | 54 | 56 | 44 | 60
General Purpose | 3 Industry General Purpose | Control & Signalling - Optimum | COS | ZART8LS | Transmitter small size, 8 Pushbuttons | 11859 | 6O | B | IDSIG
General Purpose | 3 Industry General Purpose | Control & Signalling - Optimum | COS | ZB2BE101 | SPRING RETURN CONTACT BLOCK 1 NO FRONT M | 121 | 6O | A | IDSIG | 100 | 40 | 150 | 150
General Purpose | 3 Industry General Purpose | Control & Signalling - Optimum | COS | ZB2BE102 | SPRING RETURN CONTACT BLOCK 1 NC FRONT M | 121 | 6O | A | IDSIG | 100 | 40 | 140 | 157
General Purpose | 3 Industry General Purpose | Control & Signalling - Optimum | COS | ZB2BV006 | PILOT LIGHT BODY | 464 | 6O | B | IDSIG | 45 | 32 | 45 | 22
General Purpose | 3 Industry General Purpose | Control & Signalling - Optimum | COS | ZB2BY2101 | LEGEND 30 X 40 MM 1 BLACK SIDE 1 RED SID | 37 | 6O | A | IDSIG | 40 | 1 | 35 | 1
General Purpose | 3 Industry General Purpose | Control & Signalling - Optimum | COS | ZB2BY2303 | LEGEND 30 X 40 MM BLACK START | 48 | 6O | B | IDSIG | 40 | 1 | 30 | 1
General Purpose | 3 Industry General Purpose | Control & Signalling - Optimum | COS | ZB2BY2304 | LEGEND 30 X 40 MM RED S TO P | 48 | 6O | B | IDSIG | 40 | 1 | 32 | 1
General Purpose | 3 Industry General Purpose | Control & Signalling - Optimum | COS | ZB2BY2330 | LEGEND PLATE | 48 | 6O | B | IDSIG | 40 | 1 | 30 | 1
General Purpose | 3 Industry General Purpose | Control & Signalling - Optimum | COS | ZB2BY2904 | LEGEND 30 X 40 MM BLACK LEFT OR LOWER SL | 27 | 6O | B | IDSIG | 40 | 1 | 30 | 1
General Purpose | 3 Industry General Purpose | Control & Signalling - Optimum | COS | ZB2BY2905 | LEGEND 30 X 40 MM BLACK LEFT OR LOWER FA | 27 | 6O | B | IDSIG | 40 | 1 | 30 | 1
General Purpose | 3 Industry General Purpose | Control & Signalling - Optimum | COS | ZB2BY2906 | LEGEND 30 X 40 MM BLACK LEFT OR LOWER SL | 27 | 6O | B | IDSIG | 40 | 1 | 30 | 1
General Purpose | 3 Industry General Purpose | Control & Signalling - Optimum | COS | ZB2BY2910 | LEGEND 30 X 40 MM BLACK LEFT SLOW | 27 | 6O | B | IDSIG | 40 | 1 | 30 | 1
General Purpose | 3 Industry General Purpose | Control & Signalling - Optimum | COS | ZB2BY2911 | LEGEND 30 X 40 MM BLACK LEFT FAST | 27 | 6O | B | IDSIG | 40 | 1 | 30 | 1
General Purpose | 3 Industry General Purpose | Control & Signalling - Optimum | COS | ZB2BY2912 | LEGEND 30 X 40 MM BLACK LEFT SLOWFAST | 27 | 6O | B | IDSIG | 40 | 1 | 30 | 1
General Purpose | 3 Industry General Purpose | Control & Signalling - Optimum | COS | ZB2BY2916 | LEGEND 30 X 40 MM BLACK REVERSE SLOW | 27 | 6O | B | IDSIG | 40 | 1 | 30 | 1
General Purpose | 3 Industry General Purpose | Control & Signalling - Optimum | COS | ZB2BY2917 | LEGEND 30 X 40 MM BLACK REVERSE FAST | 27 | 6O | B | IDSIG | 40 | 1 | 30 | 1
General Purpose | 3 Industry General Purpose | Control & Signalling - Optimum | COS | ZB2BY2931 | ETIQUETA FIGURIN PARADA | 27 | 6O | B | IDSIG | 40 | 1 | 30 | 1
General Purpose | 3 Industry General Purpose | Control & Signalling - Optimum | COS | ZB2BY2967 | LEGEND 30 X 40 MM BLACK REVERSE, FAST | 29 | 6O | B | IDSIG | 40 | 1 | 30 | 1
General Purpose | 3 Industry General Purpose | Control & Signalling - Optimum | COS | ZB2BY4901 | LEGEND 30 X 40 MM WHITE RAISE OR RIGHT S | 27 | 6O | B | IDSIG | 40 | 1 | 30 | 1
General Purpose | 3 Industry General Purpose | Control & Signalling - Optimum | COS | ZB2BY4902 | LEGEND 30 X 40 MM WHITE RAISE OR RIGHT F | 27 | 6O | B | IDSIG | 40 | 1 | 30 | 1
General Purpose | 3 Industry General Purpose | Control & Signalling - Optimum | COS | ZB2BY4903 | LEGEND 30 X 40 MM WHITE RAISE OR RIGHT S | 27 | 6O | B | IDSIG | 40 | 1 | 30 | 1
General Purpose | 3 Industry General Purpose | Control & Signalling - Optimum | COS | ZB2BY4907 | LEGEND 30 X 40 MM WHITE RIGHT SLOW | 27 | 6O | B | IDSIG | 40 | 1 | 30 | 1
General Purpose | 3 Industry General Purpose | Control & Signalling - Optimum | COS | ZB2BY4908 | LEGEND 30 X 40 MM WHITE RIGHT FAST | 27 | 6O | B | IDSIG | 40 | 1 | 30 | 1
General Purpose | 3 Industry General Purpose | Control & Signalling - Optimum | COS | ZB2BY4909 | LEGEND 30 X 40 MM WHITE RIGHT SLOWFAST | 27 | 6O | B | IDSIG | 40 | 1 | 30 | 1
General Purpose | 3 Industry General Purpose | Control & Signalling - Optimum | COS | ZB2BY4913 | LEGEND 30 X 40 MM WHITE FORWARD SLOW | 27 | 6O | B | IDSIG | 40 | 1 | 30 | 1
General Purpose | 3 Industry General Purpose | Control & Signalling - Optimum | COS | ZB2BY4914 | LEGEND 30 X 40 MM WHITE FORWARD FAST | 27 | 6O | B | IDSIG | 40 | 1 | 30 | 1
General Purpose | 3 Industry General Purpose | Control & Signalling - Optimum | COS | ZB2BY4932 | LEGEND 30 X 40 MM WHITE KLAXON | 27 | 6O | B | IDSIG | 64 | 1 | 64 | 1
General Purpose | 3 Industry General Purpose | Control & Signalling - Optimum | COS | ZB2BZ101 | BODY FOR CONTROL BUT TO N DIAM 22 1 NO | 181 | 6O | B | IDSIG | 45 | 33 | 45 | 43
General Purpose | 3 Industry General Purpose | Control & Signalling - Optimum | COS | ZB2BZ102 | BODY FOR CONTROL BUT TO N DIAM 22 1 NC | 171 | 6O | B | IDSIG | 45 | 33 | 45 | 42
General Purpose | 3 Industry General Purpose | Control & Signalling - Optimum | COS | ZB2BZ4 | ADAPTOR PLATE | 217 | 6O | A | IDSIG | 46 | 7 | 41 | 23
General Purpose | 3 Industry General Purpose | Control & Signalling - Optimum | COS | ZB2SZ3 | BLANKING PLUG | 108 | 6O | A | IDSIG | 115 | 51 | 81 | 58
General Purpose | 3 Industry General Purpose | Control & Signalling - Optimum | COS | ZB4BA0 | PUSHBUTTON OPERATOR HEAD | 109 | 6O | A | IDSIG | 54 | 44 | 34 | 27
General Purpose | 3 Industry General Purpose | Control & Signalling - Optimum | COS | ZB4BA1 | PUSHBUTTON OPERATOR HEAD | 126 | 6O | A | IDSIG | 42 | 32 | 42 | 28
General Purpose | 3 Industry General Purpose | Control & Signalling - Optimum | COS | ZB4BA18 | PUSHBUTTON OPERATOR HEAD | 182 | 6O | B | IDSIG | 57 | 57 | 34 | 31
General Purpose | 3 Industry General Purpose | Control & Signalling - Optimum | COS | ZB4BA2 | PUSHBUTTON OPERATOR HEAD | 128 | 6O | A | IDSIG | 42 | 50 | 32 | 28
General Purpose | 3 Industry General Purpose | Control & Signalling - Optimum | COS | ZB4BA3 | CABEZA PULS.RASANTE VERDE | 128 | 6O | A | IDSIG | 42 | 50 | 32 | 22
General Purpose | 3 Industry General Purpose | Control & Signalling - Optimum | COS | ZB4BA331 | PUSHBUTTON OPERATOR HEAD | 145 | 6O | B | IDSIG | 54 | 45 | 34 | 28
General Purpose | 3 Industry General Purpose | Control & Signalling - Optimum | COS | ZB4BA34 | PUSHBUTTON OPERATOR HEAD | 344 | 6O | B | IDSIG | 54 | 45 | 34 | 28
General Purpose | 3 Industry General Purpose | Control & Signalling - Optimum | COS | ZB4BA36 | PUSHBUTTON OPERATOR HEAD | 344 | 6O | B | IDSIG | 54 | 45 | 34 | 33
General Purpose | 3 Industry General Purpose | Control & Signalling - Optimum | COS | ZB4BA38 | PUSHBUTTON OPERATOR HEAD | 182 | 6O | B | IDSIG | 54 | 90 | 34 | 30
General Purpose | 3 Industry General Purpose | Control & Signalling - Optimum | COS | ZB4BA4 | PUSHBUTTON OPERATOR HEAD | 128 | 6O | A | IDSIG | 42 | 50 | 32 | 28
General Purpose | 3 Industry General Purpose | Control & Signalling - Optimum | COS | ZB4BA432 | PUSHBUTTON OPERATOR HEAD | 145 | 6O | B | IDSIG | 50 | 32 | 42 | 28
General Purpose | 3 Industry General Purpose | Control & Signalling - Optimum | COS | ZB4BA46 | PUSHBUTTON OPERATOR HEAD | 344 | 6O | B | IDSIG | 53 | 44 | 34 | 33
General Purpose | 3 Industry General Purpose | Control & Signalling - Optimum | COS | ZB4BA48 | PUSHBUTTON OPERATOR HEAD | 182 | 6O | B | IDSIG | 53 | 56 | 34 | 29
General Purpose | 3 Industry General Purpose | Control & Signalling - Optimum | COS | ZB4BA5 | PUSHBUTTON OPERATOR HEAD | 128 | 6O | A | IDSIG | 50 | 32 | 34 | 28
General Purpose | 3 Industry General Purpose | Control & Signalling - Optimum | COS | ZB4BA58 | PUSHBUTTON OPERATOR HEAD | 182 | 6O | B | IDSIG | 54 | 90 | 34 | 30
General Purpose | 3 Industry General Purpose | Control & Signalling - Optimum | COS | ZB4BA6 | PUSHBUTTON OPERATOR HEAD | 126 | 6O | A | IDSIG | 50 | 32 | 42 | 28
General Purpose | 3 Industry General Purpose | Control & Signalling - Optimum | COS | ZB4BA68 | PUSHBUTTON OPERATOR HEAD | 182 | 6O | B | IDSIG | 54 | 57 | 34 | 28
General Purpose | 3 Industry General Purpose | Control & Signalling - Optimum | COS | ZB4BA7121 | METAL DOUBLE HEADED PUSHBUTTONS | 273 | 6O | B | IDSIG | 53 | 57 | 34 | 57
General Purpose | 3 Industry General Purpose | Control & Signalling - Optimum | COS | ZB4BA7341 | METAL DOUBLE HEADED PUSHBUTTONS | 296 | 6O | A | IDSIG | 56 | 32 | 50 | 58
General Purpose | 3 Industry General Purpose | Control & Signalling - Optimum | COS | ZB4BA9 | PUSHBUTTON OPERATOR HEAD | 182 | 6O | B | IDSIG | 54 | 88 | 34 | 35
General Purpose | 3 Industry General Purpose | Control & Signalling - Optimum | COS | ZB4BC2 | MUSHROOMM PUSH BUT HEAD | 266 | 6O | A | IDSIG | 54 | 88 | 44 | 76
General Purpose | 3 Industry General Purpose | Control & Signalling - Optimum | COS | ZB4BC3 | MUSHROOMM PUSH BUT HEAD | 266 | 6O | A | IDSIG | 54 | 90 | 44 | 75
General Purpose | 3 Industry General Purpose | Control & Signalling - Optimum | COS | ZB4BC4 | MUSHROOMM PUSH BUT HEAD | 266 | 6O | A | IDSIG | 84 | 44 | 54 | 78
General Purpose | 3 Industry General Purpose | Control & Signalling - Optimum | COS | ZB4BC44 | MUSHROOMM PUSH BUT HEAD | 344 | 6O | B | IDSIG | 54 | 88 | 44 | 73
General Purpose | 3 Industry General Purpose | Control & Signalling - Optimum | COS | ZB4BC5 | MUSHROOMM PUSH BUT HEAD | 266 | 6O | A | IDSIG | 54 | 88 | 44 | 75
General Purpose | 3 Industry General Purpose | Control & Signalling - Optimum | COS | ZB4BC6 | MUSHROOMM PUSH BUT HEAD | 266 | 6O | B | IDSIG | 54 | 88 | 44 | 76
General Purpose | 3 Industry General Purpose | Control & Signalling - Optimum | COS | ZB4BD2 | CABEZA SEL.2 POS.MANETA CORTA | 287 | 6O | A | IDSIG | 48 | 50 | 34 | 46
General Purpose | 3 Industry General Purpose | Control & Signalling - Optimum | COS | ZB4BD3 | SELEC TO R SWITCH HEAD 3 POSIT | 287 | 6O | A | IDSIG | 50 | 50 | 34 | 46
General Purpose | 3 Industry General Purpose | Control & Signalling - Optimum | COS | ZB4BD37 | SELEC TO R SWITCH HEAD 3 POSITIONS DIAM | 306 | 6O | B | IDSIG | 54 | 45 | 34 | 45
General Purpose | 3 Industry General Purpose | Control & Signalling - Optimum | COS | ZB4BD4 | SELEC TO R SWITCH HEAD 2 POSIT | 287 | 6O | A | IDSIG | 50 | 32 | 48 | 50
General Purpose | 3 Industry General Purpose | Control & Signalling - Optimum | COS | ZB4BD5 | CABEZA SEL.3 POS.MANETA CORTA | 287 | 6O | A | IDSIG | 40 | 50 | 32 | 42
General Purpose | 3 Industry General Purpose | Control & Signalling - Optimum | COS | ZB4BD57 | SELEC TO R SWITCH HEAD 3 POSITIONS DIAM | 337 | 6O | B | IDSIG | 52 | 33 | 48 | 45
General Purpose | 3 Industry General Purpose | Control & Signalling - Optimum | COS | ZB4BD7 | SELEC TO R SWITCH HEAD 3 POSITIONS DIAM | 287 | 6O | A | IDSIG | 50 | 34 | 48 | 44
General Purpose | 3 Industry General Purpose | Control & Signalling - Optimum | COS | ZB4BD8 | SELEC TO R SWITCH HEAD 3 POSITIONS DIAM | 287 | 6O | A | IDSIG | 50 | 34 | 48 | 44
General Purpose | 3 Industry General Purpose | Control & Signalling - Optimum | COS | ZB4BD912 | POTENTIOMETER OP. HEAD | 994 | 6O | B | IDSIG | 54 | 40 | 50 | 80
General Purpose | 3 Industry General Purpose | Control & Signalling - Optimum | COS | ZB4BD922 | POTENTIOMETER OP. HEAD | 1034 | 6O | B | IDSIG
General Purpose | 3 Industry General Purpose | Control & Signalling - Optimum | COS | ZB4BG0 | KEY SELECTOR OPERATING HE | 957 | 6O | A | IDSIG | 34 | 88 | 52 | 102
General Purpose | 3 Industry General Purpose | Control & Signalling - Optimum | COS | ZB4BG014 | SELEC TO R SWITCH HEAD KEYLOCK 3 POSITIO | 761 | 6O | B | IDSIG | 53 | 88 | 34 | 103
General Purpose | 3 Industry General Purpose | Control & Signalling - Optimum | COS | ZB4BG05 | PUSHBUTTON | 1223 | 6O | B | IDSIG
General Purpose | 3 Industry General Purpose | Control & Signalling - Optimum | COS | ZB4BG08 | SELEC TO R SWITCH HEAD KEYLOCK 3 POSITIO | 802 | 6O | B | IDSIG | 33 | 86 | 52 | 105
General Purpose | 3 Industry General Purpose | Control & Signalling - Optimum | COS | ZB4BG09 | SELEC TO R SWITCH HEAD KEYLOCK 3 POSITIO | 804 | 6O | B | IDSIG | 86 | 52 | 35 | 104
General Purpose | 3 Industry General Purpose | Control & Signalling - Optimum | COS | ZB4BG1 | SELEC TO R SWITCH HEAD KEYLOCK 3 POSITIO | 657 | 6O | B | IDSIG | 33 | 86 | 52 | 104
General Purpose | 3 Industry General Purpose | Control & Signalling - Optimum | COS | ZB4BG2 | SELEC TO R SWITCH HEAD KEYLOCK | 720 | 6O | A | IDSIG | 82 | 50 | 34 | 104
General Purpose | 3 Industry General Purpose | Control & Signalling - Optimum | COS | ZB4BG210 | SELEC TO R SWITCH HEAD KEYLOCK 2 POSITIO | 692 | 6O | B | IDSIG | 33 | 86 | 52 | 104
General Purpose | 3 Industry General Purpose | Control & Signalling - Optimum | COS | ZB4BG212 | SELEC TO R SWITCH HEAD KEYLOCK 2 POSITIO | 705 | 6O | B | IDSIG | 86 | 36 | 52 | 102
General Purpose | 3 Industry General Purpose | Control & Signalling - Optimum | COS | ZB4BG214 | SELEC TO R SWITCH HEAD KEYLOCK 2 POSITIO | 692 | 6O | B | IDSIG | 33 | 86 | 52 | 105
General Purpose | 3 Industry General Purpose | Control & Signalling - Optimum | COS | ZB4BG2K1132A | KEY SWITCH 2 POSITIONS WITH KEY SPECIFI | 650 | 6O | B | IDSIG
General Purpose | 3 Industry General Purpose | Control & Signalling - Optimum | COS | ZB4BG2K1242A | SELECTOR SWITCH HEAD KEY 1242A 2 POS STA | 650 | 6O | B | IDSIG
General Purpose | 3 Industry General Purpose | Control & Signalling - Optimum | COS | ZB4BG2TEC10 | CES KEY SELECTOR SWITCH | 1684 | 6O | B | IDSIG | 30 | 58 | 30 | 130
General Purpose | 3 Industry General Purpose | Control & Signalling - Optimum | COS | ZB4BG3 | SELEC TO R SWITCH HEAD KEYLOCK 3 POSITIO | 719 | 6O | A | IDSIG | 33 | 86 | 52 | 103
General Purpose | 3 Industry General Purpose | Control & Signalling - Optimum | COS | ZB4BG4 | KEY SELECTOR OPERATING HE | 719 | 6O | A | IDSIG | 86 | 36 | 50 | 102
General Purpose | 3 Industry General Purpose | Control & Signalling - Optimum | COS | ZB4BG5 | SELEC TO R SWITCH HEAD KEYLOCK 3 POSITIO | 719 | 6O | A | IDSIG | 86 | 50 | 34 | 104
General Purpose | 3 Industry General Purpose | Control & Signalling - Optimum | COS | ZB4BG6 | SELEC TO R SWITCH HEAD KEYLOCK 2 POSITIO | 719 | 6O | A | IDSIG | 84 | 28 | 50 | 104
General Purpose | 3 Industry General Purpose | Control & Signalling - Optimum | COS | ZB4BG610 | SELEC TO R SWITCH HEAD KEYLOCK 2 POSITIO | 734 | 6O | B | IDSIG
General Purpose | 3 Industry General Purpose | Control & Signalling - Optimum | COS | ZB4BG612 | SELEC TO R SWITCH HEAD KEYLOCK 2 POSITIO | 734 | 6O | B | IDSIG | 33 | 88 | 52 | 104
General Purpose | 3 Industry General Purpose | Control & Signalling - Optimum | COS | ZB4BG7 | SELEC TO R SWITCH HEAD KEYLOCK 3 POSITIO | 734 | 6O | B | IDSIG | 33 | 86 | 52 | 104
General Purpose | 3 Industry General Purpose | Control & Signalling - Optimum | COS | ZB4BG712 | SELEC TO R SWITCH HEAD KEYLOCK 3 POSITIO | 761 | 6O | B | IDSIG | 87 | 53 | 34 | 105
General Purpose | 3 Industry General Purpose | Control & Signalling - Optimum | COS | ZB4BG8 | SELEC TO R SWITCH HEAD KEYLOCK 3 POSITIO | 697 | 6O | B | IDSIG | 33 | 86 | 52 | 103
General Purpose | 3 Industry General Purpose | Control & Signalling - Optimum | COS | ZB4BH01 | PUSHBUTTON OPERATOR HEAD | 260 | 6O | B | IDSIG
General Purpose | 3 Industry General Purpose | Control & Signalling - Optimum | COS | ZB4BH013 | ILLUMINATED PUSH / PUSH H | 409 | 6O | B | IDSIG | 50 | 32 | 38 | 26
General Purpose | 3 Industry General Purpose | Control & Signalling - Optimum | COS | ZB4BH02 | PUSHBUTTON OPERATOR HEAD | 241 | 6O | B | IDSIG | 54 | 45 | 34 | 29
General Purpose | 3 Industry General Purpose | Control & Signalling - Optimum | COS | ZB4BH03 | PUSHBUTTON OPERATOR HEAD | 241 | 6O | A | IDSIG | 54 | 45 | 34 | 29
General Purpose | 3 Industry General Purpose | Control & Signalling - Optimum | COS | ZB4BH033 | ILLUMINATED PUSH / PUSH H | 409 | 6O | A | IDSIG | 50 | 30 | 42 | 28
General Purpose | 3 Industry General Purpose | Control & Signalling - Optimum | COS | ZB4BH04 | PUSHBUTTON OPERATOR HEAD | 241 | 6O | A | IDSIG | 54 | 45 | 34 | 29
General Purpose | 3 Industry General Purpose | Control & Signalling - Optimum | COS | ZB4BH043 | ILLUMINATED PUSH / PUSH H | 409 | 6O | B | IDSIG | 54 | 45 | 34 | 27
General Purpose | 3 Industry General Purpose | Control & Signalling - Optimum | COS | ZB4BH05 | PUSHBUTTON OPERATOR HEAD | 241 | 6O | B | IDSIG | 54 | 45 | 34 | 29
General Purpose | 3 Industry General Purpose | Control & Signalling - Optimum | COS | ZB4BH053 | ILLUMINATED PUSH / PUSH H | 409 | 6O | B | IDSIG | 54 | 45 | 34 | 27
General Purpose | 3 Industry General Purpose | Control & Signalling - Optimum | COS | ZB4BH063 | ILLUMINATED PUSH / PUSH H | 409 | 6O | B | IDSIG | 54 | 45 | 34 | 27
General Purpose | 3 Industry General Purpose | Control & Signalling - Optimum | COS | ZB4BJ2 | SELEC TO R SWITCH HEAD 2 POSITIONS DIAM | 284 | 6O | A | IDSIG | 50 | 34 | 50 | 46
General Purpose | 3 Industry General Purpose | Control & Signalling - Optimum | COS | ZB4BJ294 | SELEC TO R SWITCH HEAD 2 POSITIONS DIAM | 1114 | 6O | B | IDSIG | 53 | 43 | 34 | 52
General Purpose | 3 Industry General Purpose | Control & Signalling - Optimum | COS | ZB4BJ3 | CABEZA CONMUT. 3 POS. MANETA LARGA | 284 | 6O | A | IDSIG | 48 | 34 | 46 | 44
General Purpose | 3 Industry General Purpose | Control & Signalling - Optimum | COS | ZB4BJ5 | SELEC TO R SWITCH HEAD 3 POSITIONS DIAM | 317 | 6O | A | IDSIG | 54 | 50 | 34 | 46
General Purpose | 3 Industry General Purpose | Control & Signalling - Optimum | COS | ZB4BJ7 | SELEC TO R SWITCH HEAD 3 POSITIONS DIAM | 317 | 6O | B | IDSIG | 50 | 50 | 35 | 45
General Purpose | 3 Industry General Purpose | Control & Signalling - Optimum | COS | ZB4BK1213 | ILLUMINATED SELEC TO R SWITCH HEAD 2 POS | 480 | 6O | A | IDSIG | 33 | 48 | 52 | 41
General Purpose | 3 Industry General Purpose | Control & Signalling - Optimum | COS | ZB4BK1233 | ILLUMINATED SELEC TO R SWITCH HEAD 2 POS | 480 | 6O | A | IDSIG | 48 | 34 | 46 | 40
General Purpose | 3 Industry General Purpose | Control & Signalling - Optimum | COS | ZB4BK1243 | ILLUMINATED SELEC TO R SWITCH HEAD 2 POS | 480 | 6O | A | IDSIG | 33 | 48 | 52 | 41
General Purpose | 3 Industry General Purpose | Control & Signalling - Optimum | COS | ZB4BK1253 | ILLUMINATED SELEC TO R SWITCH HEAD 2 POS | 480 | 6O | A | IDSIG | 33 | 50 | 52 | 42
General Purpose | 3 Industry General Purpose | Control & Signalling - Optimum | COS | ZB4BK1263 | ILLUMINATED SELEC TO R SWITCH HEAD 2 POS | 480 | 6O | B | IDSIG | 33 | 48 | 52 | 41
General Purpose | 3 Industry General Purpose | Control & Signalling - Optimum | COS | ZB4BK1313 | ILLUMINATED SELEC TO R SWITCH HEAD 3 POS | 480 | 6O | B | IDSIG | 52 | 50 | 33 | 41
General Purpose | 3 Industry General Purpose | Control & Signalling - Optimum | COS | ZB4BK1333 | ILLUMINATED SELEC TO R SWITCH | 480 | 6O | A | IDSIG | 50 | 32 | 48 | 38
General Purpose | 3 Industry General Purpose | Control & Signalling - Optimum | COS | ZB4BK1343 | ILLUMINATED SELEC TO R SWITCH HEAD 3 POS | 480 | 6O | B | IDSIG | 54 | 32 | 46 | 40
General Purpose | 3 Industry General Purpose | Control & Signalling - Optimum | COS | ZB4BK1353 | ILLUMINATED SELEC TO R SWITCH HEAD 3 POS | 480 | 6O | B | IDSIG | 33 | 50 | 52 | 41
General Purpose | 3 Industry General Purpose | Control & Signalling - Optimum | COS | ZB4BK1363 | ILLUMINATED SELEC TO R SWITCH HEAD 3 POS | 480 | 6O | B | IDSIG | 33 | 48 | 52 | 41
General Purpose | 3 Industry General Purpose | Control & Signalling - Optimum | COS | ZB4BK1413 | SELECTOR ILL. PUSHBOTTON | 527 | 6O | B | IDSIG | 33 | 48 | 52 | 43
General Purpose | 3 Industry General Purpose | Control & Signalling - Optimum | COS | ZB4BK1433 | ILLUMINATED SELEC TO R SWITCH HEAD 2 POS | 527 | 6O | B | IDSIG | 33 | 48 | 52 | 43
General Purpose | 3 Industry General Purpose | Control & Signalling - Optimum | COS | ZB4BK1453 | SELECTOR ILL. PUSHBOTTON | 527 | 6O | B | IDSIG | 33 | 48 | 52 | 43
General Purpose | 3 Industry General Purpose | Control & Signalling - Optimum | COS | ZB4BK1513 | ILLUMINATED SELEC TO R SWITCH HEAD 3 POS | 527 | 6O | B | IDSIG | 33 | 48 | 52 | 41
General Purpose | 3 Industry General Purpose | Control & Signalling - Optimum | COS | ZB4BK1533 | ILLUMINATED SELEC TO R SWITCH | 527 | 6O | A | IDSIG | 33 | 50 | 52 | 41
General Purpose | 3 Industry General Purpose | Control & Signalling - Optimum | COS | ZB4BK1543 | ILLUMINATED SELEC TO R SWITCH HEAD 3 POS | 527 | 6O | B | IDSIG | 33 | 48 | 52 | 42
General Purpose | 3 Industry General Purpose | Control & Signalling - Optimum | COS | ZB4BK1553 | ILLUMINATED SELEC TO R SWITCH HEAD 3 POS | 527 | 6O | B | IDSIG | 33 | 48 | 52 | 42
General Purpose | 3 Industry General Purpose | Control & Signalling - Optimum | COS | ZB4BK1563 | ILLUMINATED SELEC TO R SWITCH HEAD 3 POS | 527 | 6O | B | IDSIG | 33 | 48 | 52 | 42
General Purpose | 3 Industry General Purpose | Control & Signalling - Optimum | COS | ZB4BK1813 | ILLUMINATED SELEC TO R SWITCH HEAD 3 POS | 527 | 6O | B | IDSIG | 33 | 48 | 52 | 41
General Purpose | 3 Industry General Purpose | Control & Signalling - Optimum | COS | ZB4BK1833 | ILLUMINATED SELEC TO R SWITCH HEAD 3 POS | 527 | 6O | B | IDSIG | 33 | 48 | 52 | 42
General Purpose | 3 Industry General Purpose | Control & Signalling - Optimum | COS | ZB4BK1853 | ILLUMINATED SELEC TO R SWITCH HEAD 3 POS | 527 | 6O | B | IDSIG | 33 | 48 | 52 | 41
General Purpose | 3 Industry General Purpose | Control & Signalling - Optimum | COS | ZB4BL2 | PUSHBUTTON OPERATOR HEAD | 152 | 6O | B | IDSIG | 54 | 45 | 34 | 30
General Purpose | 3 Industry General Purpose | Control & Signalling - Optimum | COS | ZB4BL3 | PUSHBUTTON OPERATOR HEAD | 157 | 6O | A | IDSIG | 54 | 45 | 34 | 29
General Purpose | 3 Industry General Purpose | Control & Signalling - Optimum | COS | ZB4BL4 | PUSHBUTTON OPERATOR HEAD | 157 | 6O | A | IDSIG | 54 | 45 | 34 | 29
General Purpose | 3 Industry General Purpose | Control & Signalling - Optimum | COS | ZB4BL5 | PUSHBUTTON OPERATOR HEAD | 152 | 6O | B | IDSIG | 54 | 45 | 34 | 29
General Purpose | 3 Industry General Purpose | Control & Signalling - Optimum | COS | ZB4BL7341 | METAL DOUBLE HEADED PUSHBUTTONS | 312 | 6O | A | IDSIG | 54 | 34 | 50 | 58
General Purpose | 3 Industry General Purpose | Control & Signalling - Optimum | COS | ZB4BP2 | PUSHBUTTON OPERATOR HEAD | 211 | 6O | A | IDSIG | 54 | 45 | 34 | 32
General Purpose | 3 Industry General Purpose | Control & Signalling - Optimum | COS | ZB4BP2S | PUSHBUTTON OPERATOR HEAD | 294 | 6O | B | IDSIG
General Purpose | 3 Industry General Purpose | Control & Signalling - Optimum | COS | ZB4BP3 | PUSHBUTTON OPERATOR HEAD | 211 | 6O | A | IDSIG | 50 | 32 | 42 | 32
General Purpose | 3 Industry General Purpose | Control & Signalling - Optimum | COS | ZB4BP3S | PUSHBUTTON OPERATOR HEAD | 294 | 6O | B | IDSIG | 54 | 45 | 34 | 29
General Purpose | 3 Industry General Purpose | Control & Signalling - Optimum | COS | ZB4BP4 | PUSHBUTTON OPERATOR HEAD | 211 | 6O | A | IDSIG | 54 | 45 | 34 | 32
General Purpose | 3 Industry General Purpose | Control & Signalling - Optimum | COS | ZB4BP48 | PUSHBUTTON OPERATOR HEAD | 283 | 6O | B | IDSIG | 54 | 88 | 34 | 33
General Purpose | 3 Industry General Purpose | Control & Signalling - Optimum | COS | ZB4BP5 | PUSHBUTTON OPERATOR HEAD | 211 | 6O | A | IDSIG | 54 | 45 | 34 | 32
General Purpose | 3 Industry General Purpose | Control & Signalling - Optimum | COS | ZB4BP6 | PUSHBUTTON OPERATOR HEAD | 211 | 6O | B | IDSIG | 54 | 45 | 34 | 32
General Purpose | 3 Industry General Purpose | Control & Signalling - Optimum | COS | ZB4BR2 | MUSHROOMM PUSH BUT HEAD | 490 | 6O | B | IDSIG | 95 | 72 | 72 | 90
General Purpose | 3 Industry General Purpose | Control & Signalling - Optimum | COS | ZB4BR3 | MUSHROOMM PUSH BUT HEAD | 339 | 6O | B | IDSIG
General Purpose | 3 Industry General Purpose | Control & Signalling - Optimum | COS | ZB4BR4 | MUSHROOMM PUSH BUT HEAD | 339 | 6O | B | IDSIG | 70 | 90 | 70 | 88
General Purpose | 3 Industry General Purpose | Control & Signalling - Optimum | COS | ZB4BS15 | D40 EMERGENCY STOP KR 455E | 868 | 6O | B | IDSIG
General Purpose | 3 Industry General Purpose | Control & Signalling - Optimum | COS | ZB4BS52 | CABEZA SETA 40MM.EMERG.NEGRO | 523 | 6O | B | IDSIG | 86 | 42 | 54 | 76
General Purpose | 3 Industry General Purpose | Control & Signalling - Optimum | COS | ZB4BS834 | RED EMERGENCY STOP TRIGGER ISO13850 HEAD | 627 | 6O | A | IDSIG | 88 | 44 | 54 | 73
General Purpose | 3 Industry General Purpose | Control & Signalling - Optimum | COS | ZB4BS844 | EMERGENCY STOP OP. HEAD | 491 | 6O | A | IDSIG | 86 | 52 | 44 | 76
General Purpose | 3 Industry General Purpose | Control & Signalling - Optimum | COS | ZB4BS864 | EMERGENCY STOP OP. HEAD | 636 | 6O | A | IDSIG | 94 | 72 | 72 | 88
General Purpose | 3 Industry General Purpose | Control & Signalling - Optimum | COS | ZB4BS934 | EMERGENCY STOP OP. HEAD | 782 | 6O | B | IDSIG | 54 | 88 | 34 | 94
General Purpose | 3 Industry General Purpose | Control & Signalling - Optimum | COS | ZB4BS944 | EMERGENCY STOP OP. HEAD | 765 | 6O | A | IDSIG | 88 | 44 | 53 | 103
General Purpose | 3 Industry General Purpose | Control & Signalling - Optimum | COS | ZB4BS964 | EMERGENCY STOP OP. HEAD | 959 | 6O | B | IDSIG | 70 | 90 | 70 | 114
General Purpose | 3 Industry General Purpose | Control & Signalling - Optimum | COS | ZB4BT2 | BLACK MUSHROOM LATCHING HEAD PUSH-PULL 4 | 471 | 6O | A | IDSIG | 90 | 44 | 50 | 76
General Purpose | 3 Industry General Purpose | Control & Signalling - Optimum | COS | ZB4BT3 | EMERGENCY STOP OP. HEAD | 471 | 6O | B | IDSIG | 54 | 88 | 44 | 77
General Purpose | 3 Industry General Purpose | Control & Signalling - Optimum | COS | ZB4BT5 | EMERGENCY STOP OP. HEAD | 471 | 6O | B | IDSIG | 45 | 88 | 53 | 76
General Purpose | 3 Industry General Purpose | Control & Signalling - Optimum | COS | ZB4BT84 | PUSHBUTTON EMERGENCY SWITCHING OFF | 536 | 6O | A | IDSIG | 88 | 52 | 44 | 76
General Purpose | 3 Industry General Purpose | Control & Signalling - Optimum | COS | ZB4BV003 | PILOT LIGHT HEAD | 89 | 6O | B | IDSIG | 54 | 88 | 34 | 37
General Purpose | 3 Industry General Purpose | Control & Signalling - Optimum | COS | ZB4BV01 | PILOT LIGHT HEAD | 120 | 6O | A | IDSIG | 50 | 34 | 42 | 24
General Purpose | 3 Industry General Purpose | Control & Signalling - Optimum | COS | ZB4BV013 | PILOT LIGHT HEAD | 121 | 6O | B | IDSIG | 54 | 44 | 34 | 27
General Purpose | 3 Industry General Purpose | Control & Signalling - Optimum | COS | ZB4BV03 | PILOT LIGHT HEAD | 120 | 6O | A | IDSIG | 50 | 32 | 42 | 24
General Purpose | 3 Industry General Purpose | Control & Signalling - Optimum | COS | ZB4BV033 | PILOT LIGHT HEAD | 121 | 6O | A | IDSIG | 50 | 32 | 44 | 28
General Purpose | 3 Industry General Purpose | Control & Signalling - Optimum | COS | ZB4BV033S | PILOT LIGHT HEAD | 151 | 6O | B | IDSIG | 53 | 44 | 34 | 27
General Purpose | 3 Industry General Purpose | Control & Signalling - Optimum | COS | ZB4BV04 | PILOT LIGHT HEAD | 120 | 6O | A | IDSIG | 50 | 34 | 42 | 24
General Purpose | 3 Industry General Purpose | Control & Signalling - Optimum | COS | ZB4BV043 | PILOT LIGHT HEAD | 121 | 6O | A | IDSIG | 44 | 50 | 30 | 22
General Purpose | 3 Industry General Purpose | Control & Signalling - Optimum | COS | ZB4BV043S | PILOT LIGHT HEAD | 151 | 6O | B | IDSIG | 54 | 45 | 34 | 27
General Purpose | 3 Industry General Purpose | Control & Signalling - Optimum | COS | ZB4BV05 | PILOT LIGHT HEAD | 120 | 6O | A | IDSIG | 50 | 24 | 42 | 24
General Purpose | 3 Industry General Purpose | Control & Signalling - Optimum | COS | ZB4BV053 | PILOT LIGHT HEAD | 121 | 6O | A | IDSIG | 50 | 32 | 42 | 28
General Purpose | 3 Industry General Purpose | Control & Signalling - Optimum | COS | ZB4BV053S | PILOT LIGHT HEAD | 151 | 6O | B | IDSIG | 53 | 44 | 34 | 27
General Purpose | 3 Industry General Purpose | Control & Signalling - Optimum | COS | ZB4BV06 | PILOT LIGHT HEAD | 120 | 6O | A | IDSIG | 54 | 44 | 34 | 24
General Purpose | 3 Industry General Purpose | Control & Signalling - Optimum | COS | ZB4BV063 | PILOT LIGHT HEAD | 121 | 6O | A | IDSIG | 50 | 32 | 42 | 30
General Purpose | 3 Industry General Purpose | Control & Signalling - Optimum | COS | ZB4BV07 | PILOT LIGHT HEAD | 120 | 6O | B | IDSIG | 54 | 45 | 34 | 24
General Purpose | 3 Industry General Purpose | Control & Signalling - Optimum | COS | ZB4BV3 | 120 V TRANSFO PILOT LIGHT | 692 | 6O | B | IDSIG | 54 | 88 | 34 | 129
General Purpose | 3 Industry General Purpose | Control & Signalling - Optimum | COS | ZB4BV4 | 230 V TRANSFO PILOT LIGHT | 748 | 6O | B | IDSIG | 54 | 88 | 34 | 129
General Purpose | 3 Industry General Purpose | Control & Signalling - Optimum | COS | ZB4BV6 | DIRECT SUPPLY PILOT LIGHT | 150 | 6O | A | IDSIG | 50 | 32 | 46 | 52
General Purpose | 3 Industry General Purpose | Control & Signalling - Optimum | COS | ZB4BVB1 | 24 V LED PILOT LIGHT BODY | 225 | 6O | A | IDSIG | 56 | 34 | 50 | 54
General Purpose | 3 Industry General Purpose | Control & Signalling - Optimum | COS | ZB4BVBG1 | 24-120V AC-DC WH LED LIGHT B | 449 | 6O | B | IDSIG | 54 | 32 | 50 | 54
General Purpose | 3 Industry General Purpose | Control & Signalling - Optimum | COS | ZB4BVG1 | 120 V LED PILOT LIGHT BOD | 298 | 6O | B | IDSIG | 54 | 56 | 34 | 54
General Purpose | 3 Industry General Purpose | Control & Signalling - Optimum | COS | ZB4BVJ1 | 12 V LED PILOT LIGHT BODY | 212 | 6O | B | IDSIG
General Purpose | 3 Industry General Purpose | Control & Signalling - Optimum | COS | ZB4BVM1 | 230 V LED PILOT LIGHT BOD | 403 | 6O | B | IDSIG | 56 | 28 | 50 | 52
General Purpose | 3 Industry General Purpose | Control & Signalling - Optimum | COS | ZB4BW051 | ILL. TRANSFORMER P. B. BO | 1119 | 6O | B | IDSIG | 87 | 52 | 34 | 140
General Purpose | 3 Industry General Purpose | Control & Signalling - Optimum | COS | ZB4BW061 | DIRECT SUPPLY ILL. P.B. B | 279 | 6O | A | IDSIG | 50 | 32 | 42 | 60
General Purpose | 3 Industry General Purpose | Control & Signalling - Optimum | COS | ZB4BW063 | DIRECT SUPPLY ILL. P.B. B | 266 | 6O | B | IDSIG | 54 | 45 | 34 | 69
General Purpose | 3 Industry General Purpose | Control & Signalling - Optimum | COS | ZB4BW065 | DIRECT SUPPLY ILL. P.B. B | 391 | 6O | B | IDSIG | 54 | 56 | 34 | 70
General Purpose | 3 Industry General Purpose | Control & Signalling - Optimum | COS | ZB4BW0B11 | 24 V LED ILLUMI. P.B BOD | 332 | 6O | A | IDSIG | 52 | 57 | 34 | 63
General Purpose | 3 Industry General Purpose | Control & Signalling - Optimum | COS | ZB4BW0G11 | 120 V LED ILLUMI. P.B BOD | 494 | 6O | B | IDSIG | 54 | 57 | 34 | 63
General Purpose | 3 Industry General Purpose | Control & Signalling - Optimum | COS | ZB4BW0M11 | 230 V LED ILLUMI. P.B BOD | 507 | 6O | A | IDSIG | 54 | 56 | 34 | 63
General Purpose | 3 Industry General Purpose | Control & Signalling - Optimum | COS | ZB4BW133 | ILLUMINATED PUSHBUTTON HE | 267 | 6O | B | IDSIG | 54 | 44 | 34 | 29
General Purpose | 3 Industry General Purpose | Control & Signalling - Optimum | COS | ZB4BW143 | ILLUMINATED PUSHBUTTON HE | 267 | 6O | B | IDSIG | 54 | 44 | 34 | 29
General Purpose | 3 Industry General Purpose | Control & Signalling - Optimum | COS | ZB4BW153 | ILLUMINATED PUSHBUTTON HE | 267 | 6O | B | IDSIG | 54 | 45 | 34 | 28
General Purpose | 3 Industry General Purpose | Control & Signalling - Optimum | COS | ZB4BW31 | ILLUMINATED PUSHBUTTON HE | 208 | 6O | A | IDSIG | 50 | 32 | 42 | 28
General Purpose | 3 Industry General Purpose | Control & Signalling - Optimum | COS | ZB4BW313 | ILLUMINATED PUSHBUTTON HE | 220 | 6O | A | IDSIG | 50 | 32 | 42 | 28
General Purpose | 3 Industry General Purpose | Control & Signalling - Optimum | COS | ZB4BW33 | ILLUMINATED PUSHBUTTON HE | 208 | 6O | A | IDSIG | 50 | 34 | 42 | 26
General Purpose | 3 Industry General Purpose | Control & Signalling - Optimum | COS | ZB4BW333 | ILLUMINATED PUSHBUTTON HE | 220 | 6O | A | IDSIG | 42 | 50 | 30 | 26
General Purpose | 3 Industry General Purpose | Control & Signalling - Optimum | COS | ZB4BW34 | ILLUMINATED PUSHBUTTON HE | 208 | 6O | A | IDSIG | 52 | 32 | 42 | 28
General Purpose | 3 Industry General Purpose | Control & Signalling - Optimum | COS | ZB4BW343 | ILLUMINATED PUSHBUTTON HE | 220 | 6O | A | IDSIG | 52 | 32 | 42 | 26
General Purpose | 3 Industry General Purpose | Control & Signalling - Optimum | COS | ZB4BW35 | ILLUMINATED PUSHBUTTON HE | 208 | 6O | A | IDSIG | 46 | 36 | 42 | 28
General Purpose | 3 Industry General Purpose | Control & Signalling - Optimum | COS | ZB4BW353 | ILLUMINATED PUSHBUTTON HE | 220 | 6O | A | IDSIG | 50 | 32 | 42 | 26
General Purpose | 3 Industry General Purpose | Control & Signalling - Optimum | COS | ZB4BW36 | ILLUMINATED PUSHBUTTON HE | 208 | 6O | B | IDSIG | 50 | 32 | 42 | 26
General Purpose | 3 Industry General Purpose | Control & Signalling - Optimum | COS | ZB4BW363 | ILLUMINATED PUSHBUTTON HE | 220 | 6O | A | IDSIG | 50 | 34 | 42 | 26
General Purpose | 3 Industry General Purpose | Control & Signalling - Optimum | COS | ZB4BW37 | ILLUMINATED PUSHBUTTON HE | 208 | 6O | B | IDSIG | 50 | 30 | 42 | 28
General Purpose | 3 Industry General Purpose | Control & Signalling - Optimum | COS | ZB4BW533 | ILLUMINATED PUSHBUTTON HE | 251 | 6O | B | IDSIG | 54 | 45 | 34 | 30
General Purpose | 3 Industry General Purpose | Control & Signalling - Optimum | COS | ZB4BW543 | ILLUMINATED PUSHBUTTON HE | 251 | 6O | B | IDSIG | 54 | 45 | 34 | 29
General Purpose | 3 Industry General Purpose | Control & Signalling - Optimum | COS | ZB4BW563 | ILLUMINATED PUSHBUTTON HE | 251 | 6O | B | IDSIG | 54 | 45 | 34 | 30
General Purpose | 3 Industry General Purpose | Control & Signalling - Optimum | COS | ZB4BW643 | PUSHBUTTON, EMERGENCY SWITCHING OFF, | 848 | 6O | B | IDSIG | 52 | 56 | 43 | 53
General Purpose | 3 Industry General Purpose | Control & Signalling - Optimum | COS | ZB4BW7A1724 | METAL DOUBLE HEADED PUSHBUTTONS WITH PIL | 382 | 6O | B | IDSIG | 53 | 51 | 34 | 57
General Purpose | 3 Industry General Purpose | Control & Signalling - Optimum | COS | ZB4BW7A3741 | METAL DOUBLE HEADED PUSHBUTTONS WITH PIL | 438 | 6O | A | IDSIG | 56 | 32 | 50 | 58
General Purpose | 3 Industry General Purpose | Control & Signalling - Optimum | COS | ZB4BW7L3741 | METAL DOUBLE HEADED PUSHBUTTONS WITH PIL | 334 | 6O | A | IDSIG | 52 | 32 | 50 | 58
General Purpose | 3 Industry General Purpose | Control & Signalling - Optimum | COS | ZB4BX84 | EMERGENCY STOP HEAD RED PUSH PULL 60MM | 609 | 6O | B | IDSIG | 70 | 88 | 70 | 88
General Purpose | 3 Industry General Purpose | Control & Signalling - Optimum | COS | ZB4BZ009 | XB4B FIXING BASE | 52 | 6O | A | IDSIG | 70 | 90 | 70 | 395
General Purpose | 3 Industry General Purpose | Control & Signalling - Optimum | COS | ZB4BZ021 | METAL FLUSH MOUNTING KIT (PB AND PL) | 141 | 6O | B | IDSIG | 52 | 55 | 43 | 30
General Purpose | 3 Industry General Purpose | Control & Signalling - Optimum | COS | ZB4BZ101 | SCREW TERMINAL CONTACT B | 137 | 6O | A | IDSIG | 42 | 50 | 30 | 54
General Purpose | 3 Industry General Purpose | Control & Signalling - Optimum | COS | ZB4BZ1015 | COMPLETE BODY WITH 1 NO SPRING TERMINAL | 141 | 6O | B | IDSIG | 54 | 34 | 34 | 53
General Purpose | 3 Industry General Purpose | Control & Signalling - Optimum | COS | ZB4BZ102 | SCREW TERMINAL CONTACT B | 137 | 6O | A | IDSIG | 42 | 50 | 32 | 52
General Purpose | 3 Industry General Purpose | Control & Signalling - Optimum | COS | ZB4BZ1025 | COMPLETE BODY WITH 1 NC SPRING TERMINAL | 141 | 6O | B | IDSIG | 52 | 43 | 34 | 52
General Purpose | 3 Industry General Purpose | Control & Signalling - Optimum | COS | ZB4BZ103 | SCREW TERMINAL CONTACT B | 220 | 6O | A | IDSIG | 42 | 50 | 32 | 62
General Purpose | 3 Industry General Purpose | Control & Signalling - Optimum | COS | ZB4BZ1035 | COMPLETE BODY WITH 2 NO SPRING TERMINAL | 227 | 6O | B | IDSIG | 50 | 40 | 34 | 61
General Purpose | 3 Industry General Purpose | Control & Signalling - Optimum | COS | ZB4BZ104 | SCREW TERMINAL CONTACT B | 220 | 6O | A | IDSIG | 46 | 32 | 42 | 62
General Purpose | 3 Industry General Purpose | Control & Signalling - Optimum | COS | ZB4BZ1045 | COMPLETE BODY WITH 2 NC SPRING TERMINAL | 227 | 6O | B | IDSIG | 52 | 43 | 34 | 61
General Purpose | 3 Industry General Purpose | Control & Signalling - Optimum | COS | ZB4BZ105 | SCREW TERMINAL CONTACT B | 221 | 6O | A | IDSIG | 38 | 50 | 32 | 62
General Purpose | 3 Industry General Purpose | Control & Signalling - Optimum | COS | ZB4BZ1055 | COMPLETE BODY WITH 1NO-1NC SPRING TERMIN | 227 | 6O | B | IDSIG | 50 | 40 | 34 | 61
General Purpose | 3 Industry General Purpose | Control & Signalling - Optimum | COS | ZB4BZ106 | OVERLAPPING CONTACTS BLOCKS BODY | 382 | 6O | B | IDSIG | 52 | 44 | 34 | 61
General Purpose | 3 Industry General Purpose | Control & Signalling - Optimum | COS | ZB4BZ141 | SCREW TERMINAL CONTACT B | 308 | 6O | B | IDSIG | 54 | 45 | 34 | 70
General Purpose | 3 Industry General Purpose | Control & Signalling - Optimum | COS | ZB4BZ2005 | YELLOW NARROW EMO GUARD | 314 | 6O | B | IDSIG
General Purpose | 3 Industry General Purpose | Control & Signalling - Optimum | COS | ZB4BZ62 | PUSHBUTTON PADLOCK FLAP | 338 | 6O | A | IDSIG | 53 | 45 | 33 | 81
General Purpose | 3 Industry General Purpose | Control & Signalling - Optimum | COS | ZB4BZ64 | PUSHBUTTON PADLOCK FLAP | 338 | 6O | B | IDSIG | 42 | 48 | 30 | 84
General Purpose | 3 Industry General Purpose | Control & Signalling - Optimum | COS | ZB4FA36 | FLUSH GR PB HEAD RECESSED | 362 | 6O | B | IDSIG
General Purpose | 3 Industry General Purpose | Control & Signalling - Optimum | COS | ZB4FA5 | FLUSH YW CAPS PB HEAD | 149 | 6O | B | IDSIG
General Purpose | 3 Industry General Purpose | Control & Signalling - Optimum | COS | ZB4FK1443 | FLUSH RED ILL SW HEAD 2POS RETURN RL | 564 | 6O | B | IDSIG
General Purpose | 3 Industry General Purpose | Control & Signalling - Optimum | COS | ZB4FK1513 | FLUSH WH ILL SW HEAD 3POS RETURN C | 564 | 6O | B | IDSIG
General Purpose | 3 Industry General Purpose | Control & Signalling - Optimum | COS | ZB4SZ3 | DIA 22 HOLE CAP | 111 | 6O | B | IDSIG | 90 | 70 | 72 | 280
General Purpose | 3 Industry General Purpose | Control & Signalling - Optimum | COS | ZB5AA0 | PUSHBUTTON OPERATOR HEAD | 101 | 6O | A | IDSIG | 54 | 56 | 34 | 16
General Purpose | 3 Industry General Purpose | Control & Signalling - Optimum | COS | ZB5AA1 | PUSHBUTTON OPERATOR HEAD | 104 | 6O | B | IDSIG | 54 | 45 | 34 | 17
General Purpose | 3 Industry General Purpose | Control & Signalling - Optimum | COS | ZB5AA2 | PUSHBUTTON OPERATOR HEAD | 104 | 6O | A | IDSIG | 40 | 50 | 32 | 16
General Purpose | 3 Industry General Purpose | Control & Signalling - Optimum | COS | ZB5AA3 | PUSHBUTTON OPERATOR HEAD | 104 | 6O | A | IDSIG | 42 | 50 | 34 | 14
General Purpose | 3 Industry General Purpose | Control & Signalling - Optimum | COS | ZB5AA331 | PUSHBUTTON OPERATOR HEAD | 121 | 6O | B | IDSIG | 42 | 32 | 42 | 16
General Purpose | 3 Industry General Purpose | Control & Signalling - Optimum | COS | ZB5AA333 | PUSHBUTTON OPERATOR HEAD | 121 | 6O | B | IDSIG | 54 | 45 | 34 | 17
General Purpose | 3 Industry General Purpose | Control & Signalling - Optimum | COS | ZB5AA38 | PUSHBUTTON OPERATOR HEAD | 154 | 6O | B | IDSIG | 54 | 88 | 34 | 20
General Purpose | 3 Industry General Purpose | Control & Signalling - Optimum | COS | ZB5AA4 | PUSHBUTTON OPERATOR HEAD | 104 | 6O | A | IDSIG | 52 | 34 | 42 | 16
General Purpose | 3 Industry General Purpose | Control & Signalling - Optimum | COS | ZB5AA48 | PUSHBUTTON OPERATOR HEAD | 154 | 6O | B | IDSIG | 54 | 90 | 34 | 20
General Purpose | 3 Industry General Purpose | Control & Signalling - Optimum | COS | ZB5AA5 | PUSHBUTTON OPERATOR HEAD | 104 | 6O | A | IDSIG | 50 | 32 | 42 | 18
General Purpose | 3 Industry General Purpose | Control & Signalling - Optimum | COS | ZB5AA58 | PUSHBUTTON OPERATOR HEAD | 154 | 6O | B | IDSIG | 54 | 88 | 34 | 19
General Purpose | 3 Industry General Purpose | Control & Signalling - Optimum | COS | ZB5AA6 | PUSHBUTTON OPERATOR HEAD | 104 | 6O | A | IDSIG | 54 | 45 | 34 | 17
General Purpose | 3 Industry General Purpose | Control & Signalling - Optimum | COS | ZB5AC2 | MUSHROOMM PUSH BUT HEAD | 220 | 6O | B | IDSIG | 54 | 88 | 44 | 46
General Purpose | 3 Industry General Purpose | Control & Signalling - Optimum | COS | ZB5AC24 | MUSHROOMM PUSH BUT HEAD | 212 | 6O | B | IDSIG
General Purpose | 3 Industry General Purpose | Control & Signalling - Optimum | COS | ZB5AC3 | MUSHROOMM PUSH BUT HEAD | 220 | 6O | B | IDSIG | 84 | 44 | 52 | 46
General Purpose | 3 Industry General Purpose | Control & Signalling - Optimum | COS | ZB5AC4 | MUSHROOMM PUSH BUT HEAD | 220 | 6O | B | IDSIG | 54 | 88 | 44 | 46
General Purpose | 3 Industry General Purpose | Control & Signalling - Optimum | COS | ZB5AD2 | SELEC TO R SWITCH HEAD 2 POSIT | 213 | 6O | A | IDSIG | 54 | 50 | 34 | 24
General Purpose | 3 Industry General Purpose | Control & Signalling - Optimum | COS | ZB5AD3 | CABEZA SEL.3 POS.MANETA CORTA | 213 | 6O | A | IDSIG | 56 | 34 | 50 | 22
General Purpose | 3 Industry General Purpose | Control & Signalling - Optimum | COS | ZB5AD4 | SELEC TO R SWITCH HEAD 2 POSITIONS DIAM | 235 | 6O | B | IDSIG | 58 | 52 | 34 | 27
General Purpose | 3 Industry General Purpose | Control & Signalling - Optimum | COS | ZB5AD5 | SELEC TO R SWITCH HEAD 3 POSIT | 235 | 6O | A | IDSIG | 56 | 36 | 50 | 24
General Purpose | 3 Industry General Purpose | Control & Signalling - Optimum | COS | ZB5AD8 | SELEC TO R SWITCH HEAD 3 POSITIONS DIAM | 235 | 6O | B | IDSIG | 53 | 57 | 34 | 24
General Purpose | 3 Industry General Purpose | Control & Signalling - Optimum | COS | ZB5AG2 | SELEC TO R SWITCH HEAD KEYLOCK 2 POSITIO | 633 | 6O | A | IDSIG | 86 | 30 | 48 | 68
General Purpose | 3 Industry General Purpose | Control & Signalling - Optimum | COS | ZB5AG210 | SELEC TO R SWITCH HEAD KEYLOCK 2 POSITIO | 928 | 6O | B | IDSIG | 52 | 87 | 34 | 67
General Purpose | 3 Industry General Purpose | Control & Signalling - Optimum | COS | ZB5AG3 | SELEC TO R SWITCH HEAD KEYLOCK 3 POSITIO | 658 | 6O | B | IDSIG | 33 | 86 | 52 | 67
General Purpose | 3 Industry General Purpose | Control & Signalling - Optimum | COS | ZB5AH01 | PUSH / PUSH TO RELEASE HE | 208 | 6O | B | IDSIG | 52 | 44 | 34 | 18
General Purpose | 3 Industry General Purpose | Control & Signalling - Optimum | COS | ZB5AH03 | PUSH / PUSH TO RELEASE HE | 208 | 6O | B | IDSIG | 53 | 44 | 34 | 17
General Purpose | 3 Industry General Purpose | Control & Signalling - Optimum | COS | ZB5AH033 | DOUBLE ILL. PUSHBUTTON HE | 340 | 6O | B | IDSIG | 54 | 45 | 34 | 17
General Purpose | 3 Industry General Purpose | Control & Signalling - Optimum | COS | ZB5AH04 | PUSH / PUSH TO RELEASE HE | 208 | 6O | B | IDSIG | 54 | 45 | 34 | 18
General Purpose | 3 Industry General Purpose | Control & Signalling - Optimum | COS | ZB5AH043 | DOUBLE ILL. PUSHBUTTON HE | 340 | 6O | B | IDSIG | 54 | 45 | 34 | 18
General Purpose | 3 Industry General Purpose | Control & Signalling - Optimum | COS | ZB5AJ2 | SELEC TO R SWITCH HEAD 2 POSITIONS DIAM | 233 | 6O | B | IDSIG | 54 | 50 | 35 | 24
General Purpose | 3 Industry General Purpose | Control & Signalling - Optimum | COS | ZB5AK1213 | ILLUMINATED SELEC TO R SWITCH HEAD 2 POS | 398 | 6O | B | IDSIG
General Purpose | 3 Industry General Purpose | Control & Signalling - Optimum | COS | ZB5AK1233 | ILLUMINATED SELEC TO R SWITCH HEAD 2 POS | 398 | 6O | B | IDSIG | 33 | 57 | 52 | 24
General Purpose | 3 Industry General Purpose | Control & Signalling - Optimum | COS | ZB5AK1243 | ILLUMINATED SELEC TO R SWITCH HEAD 2 POS | 398 | 6O | B | IDSIG | 33 | 55 | 52 | 24
General Purpose | 3 Industry General Purpose | Control & Signalling - Optimum | COS | ZB5AK1333 | ILLUMINATED SELEC TO R SWITCH HEAD 3 POS | 398 | 6O | B | IDSIG | 33 | 55 | 50 | 23
General Purpose | 3 Industry General Purpose | Control & Signalling - Optimum | COS | ZB5AK1513 | ILLUMINATED SELEC TO R SWITCH HEAD 3 POS | 438 | 6O | B | IDSIG | 33 | 45 | 52 | 24
General Purpose | 3 Industry General Purpose | Control & Signalling - Optimum | COS | ZB5AK1713 | ILLUMINATED SELEC TO R SWITCH HEAD 3 POS | 438 | 6O | B | IDSIG | 52 | 48 | 34 | 23
General Purpose | 3 Industry General Purpose | Control & Signalling - Optimum | COS | ZB5AL7341 | PLASTIC DOUBLE HEADED PUSHBUTTONS | 264 | 6O | B | IDSIG | 62 | 36 | 55 | 26
General Purpose | 3 Industry General Purpose | Control & Signalling - Optimum | COS | ZB5AP2 | PUSHBUTTON OPERATOR HEAD | 169 | 6O | B | IDSIG | 50 | 32 | 42 | 20
General Purpose | 3 Industry General Purpose | Control & Signalling - Optimum | COS | ZB5AP3 | PUSHBUTTON OPERATOR HEAD | 169 | 6O | B | IDSIG | 52 | 44 | 34 | 21
General Purpose | 3 Industry General Purpose | Control & Signalling - Optimum | COS | ZB5AP4 | PUSHBUTTON OPERATOR HEAD | 169 | 6O | B | IDSIG | 50 | 32 | 42 | 22
General Purpose | 3 Industry General Purpose | Control & Signalling - Optimum | COS | ZB5AS55 | YELLOW MUSHROOM LATCHING HEAD TURN TO RE | 456 | 6O | B | IDSIG
General Purpose | 3 Industry General Purpose | Control & Signalling - Optimum | COS | ZB5AS834 | RED EMERGENCY STOP TRIGGER ISO | 611 | 6O | A | IDSIG | 54 | 88 | 34 | 39
General Purpose | 3 Industry General Purpose | Control & Signalling - Optimum | COS | ZB5AS844 | RED EMERGENCY STOP TRIGGER ISO13850 HEAD | 457 | 6O | A | IDSIG | 88 | 54 | 44 | 42
General Purpose | 3 Industry General Purpose | Control & Signalling - Optimum | COS | ZB5AS84W00 | NON ILLUMINATED EMERGENCY STOP TTR HEAD | 430 | 6O | B | IDSIG
General Purpose | 3 Industry General Purpose | Control & Signalling - Optimum | COS | ZB5AS84W3B | ILLUMINATED EMERGENCY STOP TTR HEAD | 820 | 6O | A | IDSIG
General Purpose | 3 Industry General Purpose | Control & Signalling - Optimum | COS | ZB5AS944 | PUSHBUTTON, EMERGENCY SWITCHING OFF | 771 | 6O | B | IDSIG | 43 | 88 | 53 | 68
General Purpose | 3 Industry General Purpose | Control & Signalling - Optimum | COS | ZB5AV01 | PILOT LIGHT HEAD | 91 | 6O | B | IDSIG | 44 | 45 | 34 | 15
General Purpose | 3 Industry General Purpose | Control & Signalling - Optimum | COS | ZB5AV013 | PILOT LIGHT HEAD | 90 | 6O | B | IDSIG | 50 | 34 | 42 | 14
General Purpose | 3 Industry General Purpose | Control & Signalling - Optimum | COS | ZB5AV033 | PILOT LIGHT HEAD | 94 | 6O | A | IDSIG | 50 | 32 | 42 | 14
General Purpose | 3 Industry General Purpose | Control & Signalling - Optimum | COS | ZB5AV04 | PILOT LIGHT HEAD | 91 | 6O | B | IDSIG | 54 | 45 | 34 | 15
General Purpose | 3 Industry General Purpose | Control & Signalling - Optimum | COS | ZB5AV043 | PILOT LIGHT HEAD | 94 | 6O | B | IDSIG | 50 | 34 | 42 | 16
General Purpose | 3 Industry General Purpose | Control & Signalling - Optimum | COS | ZB5AV05 | PILOT LIGHT HEAD | 91 | 6O | B | IDSIG | 54 | 45 | 34 | 15
General Purpose | 3 Industry General Purpose | Control & Signalling - Optimum | COS | ZB5AV053 | PILOT LIGHT HEAD | 94 | 6O | B | IDSIG | 54 | 45 | 34 | 16
General Purpose | 3 Industry General Purpose | Control & Signalling - Optimum | COS | ZB5AV063 | PILOT LIGHT HEAD | 94 | 6O | B | IDSIG | 54 | 45 | 34 | 15
General Purpose | 3 Industry General Purpose | Control & Signalling - Optimum | COS | ZB5AV07 | PILOT LIGHT HEAD | 91 | 6O | B | IDSIG | 54 | 45 | 34 | 16
General Purpose | 3 Industry General Purpose | Control & Signalling - Optimum | COS | ZB5AVM1 | 230 V LED PILOT LIGHT BOD | 454 | 6O | B | IDSIG | 54 | 56 | 34 | 23
General Purpose | 3 Industry General Purpose | Control & Signalling - Optimum | COS | ZB5AW0B11 | 24 V LED ILLUMI. P.B BOD | 276 | 6O | B | IDSIG | 54 | 56 | 34 | 31
General Purpose | 3 Industry General Purpose | Control & Signalling - Optimum | COS | ZB5AW313 | ILLUMINATED PUSHBUTTON HE | 185 | 6O | B | IDSIG | 51 | 44 | 34 | 17
General Purpose | 3 Industry General Purpose | Control & Signalling - Optimum | COS | ZB5AW333 | CABEZA PULS LUM RAS LED VERDE | 185 | 6O | A | IDSIG | 54 | 45 | 34 | 18
General Purpose | 3 Industry General Purpose | Control & Signalling - Optimum | COS | ZB5AW34 | ILLUMINATED PUSHBUTTON HE | 169 | 6O | B | IDSIG | 54 | 45 | 34 | 17
General Purpose | 3 Industry General Purpose | Control & Signalling - Optimum | COS | ZB5AW343 | ILLUMINATED PUSHBUTTON HE | 185 | 6O | A | IDSIG | 46 | 32 | 42 | 12
General Purpose | 3 Industry General Purpose | Control & Signalling - Optimum | COS | ZB5AW353 | ILLUMINATED PUSHBUTTON HE | 185 | 6O | A | IDSIG | 54 | 45 | 34 | 18
General Purpose | 3 Industry General Purpose | Control & Signalling - Optimum | COS | ZB5AW363 | ILLUMINATED PUSHBUTTON HE | 185 | 6O | B | IDSIG | 50 | 32 | 42 | 16
General Purpose | 3 Industry General Purpose | Control & Signalling - Optimum | COS | ZB5AW743 | PUSHBUTTON EMERGENCY SWITCHING OFF | 425 | 6O | B | IDSIG | 86 | 42 | 54 | 32
General Purpose | 3 Industry General Purpose | Control & Signalling - Optimum | COS | ZB5AW7L3741 | PLASTIC DOUBLE HEADED PUSHBUTTONS WITH P | 373 | 6O | A | IDSIG | 52 | 28 | 52 | 26
General Purpose | 3 Industry General Purpose | Control & Signalling - Optimum | COS | ZB5AZ009 | XB5A FIXING BASE | 43 | 6O | A | IDSIG | 94 | 72 | 72 | 78
General Purpose | 3 Industry General Purpose | Control & Signalling - Optimum | COS | ZB5AZ101 | SCREW TERMINAL CONTACT B | 130 | 6O | A | IDSIG | 42 | 50 | 30 | 20
General Purpose | 3 Industry General Purpose | Control & Signalling - Optimum | COS | ZB5AZ102 | SCREW TERMINAL CONTACT B | 130 | 6O | A | IDSIG | 42 | 50 | 30 | 20
General Purpose | 3 Industry General Purpose | Control & Signalling - Optimum | COS | ZB5AZ103 | SCREW TERMINAL CONTACT B | 208 | 6O | A | IDSIG | 42 | 50 | 30 | 28
General Purpose | 3 Industry General Purpose | Control & Signalling - Optimum | COS | ZB5AZ104 | SCREW TERMINAL CONTACT B | 208 | 6O | B | IDSIG | 54 | 45 | 34 | 30
General Purpose | 3 Industry General Purpose | Control & Signalling - Optimum | COS | ZB5AZ105 | SCREW TERMINAL CONTACT B | 208 | 6O | A | IDSIG | 50 | 34 | 42 | 28
General Purpose | 3 Industry General Purpose | Control & Signalling - Optimum | COS | ZB5AZ1055 | COMPLETE BODY WITH 1NO-1NC SPRING TERMIN | 205 | 6O | B | IDSIG | 50 | 40 | 34 | 29
General Purpose | 3 Industry General Purpose | Control & Signalling - Optimum | COS | ZB5AZ905 | KEY FOR FIXING NUT | 435 | 6O | B | IDSIG | 30 | 80 | 30 | 20
General Purpose | 3 Industry General Purpose | Control & Signalling - Optimum | COS | ZB5FA2 | FLUSH MOUNTED BLACK FLUSH CAPS PUSHBUTTO | 99 | 6O | B | IDSIG
General Purpose | 3 Industry General Purpose | Control & Signalling - Optimum | COS | ZB5RTA1 | TRANSMITTER SPS HEADZB5 CAPS. WHITE | 901 | 6O | B | IDSIG | 87 | 53 | 33 | 52
General Purpose | 3 Industry General Purpose | Control & Signalling - Optimum | COS | ZB5RTA2 | cabeza-emisor ZB5R, tapa negra sin marca | 901 | 6O | B | IDSIG | 86 | 34 | 50 | 54
General Purpose | 3 Industry General Purpose | Control & Signalling - Optimum | COS | ZB5RTA3 | TRANSMITTER SPS HEADZB5 CAPS. GREEN | 901 | 6O | B | IDSIG | 86 | 50 | 34 | 54
General Purpose | 3 Industry General Purpose | Control & Signalling - Optimum | COS | ZB5RTA4 | TRANSMITTER SPS HEADZB5 CAPS. RED | 1042 | 6O | B | IDSIG | 88 | 36 | 50 | 54
General Purpose | 3 Industry General Purpose | Control & Signalling - Optimum | COS | ZB5SZ3 | DIA 22 HOLE CAP | 45 | 6O | A | IDSIG | 70 | 90 | 70 | 96
General Purpose | 3 Industry General Purpose | Control & Signalling - Optimum | COS | ZB6DW1 | RECTANGULAR ILLUMINATED PUSHBUT TO N HEA | 190 | 6O | B | IDSIG | 80 | 25 | 80 | 8
General Purpose | 3 Industry General Purpose | Control & Signalling - Optimum | COS | ZB6YA001 | SWITCH GUARD ROUND | 179 | 6O | B | IDSIG | 160 | 20 | 110 | 5
General Purpose | 3 Industry General Purpose | Control & Signalling - Optimum | COS | ZB6YD001 | SWITCH GUARD RECT. | 116 | 6O | B | IDSIG | 160 | 20 | 110 | 6
General Purpose | 3 Industry General Purpose | Control & Signalling - Optimum | COS | ZBA2 | CAP FOR FLUSH PUSH BUTTON | 19 | 6O | A | IDSIG | 54 | 45 | 34 | 17
General Purpose | 3 Industry General Purpose | Control & Signalling - Optimum | COS | ZBA2934 | CAP MARQUED + WHITE | 43 | 6O | B | IDSIG | 80 | 20 | 90 | 13
General Purpose | 3 Industry General Purpose | Control & Signalling - Optimum | COS | ZBA3 | CAP FOR FLUSH PUSH BUTTON | 19 | 6O | A | IDSIG | 54 | 45 | 34 | 16
General Purpose | 3 Industry General Purpose | Control & Signalling - Optimum | COS | ZBA334 | CAP ARROW | 27 | 6O | B | IDSIG | 54 | 45 | 34 | 17
General Purpose | 3 Industry General Purpose | Control & Signalling - Optimum | COS | ZBA4 | CAP FOR FLUSH PUSH BUTTON | 19 | 6O | A | IDSIG | 54 | 45 | 34 | 16
General Purpose | 3 Industry General Purpose | Control & Signalling - Optimum | COS | ZBA5 | CAP FOR FLUSH PUSH BUTTON | 19 | 6O | B | IDSIG | 54 | 45 | 34 | 17
General Purpose | 3 Industry General Purpose | Control & Signalling - Optimum | COS | ZBA6 | CAP FOR FLUSH PUSH BUTTON - | 19 | 6O | B | IDSIG | 54 | 45 | 34 | 17
General Purpose | 3 Industry General Purpose | Control & Signalling - Optimum | COS | ZBA708 | SILICONE BOOT FOR HARSCH APPLICATION | 126 | 6O | A | IDSIG | 178 | 41 | 109 | 48
General Purpose | 3 Industry General Purpose | Control & Signalling - Optimum | COS | ZBA709 | SILICONE BOOT FOR HARSCH APPLICATION | 118 | 6O | B | IDSIG | 170 | 30 | 145 | 50
General Purpose | 3 Industry General Purpose | Control & Signalling - Optimum | COS | ZBA710 | SILICONE BOOT FOR HARSCH APPLICATION | 126 | 6O | B | IDSIG | 161 | 67 | 101 | 50
General Purpose | 3 Industry General Purpose | Control & Signalling - Optimum | COS | ZBA79 | CAPS. SET OF 10 DIFFERENT COLORS | 195 | 6O | B | IDSIG | 45 | 10 | 30 | 6
General Purpose | 3 Industry General Purpose | Control & Signalling - Optimum | COS | ZBAF2 | BLACK PLAIN CAP FOR FLUSH MOUNTED PUSH B | 21 | 6O | B | IDSIG
General Purpose | 3 Industry General Purpose | Control & Signalling - Optimum | COS | ZBE101 | NO SCREW TERMINAL CONTACT | 96 | 6O | A | IDSIG | 56 | 50 | 44 | 52
General Purpose | 3 Industry General Purpose | Control & Signalling - Optimum | COS | ZBE1013 | NO FAST-ON CONTACT | 110 | 6O | B | IDSIG | 54 | 56 | 44 | 59
General Purpose | 3 Industry General Purpose | Control & Signalling - Optimum | COS | ZBE1014 | NO CONNECTOR CONTACT | 273 | 6O | B | IDSIG | 54 | 57 | 45 | 44
General Purpose | 3 Industry General Purpose | Control & Signalling - Optimum | COS | ZBE1015 | SINGLE CONTACT BLOC 1NO SPRING TERMINAL | 101 | 6O | A | IDSIG | 54 | 56 | 42 | 43
General Purpose | 3 Industry General Purpose | Control & Signalling - Optimum | COS | ZBE1016 | NO SPEC SCREW CONTACT | 321 | 6O | B | IDSIG | 54 | 58 | 44 | 52
General Purpose | 3 Industry General Purpose | Control & Signalling - Optimum | COS | ZBE102 | NC SCREW TERMINAL CONTACT | 96 | 6O | A | IDSIG | 56 | 50 | 46 | 52
General Purpose | 3 Industry General Purpose | Control & Signalling - Optimum | COS | ZBE1025 | SINGLE CONTACT BLOC 1NC SPRING TERMINAL | 101 | 6O | A | IDSIG | 54 | 56 | 44 | 43
General Purpose | 3 Industry General Purpose | Control & Signalling - Optimum | COS | ZBE1026 | NC SPEC SCREW CONTACT | 321 | 6O | B | IDSIG | 54 | 58 | 44 | 55
General Purpose | 3 Industry General Purpose | Control & Signalling - Optimum | COS | ZBE102GEX | AEx NC CONTACT BLOCK | 668 | 6O | B | IDSIG
General Purpose | 3 Industry General Purpose | Control & Signalling - Optimum | COS | ZBE201 | EARLY MAKE NO CONTACT | 200 | 6O | B | IDSIG | 40 | 56 | 43 | 51
General Purpose | 3 Industry General Purpose | Control & Signalling - Optimum | COS | ZBE203 | DOUBLE 2NO CONTACT | 246 | 6O | B | IDSIG | 52 | 58 | 44 | 94
General Purpose | 3 Industry General Purpose | Control & Signalling - Optimum | COS | ZBE204 | DOUBLE 2NC CONTACT | 246 | 6O | B | IDSIG | 54 | 58 | 44 | 92
General Purpose | 3 Industry General Purpose | Control & Signalling - Optimum | COS | ZBE205 | DOUBLE 1NO+1NC CONTACT | 246 | 6O | B | IDSIG | 54 | 57 | 44 | 93
General Purpose | 3 Industry General Purpose | Control & Signalling - Optimum | COS | ZBE501 | CONTACT BLOCK NO HIGH CURRENT | 128 | 6O | B | IDSIG | 56 | 42 | 42 | 26
General Purpose | 3 Industry General Purpose | Control & Signalling - Optimum | COS | ZBE502 | CONTACT BLOCK NC HIGH CURRENT | 128 | 6O | B | IDSIG | 56 | 44 | 52 | 26
General Purpose | 3 Industry General Purpose | Control & Signalling - Optimum | COS | ZBE505 | CONTACT BLOCK NO AND NC HIGH CURRENT | 156 | 6O | B | IDSIG
General Purpose | 3 Industry General Purpose | Control & Signalling - Optimum | COS | ZBE701 | CONTROL BUTTON CONTACT BLOCK ZBE DIAM 22 | 104 | 6O | B | IDSIG | 65 | 25 | 35 | 22
General Purpose | 3 Industry General Purpose | Control & Signalling - Optimum | COS | ZBG455 | SET OF KEY N 455 | 335 | 6O | A | IDSIG | 48 | 10 | 75 | 14
General Purpose | 3 Industry General Purpose | Control & Signalling - Optimum | COS | ZBP0 | P.B TRANSPARENT BOOT | 54 | 6O | A | IDSIG | 92 | 72 | 72 | 44
General Purpose | 3 Industry General Purpose | Control & Signalling - Optimum | COS | ZBP015 | YELLOW PUSHBUTTON COVER | 35 | 6O | B | IDSIG
General Purpose | 3 Industry General Purpose | Control & Signalling - Optimum | COS | ZBP0A | P B TRANSPARENT BOOT | 35 | 6O | B | IDSIG | 71 | 93 | 70 | 66
General Purpose | 3 Industry General Purpose | Control & Signalling - Optimum | COS | ZBPA | P.B TRANSPARENT BOOT | 32 | 6O | A | IDSIG | 92 | 72 | 74 | 40
General Purpose | 3 Industry General Purpose | Control & Signalling - Optimum | COS | ZBRM01 | CONTROL STATION SPS EMPTY 1 HOLE | 602 | 6O | B | IDSIG | 90 | 93 | 83 | 98
General Purpose | 3 Industry General Purpose | Control & Signalling - Optimum | COS | ZBRM22 | MOBILE BOX 2 WIRELESS BUTTONS | 524 | 6O | B | IDSIG | 163 | 65 | 65 | 142
General Purpose | 3 Industry General Purpose | Control & Signalling - Optimum | COS | ZBRN32 | MODBUS SERIAL SPS TRANSCEIVER | 4582 | 6O | B | IDSIG
General Purpose | 3 Industry General Purpose | Control & Signalling - Optimum | COS | ZBRRA | RECEIVER XB5R PROGRAMMABLE AC DC | 2544 | 6O | B | IDSIG | 96 | 46 | 80 | 136
General Purpose | 3 Industry General Purpose | Control & Signalling - Optimum | COS | ZBRT1 | TRANSMITTER SPS | 712 | 6O | A | IDSIG | 60 | 44 | 52 | 32
General Purpose | 3 Industry General Purpose | Control & Signalling - Optimum | COS | ZBRT2 | TRANSMITTER SPS UP AND DOWN | 1153 | 6O | B | IDSIG
General Purpose | 3 Industry General Purpose | Control & Signalling - Optimum | COS | ZBSP2 | RIGID TRANSPARENT PROTECTION COVER IP65/ | 260 | 6O | B | IDSIG | 130 | 15 | 80 | 8
General Purpose | 3 Industry General Purpose | Control & Signalling - Optimum | COS | ZBV0133 | PILOT LIGHT LENS | 30 | 6O | B | IDSIG | 90 | 30 | 90 | 18
General Purpose | 3 Industry General Purpose | Control & Signalling - Optimum | COS | ZBV0143 | PILOT LIGHT LENS | 30 | 6O | B | IDSIG | 80 | 30 | 60 | 18
General Purpose | 3 Industry General Purpose | Control & Signalling - Optimum | COS | ZBV6 | PILOT LIGHT BA9S UNIT | 69 | 6O | A | IDSIG | 54 | 56 | 44 | 49
General Purpose | 3 Industry General Purpose | Control & Signalling - Optimum | COS | ZBVB1 | LED PILOT LIGHT LED 24 V | 190 | 6O | A | IDSIG | 54 | 56 | 44 | 53
General Purpose | 3 Industry General Purpose | Control & Signalling - Optimum | COS | ZBVB15 | WHITE LIGHT BLOC WITH INTEGRAL LED 24VAC | 197 | 6O | B | IDSIG
General Purpose | 3 Industry General Purpose | Control & Signalling - Optimum | COS | ZBVB17 | LIGHT BLOCK DIAM 22 INTEGRAL LED WHITE 2 | 425 | 6O | B | IDSIG | 65 | 23 | 34 | 17
General Purpose | 3 Industry General Purpose | Control & Signalling - Optimum | COS | ZBVB47 | LIGHT BLOCK DIAM 22 INTEGRAL LED RED 24 | 360 | 6O | B | IDSIG | 34 | 66 | 23 | 180
General Purpose | 3 Industry General Purpose | Control & Signalling - Optimum | COS | ZBVB57 | LIGHT BLOCK DIAM 22 INTEGRAL LED YELLOW | 360 | 6O | B | IDSIG | 34 | 66 | 23 | 35
General Purpose | 3 Industry General Purpose | Control & Signalling - Optimum | COS | ZBVBG1 | 24-120V AC-DC LED LIGHT BLOCK | 328 | 6O | A | IDSIG | 56 | 54 | 44 | 54
General Purpose | 3 Industry General Purpose | Control & Signalling - Optimum | COS | ZBVG1 | LED PILOT LIGHT LED 120 V | 255 | 6O | A | IDSIG | 54 | 56 | 44 | 55
General Purpose | 3 Industry General Purpose | Control & Signalling - Optimum | COS | ZBVJ1 | 12 V LED PILOT LIGHT BLOC | 174 | 6O | B | IDSIG | 54 | 56 | 44 | 53
General Purpose | 3 Industry General Purpose | Control & Signalling - Optimum | COS | ZBVM1 | LED PILOT LIGHT LED 230 V | 231 | 6O | A | IDSIG | 54 | 56 | 44 | 54
General Purpose | 3 Industry General Purpose | Control & Signalling - Optimum | COS | ZBY2101 | BLANK LEGEND PLATE | 38 | 6O | A | IDSIG | 125 | 20 | 55 | 12
General Purpose | 3 Industry General Purpose | Control & Signalling - Optimum | COS | ZBY2178 | PORTAETIQ.C/ETIQ. O-I | 38 | 6O | A | IDSIG | 85 | 16 | 63 | 12
General Purpose | 3 Industry General Purpose | Control & Signalling - Optimum | COS | ZBY2303 | L.P. START | 38 | 6O | A | IDSIG | 60 | 20 | 40 | 12
General Purpose | 3 Industry General Purpose | Control & Signalling - Optimum | COS | ZBY2304 | L.P. STOP | 38 | 6O | A | IDSIG | 100 | 10 | 100 | 13
General Purpose | 3 Industry General Purpose | Control & Signalling - Optimum | COS | ZBY2305 | L.P. FORWARD | 38 | 6O | A | IDSIG | 100 | 10 | 100 | 12
General Purpose | 3 Industry General Purpose | Control & Signalling - Optimum | COS | ZBY2306 | L.P. REVERSE | 38 | 6O | A | IDSIG | 100 | 10 | 100 | 12
General Purpose | 3 Industry General Purpose | Control & Signalling - Optimum | COS | ZBY2307 | L.P. UP | 38 | 6O | B | IDSIG | 100 | 10 | 100 | 12
General Purpose | 3 Industry General Purpose | Control & Signalling - Optimum | COS | ZBY2308 | L.P. DOWN | 38 | 6O | B | IDSIG | 100 | 10 | 100 | 12
General Purpose | 3 Industry General Purpose | Control & Signalling - Optimum | COS | ZBY2313 | L.P OPEN | 38 | 6O | B | IDSIG | 100 | 10 | 100 | 12
General Purpose | 3 Industry General Purpose | Control & Signalling - Optimum | COS | ZBY2314 | L.P CLOSE | 38 | 6O | B | IDSIG | 100 | 10 | 100 | 12
General Purpose | 3 Industry General Purpose | Control & Signalling - Optimum | COS | ZBY2322 | L.P. RESET | 38 | 6O | B | IDSIG | 100 | 10 | 100 | 12
General Purpose | 3 Industry General Purpose | Control & Signalling - Optimum | COS | ZBY2323 | L.P. RESET | 38 | 6O | B | IDSIG | 100 | 10 | 100 | 12
General Purpose | 3 Industry General Purpose | Control & Signalling - Optimum | COS | ZBY2326 | L.P. POWER ON | 38 | 6O | B | IDSIG | 100 | 10 | 100 | 12
General Purpose | 3 Industry General Purpose | Control & Signalling - Optimum | COS | ZBY2330 | L.P EMERGENCY STOP | 38 | 6O | B | IDSIG | 100 | 10 | 100 | 13
General Purpose | 3 Industry General Purpose | Control & Signalling - Optimum | COS | ZBY2334 | L.P RUN | 38 | 6O | B | IDSIG | 100 | 10 | 100 | 12
General Purpose | 3 Industry General Purpose | Control & Signalling - Optimum | COS | ZBY2364 | L.P AUTO-HAND | 38 | 6O | B | IDSIG | 100 | 10 | 100 | 12
General Purpose | 3 Industry General Purpose | Control & Signalling - Optimum | COS | ZBY2366 | L.P. STOP-START | 38 | 6O | B | IDSIG | 100 | 10 | 100 | 12
General Purpose | 3 Industry General Purpose | Control & Signalling - Optimum | COS | ZBY2367 | L.P OFF-ON | 38 | 6O | A | IDSIG | 70 | 15 | 50 | 13
General Purpose | 3 Industry General Purpose | Control & Signalling - Optimum | COS | ZBY2387 | L.P HAND-OFF-AUTO | 38 | 6O | B | IDSIG | 100 | 10 | 100 | 12
General Purpose | 3 Industry General Purpose | Control & Signalling - Optimum | COS | ZBY4101 | L.P | 27 | 6O | B | IDSIG | 85 | 28 | 53 | 12
General Purpose | 3 Industry General Purpose | Control & Signalling - Optimum | COS | ZBY6101 | LEGEND CARRIER+LEGEND PLA | 43 | 6O | B | IDSIG | 100 | 15 | 100 | 19
General Purpose | 3 Industry General Purpose | Control & Signalling - Optimum | COS | ZBY6102 | LEGEND CARRIER+LEGEND PLA | 43 | 6O | B | IDSIG | 119 | 19 | 78 | 20
General Purpose | 3 Industry General Purpose | Control & Signalling - Optimum | COS | ZBY8330 | Yellow circular legend EMERGENCY STOP di | 64 | 6O | A | IDSIG | 100 | 10 | 100 | 54
General Purpose | 3 Industry General Purpose | Control & Signalling - Optimum | COS | ZBY9101 | E.STOP LEGEND PLATE UNMARKED | 52 | 6O | B | IDSIG | 70 | 14 | 70 | 22
General Purpose | 3 Industry General Purpose | Control & Signalling - Optimum | COS | ZBY9320 | EMERGENCY STOP 3D LEGEND PLATE | 64 | 6O | A | IDSIG | 111 | 30 | 91 | 50
General Purpose | 3 Industry General Purpose | Control & Signalling - Optimum | COS | ZBY9W2B140 | ILL. RING MARKED 24V 1 COLOR | 370 | 6O | B | IDSIG
General Purpose | 3 Industry General Purpose | Control & Signalling - Optimum | COS | ZBY9W2B330 | ILL. RING MARKED 24V 1 COLOR | 370 | 6O | B | IDSIG
General Purpose | 3 Industry General Purpose | Control & Signalling - Optimum | COS | ZBZ1602 | MUSHROOM PROTECTION GUARD | 1008 | 6O | B | IDSIG | 45 | 57 | 53 | 56
General Purpose | 3 Industry General Purpose | Control & Signalling - Optimum | COS | ZBZ1604 | MUSHROOM PROTECTION GUARD | 817 | 6O | A | IDSIG | 58 | 44 | 54 | 58
General Purpose | 3 Industry General Purpose | Control & Signalling - Optimum | COS | ZBZ1605 | MUSHROOM PROTECTION GUARD | 733 | 6O | A | IDSIG | 54 | 42 | 42 | 58
General Purpose | 3 Industry General Purpose | Control & Signalling - Optimum | COS | ZBZ1606 | MUSHROOM PROTECTION GUARD | 817 | 6O | A | IDSIG | 45 | 56 | 52 | 57
General Purpose | 3 Industry General Purpose | Control & Signalling - Optimum | COS | ZBZ32 | LEGEND CARRIER | 22 | 6O | A | IDSIG | 91 | 21 | 77 | 12
General Purpose | 3 Industry General Purpose | Control & Signalling - Optimum | COS | ZBZ33 | LEGEND CARRIER | 19 | 6O | A | IDSIG | 100 | 10 | 100 | 15
General Purpose | 3 Industry General Purpose | Control & Signalling - Optimum | COS | ZBZ3605 | EN418 TELESCOPIC PADLOCKING SYSTEM FOR T | 1003 | 6O | A | IDSIG | 54 | 34 | 50 | 42
General Purpose | 3 Industry General Purpose | Control & Signalling - Optimum | COS | ZBZ58 | YELLOW BELLOWS FOR E.STOP | 147 | 6O | B | IDSIG | 50 | 100 | 50 | 18
General Purpose | 3 Industry General Purpose | Control & Signalling - Optimum | COS | ZD4PA103 | JOYSTICK BODY | 621 | 6O | B | IDSIG | 50 | 30 | 46 | 62
General Purpose | 3 Industry General Purpose | Control & Signalling - Optimum | COS | ZD4PA12 | JOYSTICK COMPONENT | 2177 | 6O | B | IDSIG | 88 | 34 | 54 | 60
General Purpose | 3 Industry General Purpose | Control & Signalling - Optimum | COS | ZD4PA14 | JOYSTICK COMPONENT | 1225 | 6O | B | IDSIG | 54 | 88 | 34 | 60
General Purpose | 3 Industry General Purpose | Control & Signalling - Optimum | COS | ZD4PA203 | JOYSTICK BODY | 643 | 6O | B | IDSIG | 86 | 34 | 50 | 80
General Purpose | 3 Industry General Purpose | Control & Signalling - Optimum | COS | ZD4PA22 | JOYSTICK COMPONENT | 1334 | 6O | B | IDSIG | 86 | 34 | 50 | 60
General Purpose | 3 Industry General Purpose | Control & Signalling - Optimum | COS | ZD4PA24 | JOYSTICK COMPONENT | 2226 | 6O | B | IDSIG | 54 | 88 | 34 | 60
General Purpose | 3 Industry General Purpose | Control & Signalling - Optimum | COS | ZENL1111 | NO CONTROL BOX CONTACT | 165 | 6O | A | IDSIG | 56 | 50 | 42 | 52
General Purpose | 3 Industry General Purpose | Control & Signalling - Optimum | COS | ZENL1121 | NC CONTROL BOX CONTACT | 165 | 6O | A | IDSIG | 54 | 56 | 44 | 52
Programmable | 7 Industry Programmable | Digital Contactors | DIC | TPRBCEIP | TeSys island Bus Coupler Ethernet Switch | 6844 | 4C | B | PPCTR
Programmable | 7 Industry Programmable | Digital Contactors | DIC | TPRSM001 | TeSys island SIL Interface | 4912 | 4C | B | PPCTR
Programmable | 7 Industry Programmable | Digital Contactors | DIC | TPRSS009 | TeSys island SIL Starter 9 A / 4 kW | 2923 | 4C | B | PPCTR
Programmable | 7 Industry Programmable | Digital Contactors | DIC | TPRSS025 | TeSys island SIL Starter 25 A / 7,5 kW | 3368 | 4C | B | PPCTR
Programmable | 7 Industry Programmable | Digital Contactors | DIC | TPRST009 | TeSys island Starter 9 A / 4 kW | 2784 | 4C | B | PPCTR
Programmable | 7 Industry Programmable | Digital Contactors | DIC | TPRST025 | TeSys island Starter 25 A / 11 kW | 3368 | 4C | B | PPCTR
Programmable | 7 Industry Programmable | Digital Contactors | DIC | TPRVM001 | TeSys island Voltage Interface | 3335 | 4C | B | PPCTR
Configurable | 5 Industry Configurable | Drives & Soft starters | DSS | ATS22C11Q | ELECTRONIC SOFT STARTER CONTROL 220V POW | 30271 | 4E | B | IDVSD | 410 | 250 | 330 | 12977
Configurable | 5 Industry Configurable | Drives & Soft starters | DSS | ATS22C14Q | ELECTRONIC SOFT STARTER CONTROL 220V POW | 36816 | 4E | A | IDVSD | 415 | 255 | 325 | 13207
Configurable | 5 Industry Configurable | Drives & Soft starters | DSS | ATS22C17Q | ELECTRONIC SOFT STARTER CONTROL 220V POW | 42542 | 4E | A | IDVSD | 410 | 250 | 330 | 13218
Configurable | 5 Industry Configurable | Drives & Soft starters | DSS | ATS22C25Q | SOFT STARTER 250A 440V 230V CTRL | 55632 | 4E | B | IDVSD | 555 | 490 | 367 | 26250
Configurable | 5 Industry Configurable | Drives & Soft starters | DSS | ATS22C32Q | SOFT STARTER 320A 440V 230V CTRL | 64631 | 4E | B | IDVSD | 545 | 490 | 365 | 24500
Configurable | 5 Industry Configurable | Drives & Soft starters | DSS | ATS22C41Q | SOFT STARTER 410A 440V 230V CTRL | 76069 | 4E | A | IDVSD | 545 | 490 | 370 | 26800
Configurable | 5 Industry Configurable | Drives & Soft starters | DSS | ATS22D17Q | SOFT STARTER 17A 440V 220V CTRL | 13090 | 4E | B | IDVSD | 332 | 222 | 268 | 5678
Configurable | 5 Industry Configurable | Drives & Soft starters | DSS | ATS22D32Q | SOFT STARTER 32A 440V 220V CTRL | 14727 | 4E | B | IDVSD | 330 | 218 | 272 | 5674
Configurable | 5 Industry Configurable | Drives & Soft starters | DSS | ATS22D47Q | SOFT STARTER 47A 440V 230V CTRL | 18817 | 4E | A | IDVSD | 330 | 218 | 268 | 5692
Configurable | 5 Industry Configurable | Drives & Soft starters | DSS | ATS22D62Q | SOFT STARTER 62A 440V 230V CTRL | 21271 | 4E | B | IDVSD | 360 | 228 | 308 | 8374
Configurable | 5 Industry Configurable | Drives & Soft starters | DSS | ATS22D75Q | ELECTRONIC SOFT STARTER CONTROL 220V POW | 23726 | 4E | A | IDVSD | 358 | 230 | 306 | 8386
Configurable | 5 Industry Configurable | Drives & Soft starters | DSS | ATS22D88Q | ELECTRONIC SOFT STARTER CONTROL 220V POW | 27816 | 4E | B | IDVSD | 356 | 304 | 230 | 8364
Configurable | 5 Industry Configurable | Drives & Soft starters | DSS | ATS480C11Y | Soft starter ATS480 110A 208 to 690V | 35709 | 4E | B | IDVSD
Configurable | 5 Industry Configurable | Drives & Soft starters | DSS | ATS480C14Y | Soft starter ATS480 140A 208 to 690V | 44527 | 4E | B | IDVSD
Configurable | 5 Industry Configurable | Drives & Soft starters | DSS | ATS480C17Y | Soft starter ATS480 170A 208 to 690V | 51453 | 4E | B | IDVSD
Configurable | 5 Industry Configurable | Drives & Soft starters | DSS | ATS480C21Y | Soft starter ATS480 210A 208 to 690V | 58379 | 4E | B | IDVSD
Configurable | 5 Industry Configurable | Drives & Soft starters | DSS | ATS480C25Y | Soft starter ATS480 250A 208 to 690V | 67284 | 4E | B | IDVSD
Configurable | 5 Industry Configurable | Drives & Soft starters | DSS | ATS480C32Y | Soft starter ATS480 320A 208 to 690V | 78169 | 4E | B | IDVSD
Configurable | 5 Industry Configurable | Drives & Soft starters | DSS | ATS480C41Y | Soft starter ATS480 410A 208 to 690V | 92002 | 4E | B | IDVSD
Configurable | 5 Industry Configurable | Drives & Soft starters | DSS | ATS480C48Y | Soft starter ATS480 480A 208 to 690V | 101865 | 4E | B | IDVSD
Configurable | 5 Industry Configurable | Drives & Soft starters | DSS | ATS480C59Y | Soft starter ATS480 590A 208 to 690V | 123627 | 4E | B | IDVSD
Configurable | 5 Industry Configurable | Drives & Soft starters | DSS | ATS480C66Y | Soft starter ATS480 660A 208 to 690V | 150362 | 4E | B | IDVSD
Configurable | 5 Industry Configurable | Drives & Soft starters | DSS | ATS480D17Y | Soft starter ATS480 17A 208 to 690V | 16186 | 4E | B | IDVSD
Configurable | 5 Industry Configurable | Drives & Soft starters | DSS | ATS480D22Y | Soft starter ATS480 22A 208 to 690V | 16821 | 4E | B | IDVSD
Configurable | 5 Industry Configurable | Drives & Soft starters | DSS | ATS480D32Y | Soft starter ATS480 32A 208 to 690V | 17811 | 4E | B | IDVSD
Configurable | 5 Industry Configurable | Drives & Soft starters | DSS | ATS480D38Y | Soft starter ATS480 38A 208 to 690V | 19790 | 4E | B | IDVSD
Configurable | 5 Industry Configurable | Drives & Soft starters | DSS | ATS480D47Y | Soft starter ATS480 47A 208 to 690V | 22758 | 4E | B | IDVSD
Configurable | 5 Industry Configurable | Drives & Soft starters | DSS | ATS480D62Y | Soft starter ATS480 62A 208 to 690V | 25727 | 4E | B | IDVSD
Configurable | 5 Industry Configurable | Drives & Soft starters | DSS | ATS480D75Y | Soft starter ATS480 75A 208 to 690V | 28695 | 4E | B | IDVSD
Configurable | 5 Industry Configurable | Drives & Soft starters | DSS | ATS480D88Y | Soft starter ATS480 88A 208 to 690V | 33642 | 4E | B | IDVSD
Configurable | 5 Industry Configurable | Drives & Soft starters | DSS | ATV212HU30N4 | ATV212 3KW NAHP 480V TRI CEM IP20 | 14264 | 4E | B | IDVSD | 214 | 212 | 214 | 3028
Configurable | 5 Industry Configurable | Drives & Soft starters | DSS | ATV310H037N4E | .37kW 3 Phase 380V | 6315 | 4E | B | IDVSD | 195 | 125 | 190 | 1010
Configurable | 5 Industry Configurable | Drives & Soft starters | DSS | ATV310H075N4E | .75kW 3 Phase 380V | 6412 | 4E | B | IDVSD | 192 | 130 | 186 | 1028
Configurable | 5 Industry Configurable | Drives & Soft starters | DSS | ATV310HD11N4E | 11kW 3 Phase 380V | 16326 | 4E | B | IDVSD | 265 | 230 | 200 | 4145
Configurable | 5 Industry Configurable | Drives & Soft starters | DSS | ATV310HD15N4E | ATV310 3PH 400V 15k w/o filter | 20703 | 4E | B | IDVSD
Configurable | 5 Industry Configurable | Drives & Soft starters | DSS | ATV310HU15N4E | 1.5kW 3 Phase 380V | 7109 | 4E | B | IDVSD | 230 | 190 | 190 | 2270
Configurable | 5 Industry Configurable | Drives & Soft starters | DSS | ATV310HU22N4E | 2.2kW 3 Phase 380V | 8334 | 4E | A | IDVSD | 230 | 190 | 190 | 2270
Configurable | 5 Industry Configurable | Drives & Soft starters | DSS | ATV310HU30N4E | 3kW 3 Phase 380V | 9454 | 4E | A | IDVSD | 230 | 190 | 190 | 2270
Configurable | 5 Industry Configurable | Drives & Soft starters | DSS | ATV310HU40N4E | 4kW 3 Phase 380V | 9642 | 4E | A | IDVSD | 230 | 190 | 190 | 2270
Configurable | 5 Industry Configurable | Drives & Soft starters | DSS | ATV310HU55N4E | 5.5kW 3 Phase 380V | 11203 | 4E | B | IDVSD | 230 | 190 | 190 | 2270
Configurable | 5 Industry Configurable | Drives & Soft starters | DSS | ATV310HU75N4E | 7.5kW 3 Phase 380V | 15438 | 4E | B | IDVSD | 265 | 230 | 200 | 4145
Configurable | 5 Industry Configurable | Drives & Soft starters | DSS | ATV320D11N4B | ATV320 11KW 400V 3PH BOOK CONTROL VARIAB | 28131 | 4E | B | IDVSD | 272 | 230 | 420 | 8641
Configurable | 5 Industry Configurable | Drives & Soft starters | DSS | ATV320D11N4C | ATV320 11kW 400V 3ph compact | 25117 | 4E | B | IDVSD
Configurable | 5 Industry Configurable | Drives & Soft starters | DSS | ATV320D15N4B | ATV320 15KW 400V 3PH BOOK CONTROL VARIAB | 33124 | 4E | B | IDVSD | 271 | 230 | 420 | 8729
Configurable | 5 Industry Configurable | Drives & Soft starters | DSS | ATV320D15N4C | ATV320 15kW 400V 3ph compact | 29575 | 4E | B | IDVSD
Configurable | 5 Industry Configurable | Drives & Soft starters | DSS | ATV320U02M2B | ATV320 0,18KW 200V 1PH BOOK CONTROL VARI | 5793 | 4E | B | IDVSD | 325 | 85 | 275 | 2178
Configurable | 5 Industry Configurable | Drives & Soft starters | DSS | ATV320U02M2C | ATV320 0,18KW 200V 1PH COMPACT CONTROL V | 5076 | 4E | B | IDVSD | 188 | 120 | 184 | 1038
Configurable | 5 Industry Configurable | Drives & Soft starters | DSS | ATV320U04M2B | ATV320 0,37KW 200V 1PH BOOK CONTROL VARI | 6393 | 4E | B | IDVSD | 324 | 82 | 274 | 2214
Configurable | 5 Industry Configurable | Drives & Soft starters | DSS | ATV320U04M2C | ATV320 0,37KW 200V 1PH COMPACT CONTROL V | 5208 | 4E | B | IDVSD | 188 | 120 | 182 | 1204
Configurable | 5 Industry Configurable | Drives & Soft starters | DSS | ATV320U04N4B | ATV320 0,37KW 400V 3PH BOOK CONTROL VARI | 7837 | 4E | B | IDVSD | 324 | 84 | 272 | 2338
Configurable | 5 Industry Configurable | Drives & Soft starters | DSS | ATV320U04N4C | ATV320 0,37KW 400V 3PH COMPACT CONTROL V | 6997 | 4E | B | IDVSD | 186 | 182 | 186 | 1638
Configurable | 5 Industry Configurable | Drives & Soft starters | DSS | ATV320U06M2C | ATV320 0,55KW 200V 1PH COMPACT CONTROL V | 5843 | 4E | B | IDVSD | 190 | 118 | 186 | 1324
Configurable | 5 Industry Configurable | Drives & Soft starters | DSS | ATV320U06N4B | ATV320 0,55KW 400V 3PH BOOK CONTROL VARI | 8791 | 4E | B | IDVSD | 325 | 85 | 280 | 2389
Configurable | 5 Industry Configurable | Drives & Soft starters | DSS | ATV320U06N4C | ATV320 0,55KW 400V 3PH COMPACT CONTROL V | 7849 | 4E | B | IDVSD | 188 | 180 | 182 | 1684
Configurable | 5 Industry Configurable | Drives & Soft starters | DSS | ATV320U07M2B | ATV320 0,75KW 200V 1PH BOOK CONTROL VARI | 7396 | 4E | B | IDVSD | 325 | 85 | 275 | 2269
Configurable | 5 Industry Configurable | Drives & Soft starters | DSS | ATV320U07M2C | ATV320 0,75KW 200V 1PH COMPACT CONTROL V | 6505 | 4E | B | IDVSD | 188 | 120 | 180 | 1330
Configurable | 5 Industry Configurable | Drives & Soft starters | DSS | ATV320U07N4B | ATV320 0,75KW 400V 3PH BOOK CONTROL VARI | 9725 | 4E | B | IDVSD | 325 | 85 | 275 | 2394
Configurable | 5 Industry Configurable | Drives & Soft starters | DSS | ATV320U07N4C | ATV320 0,75KW 400V 3PH COMPACT CONTROL V | 8976 | 4E | B | IDVSD | 184 | 184 | 184 | 1668
Configurable | 5 Industry Configurable | Drives & Soft starters | DSS | ATV320U07S6C | ATV320 0,75KW 600V 3PH COMPACT CONTROL V | 12368 | 4E | B | IDVSD
Configurable | 5 Industry Configurable | Drives & Soft starters | DSS | ATV320U11M2B | ATV320 1,1KW 200V 1PH BOOK CONTROL VARIA | 8528 | 4E | B | IDVSD | 325 | 97 | 275 | 2637
Configurable | 5 Industry Configurable | Drives & Soft starters | DSS | ATV320U11M2C | ATV320 1,1KW 200V 1PH COMPACT CONTROL VA | 7286 | 4E | B | IDVSD | 188 | 184 | 186 | 1880
Configurable | 5 Industry Configurable | Drives & Soft starters | DSS | ATV320U11N4B | ATV320 1,1KW 400V 3PH BOOK CONTROL VARIA | 10377 | 4E | B | IDVSD | 322 | 84 | 278 | 2386
Configurable | 5 Industry Configurable | Drives & Soft starters | DSS | ATV320U11N4C | ATV320 1,1KW 400V 3PH COMPACT CONTROL VA | 9265 | 4E | B | IDVSD | 184 | 182 | 184 | 1706
Configurable | 5 Industry Configurable | Drives & Soft starters | DSS | ATV320U15M2C | ATV320 1,5KW 200V 1PH COMPACT CONTROL VA | 8225 | 4E | B | IDVSD | 186 | 182 | 182 | 1862
Configurable | 5 Industry Configurable | Drives & Soft starters | DSS | ATV320U15M3C | ATV320 1,5KW 200V 3PH COMPACT CONTROL VA | 7918 | 4E | B | IDVSD | 184 | 174 | 181 | 1610
Configurable | 5 Industry Configurable | Drives & Soft starters | DSS | ATV320U15N4B | ATV320 1,5KW 400V 3PH BOOK CONTROL VARIA | 10748 | 4E | B | IDVSD | 326 | 84 | 274 | 2380
Configurable | 5 Industry Configurable | Drives & Soft starters | DSS | ATV320U15N4C | ATV320 1,5KW 400V 3PH COMPACT CONTROL VA | 9597 | 4E | B | IDVSD | 184 | 152 | 182 | 1704
Configurable | 5 Industry Configurable | Drives & Soft starters | DSS | ATV320U15S6C | ATV320 1,5KW 600V 3PH COMPACT CONTROL VA | 14372 | 4E | B | IDVSD | 181 | 177 | 184 | 1720
Configurable | 5 Industry Configurable | Drives & Soft starters | DSS | ATV320U22M2B | ATV320 2,2KW 200V 1PH BOOK CONTROL VARIA | 11200 | 4E | B | IDVSD | 325 | 96 | 275 | 2719
Configurable | 5 Industry Configurable | Drives & Soft starters | DSS | ATV320U22M2C | ATV320 2,2KW 200V 1PH COMPACT CONTROL VA | 9643 | 4E | B | IDVSD | 185 | 178 | 185 | 1921
Configurable | 5 Industry Configurable | Drives & Soft starters | DSS | ATV320U22N4B | ATV320 2,2KW 400V 3PH BOOK CONTROL VARIA | 12601 | 4E | B | IDVSD | 326 | 98 | 272 | 2816
Configurable | 5 Industry Configurable | Drives & Soft starters | DSS | ATV320U22N4C | ATV320 2,2KW 400V 3PH COMPACT CONTROL VA | 11251 | 4E | B | IDVSD | 266 | 194 | 242 | 2688
Configurable | 5 Industry Configurable | Drives & Soft starters | DSS | ATV320U22S6C | ATV320 2,2KW 600V 3PH COMPACT CONTROL VA | 16465 | 4E | B | IDVSD
Configurable | 5 Industry Configurable | Drives & Soft starters | DSS | ATV320U30N4B | ATV320 3KW 400V 3PH BOOK CONTROL VARIABL | 14295 | 4E | B | IDVSD | 325 | 96 | 275 | 2812
Configurable | 5 Industry Configurable | Drives & Soft starters | DSS | ATV320U30N4C | ATV320 3KW 400V 3PH COMPACT CONTROL VARI | 12763 | 4E | B | IDVSD | 268 | 194 | 242 | 2724
Configurable | 5 Industry Configurable | Drives & Soft starters | DSS | ATV320U40N4B | ATV320 4KW 400V 3PH BOOK CONTROL VARIABL | 14578 | 4E | B | IDVSD | 325 | 96 | 275 | 2888
Configurable | 5 Industry Configurable | Drives & Soft starters | DSS | ATV320U40N4C | ATV320 4KW 400V 3PH COMPACT CONTROL VARI | 13016 | 4E | B | IDVSD | 265 | 245 | 191 | 2793
Configurable | 5 Industry Configurable | Drives & Soft starters | DSS | ATV320U40S6C | ATV320 4KW 600V 3PH COMPACT CONTROL VARI | 21430 | 4E | B | IDVSD | 268 | 245 | 191 | 3100
Configurable | 5 Industry Configurable | Drives & Soft starters | DSS | ATV320U55N4B | ATV320 5,5KW 400V 3PH BOOK CONTROL VARIA | 16939 | 4E | B | IDVSD | 272 | 205 | 330 | 5577
Configurable | 5 Industry Configurable | Drives & Soft starters | DSS | ATV320U55N4C | ATV320 5,5kW 400V 3ph compact | 15124 | 4E | B | IDVSD
Configurable | 5 Industry Configurable | Drives & Soft starters | DSS | ATV320U55S6C | ATV320 5,5KW 600V 3PH COMPACT CONTROL VA | 26750 | 4E | B | IDVSD
Configurable | 5 Industry Configurable | Drives & Soft starters | DSS | ATV320U75N4B | ATV320 7,5KW 400V 3PH BOOK CONTROL VARIA | 23342 | 4E | B | IDVSD | 324 | 204 | 270 | 5580
Configurable | 5 Industry Configurable | Drives & Soft starters | DSS | ATV320U75N4C | ATV320 7,5kW 400V 3ph compact | 20841 | 4E | B | IDVSD
Configurable | 5 Industry Configurable | Drives & Soft starters | DSS | ATV320U75S6C | ATV320 7,5KW 600V 3PH COMPACT CONTROL VA | 34135 | 4E | B | IDVSD | 328 | 192 | 219 | 5000
Configurable | 5 Industry Configurable | Drives & Soft starters | DSS | ATV340D11N4E | ATV340 11KW 15HP 400V WITH ETHERNET VARI | 35470 | 4E | B | IDVSD
Configurable | 5 Industry Configurable | Drives & Soft starters | DSS | ATV340D15N4E | ATV340 15KW 20HP 400V WITH ETHERNET VARI | 42907 | 4E | B | IDVSD
Configurable | 5 Industry Configurable | Drives & Soft starters | DSS | ATV340D18N4E | ATV340 18,5KW 25HP 400V WITH ETHERNET VA | 46339 | 4E | B | IDVSD
Configurable | 5 Industry Configurable | Drives & Soft starters | DSS | ATV340D22N4E | ATV340 22KW 30HP 400V WITH ETHERNET VARI | 57209 | 4E | B | IDVSD
Configurable | 5 Industry Configurable | Drives & Soft starters | DSS | ATV340D30N4E | ATV340 30KW 40HP 400V WITH ETHERNET VARI | 69631 | 4E | B | IDVSD
Configurable | 5 Industry Configurable | Drives & Soft starters | DSS | ATV340D37N4E | ATV340 37KW 50HP 400V WITH ETHERNET VARI | 83790 | 4E | B | IDVSD
Configurable | 5 Industry Configurable | Drives & Soft starters | DSS | ATV340D55N4E | ATV340 55KW 75HP 400V WITH ETHERNET VARI | 114683 | 4E | B | IDVSD
Configurable | 5 Industry Configurable | Drives & Soft starters | DSS | ATV340D75N4E | ATV340 75KW 100HP 400V WITH ETHERNET VAR | 143001 | 4E | B | IDVSD
Configurable | 5 Industry Configurable | Drives & Soft starters | DSS | ATV340U07N4E | ATV340 0,75KW 1HP 400V WITH ETHERNET VAR | 12586 | 4E | B | IDVSD
Configurable | 5 Industry Configurable | Drives & Soft starters | DSS | ATV340U15N4E | ATV340 1,5KW 2HP 400V WITH ETHERNET VARI | 14303 | 4E | B | IDVSD
Configurable | 5 Industry Configurable | Drives & Soft starters | DSS | ATV340U30N4E | ATV340 3KW 400V WITH ETHERNET VARIABLE S | 21168 | 4E | B | IDVSD
Configurable | 5 Industry Configurable | Drives & Soft starters | DSS | ATV340U55N4E | ATV340 5,5KW 7,5HP 400V WITH ETHERNET VA | 25172 | 4E | B | IDVSD
Configurable | 5 Industry Configurable | Drives & Soft starters | DSS | ATV340U75N4E | ATV340 7,5KW 10HP 400V WITH ETHERNET VAR | 28605 | 4E | B | IDVSD
Configurable | 5 Industry Configurable | Drives & Soft starters | DSS | ATV610C11N4 | ATV610, VSD IP20 110kW, 380/415V | 119824 | 4E | A | IDVSD | 1030 | 650 | 470 | 85000
Configurable | 5 Industry Configurable | Drives & Soft starters | DSS | ATV610C13N4 | ATV610, VSD IP20 132kW, 380/415V | 139845 | 4E | B | IDVSD | 1030 | 650 | 470 | 85000
Configurable | 5 Industry Configurable | Drives & Soft starters | DSS | ATV610C16N4 | ATV610, VSD IP20 160kW, 380/415V | 165891 | 4E | B | IDVSD | 1030 | 650 | 470 | 85000
Configurable | 5 Industry Configurable | Drives & Soft starters | DSS | ATV610D11N4 | ATV610, VSD IP20 11kW, 380/415V | 24063 | 4E | A | IDVSD | 340 | 230 | 142 | 7000
Configurable | 5 Industry Configurable | Drives & Soft starters | DSS | ATV610D15N4 | ATV610, VSD IP20 15kW, 380/415V | 28583 | 4E | B | IDVSD | 340 | 230 | 142 | 7000
Configurable | 5 Industry Configurable | Drives & Soft starters | DSS | ATV610D18N4 | ATV610, VSD IP20 18.5kW, 380/415V | 33904 | 4E | B | IDVSD | 730 | 330 | 245 | 16500
Configurable | 5 Industry Configurable | Drives & Soft starters | DSS | ATV610D22N4 | ATV610, VSD IP20 22kW, 380/415V | 38994 | 4E | A | IDVSD | 730 | 330 | 245 | 16500
Configurable | 5 Industry Configurable | Drives & Soft starters | DSS | ATV610D30N4 | ATV610, VSD IP20 30kW, 380/415V | 44581 | 4E | B | IDVSD | 843 | 487 | 343 | 32000
Configurable | 5 Industry Configurable | Drives & Soft starters | DSS | ATV610D37N4 | ATV610, VSD IP20 37kW, 380/415V | 47982 | 4E | B | IDVSD | 843 | 487 | 343 | 32000
Configurable | 5 Industry Configurable | Drives & Soft starters | DSS | ATV610D45N4 | ATV610, VSD IP20 45kW, 380/415V | 57082 | 4E | A | IDVSD | 843 | 487 | 343 | 32000
Configurable | 5 Industry Configurable | Drives & Soft starters | DSS | ATV610D55N4 | ATV610, VSD IP20 55kW, 380/415V | 72228 | 4E | B | IDVSD | 1140 | 563 | 462 | 73000
Configurable | 5 Industry Configurable | Drives & Soft starters | DSS | ATV610D75N4 | ATV610, VSD IP20 75kW, 380/415V | 90201 | 4E | B | IDVSD | 1140 | 563 | 462 | 73000
Configurable | 5 Industry Configurable | Drives & Soft starters | DSS | ATV610D90N4 | ATV610, VSD IP20 90kW, 380/415V | 104613 | 4E | A | IDVSD | 1140 | 563 | 462 | 73000
Configurable | 5 Industry Configurable | Drives & Soft starters | DSS | ATV610U07N4 | ATV610, VSD IP20 0.75kW, 380/415V | 10277 | 4E | B | IDVSD | 197 | 130 | 286 | 2400
Configurable | 5 Industry Configurable | Drives & Soft starters | DSS | ATV610U22N4 | ATV610, VSD IP20 2.2kW, 380/415V | 12093 | 4E | B | IDVSD | 203 | 145 | 297 | 2400
Configurable | 5 Industry Configurable | Drives & Soft starters | DSS | ATV610U40N4 | ATV610, VSD IP20 4kW, 380/415V | 16702 | 4E | B | IDVSD | 197 | 130 | 286 | 4000
Configurable | 5 Industry Configurable | Drives & Soft starters | DSS | ATV610U55N4 | ATV610, VSD IP20 5.5kW, 380/415V | 17790 | 4E | B | IDVSD | 197 | 130 | 286 | 4100
Configurable | 5 Industry Configurable | Drives & Soft starters | DSS | ATV610U75N4 | ATV610, VSD IP20 7.5kW, 380/415V | 20081 | 4E | B | IDVSD | 197 | 130 | 286 | 4100
Configurable | 5 Industry Configurable | Drives & Soft starters | DSS | ATV630C11N4 | VARIABLE SPEED DRIVE IP00 110KW 400V/480 | 184344 | 4E | B | IDVSD | 1030 | 650 | 470 | 125000
Configurable | 5 Industry Configurable | Drives & Soft starters | DSS | ATV630C13N4 | Altivar 630 130 Kw 400/480V TRI | 215145 | 4E | B | IDVSD | 1020 | 520 | 470 | 91500
Configurable | 5 Industry Configurable | Drives & Soft starters | DSS | ATV630C22N4 | VARIABLE SPEED DRIVE IP00 220KW 400V/480 | 288329 | 4E | B | IDVSD | 1195 | 380 | 440 | 184000
Configurable | 5 Industry Configurable | Drives & Soft starters | DSS | ATV630C25N4 | VARIABLE SPEED DRIVE IP00 250KW 400V/480 | 354934 | 4E | B | IDVSD | 1195 | 380 | 598 | 227000
Configurable | 5 Industry Configurable | Drives & Soft starters | DSS | ATV630D11N4 | variable speed drive IP21 11KW 400v/480v | 36427 | 4E | B | IDVSD | 580 | 350 | 215 | 10467
Configurable | 5 Industry Configurable | Drives & Soft starters | DSS | ATV630D15N4 | VARIABLE SPEED DRIVE IP21 15KW 400V/480V | 41890 | 4E | B | IDVSD | 340 | 255 | 735 | 17493
Configurable | 5 Industry Configurable | Drives & Soft starters | DSS | ATV630D18N4 | VARIABLE SPEED DRIVE IP21 18KW 400V/480V | 48170 | 4E | B | IDVSD | 735 | 335 | 260 | 18155
Configurable | 5 Industry Configurable | Drives & Soft starters | DSS | ATV630D18Y6 | ATV630IP00 18KW 500V-690V VARIABLE SPEE | 56644 | 4E | B | IDVSD
Configurable | 5 Industry Configurable | Drives & Soft starters | DSS | ATV630D22N4 | VARIABLE SPEED DRIVE IP21 22KW 400V/480V | 57803 | 4E | A | IDVSD | 735 | 335 | 260 | 18108
Configurable | 5 Industry Configurable | Drives & Soft starters | DSS | ATV630D22Y6 | ATV630IP00 22KW 500V-690V VARIABLE SPEE | 67974 | 4E | B | IDVSD
Configurable | 5 Industry Configurable | Drives & Soft starters | DSS | ATV630D30N4 | VARIABLE SPEED DRIVE IP21 30KW 400V/480V | 68586 | 4E | B | IDVSD | 900 | 600 | 420 | 29100
Configurable | 5 Industry Configurable | Drives & Soft starters | DSS | ATV630D30Y6 | ATV630IP00 30KW 500V-690V VARIABLE SPEE | 88426 | 4E | B | IDVSD
Configurable | 5 Industry Configurable | Drives & Soft starters | DSS | ATV630D37N4 | VARIABLE SPEED DRIVE IP21 37KW 400V/480V | 82727 | 4E | B | IDVSD | 830 | 420 | 330 | 33000
Configurable | 5 Industry Configurable | Drives & Soft starters | DSS | ATV630D37Y6 | ATV630IP00 37KW 500V-690V VARIABLE SPEE | 120062 | 4E | A | IDVSD
Configurable | 5 Industry Configurable | Drives & Soft starters | DSS | ATV630D45N4 | VARIABLE SPEED DRIVE IP21 45KW 400V/480V | 95242 | 4E | B | IDVSD | 830 | 420 | 330 | 33000
Configurable | 5 Industry Configurable | Drives & Soft starters | DSS | ATV630D45Y6 | ATV630IP00 45KW 500V-690V VARIABLE SPEE | 130949 | 4E | B | IDVSD
Configurable | 5 Industry Configurable | Drives & Soft starters | DSS | ATV630D55N4 | VARIABLE SPEED DRIVE IP21 55KW 400V/480V | 111120 | 4E | B | IDVSD | 1100 | 470 | 430 | 64000
Configurable | 5 Industry Configurable | Drives & Soft starters | DSS | ATV630D75N4 | VARIABLE SPEED DRIVE IP21 75KW 400V/480V | 138770 | 4E | B | IDVSD | 1100 | 470 | 430 | 55000
Configurable | 5 Industry Configurable | Drives & Soft starters | DSS | ATV630D75Y6 | ATV630IP00 75KW 500V-690V VARIABLE SPEE | 176562 | 4E | B | IDVSD
Configurable | 5 Industry Configurable | Drives & Soft starters | DSS | ATV630D90N4 | variable speed drive IP21 90KW 400v/480v | 160943 | 4E | B | IDVSD | 1100 | 470 | 430 | 66000
Configurable | 5 Industry Configurable | Drives & Soft starters | DSS | ATV630D90Y6 | ATV630IP00 90KW 500V-690V VARIABLE SPEE | 201856 | 4E | A | IDVSD
Configurable | 5 Industry Configurable | Drives & Soft starters | DSS | ATV630U07N4 | VARIABLE SPEED DRIVE IP21 0,75KW 400V/48 | 15811 | 4E | B | IDVSD | 405 | 315 | 176 | 5756
Configurable | 5 Industry Configurable | Drives & Soft starters | DSS | ATV630U22N4 | VARIABLE SPEED DRIVE IP21 2,2KW 400V/480 | 18605 | 4E | B | IDVSD | 405 | 315 | 190 | 5939
Configurable | 5 Industry Configurable | Drives & Soft starters | DSS | ATV630U30Y6 | ATV630IP00 3KW 500V-690V VARIABLE SPEED | 32667 | 4E | B | IDVSD
Configurable | 5 Industry Configurable | Drives & Soft starters | DSS | ATV630U40N4 | VARIABLE SPEED DRIVE IP21 4KW 400V/480V | 25696 | 4E | B | IDVSD | 405 | 315 | 190 | 6136
Configurable | 5 Industry Configurable | Drives & Soft starters | DSS | ATV630U40Y6 | ATV630IP00 4KW 500V-690V VARIABLE SPEED | 33697 | 4E | B | IDVSD
Configurable | 5 Industry Configurable | Drives & Soft starters | DSS | ATV630U55N4 | VARIABLE SPEED DRIVE IP21 5,5KW 400V/480 | 27369 | 4E | B | IDVSD | 410 | 315 | 176 | 6295
Configurable | 5 Industry Configurable | Drives & Soft starters | DSS | ATV630U75N4 | VARIABLE SPEED DRIVE IP21 7,5KW 400V/480 | 30894 | 4E | B | IDVSD | 350 | 215 | 590 | 10291
Configurable | 5 Industry Configurable | Drives & Soft starters | DSS | ATV630U75Y6 | ATV630IP00 7,5KW 500V-690V VARIABLE SPE | 37221 | 4E | B | IDVSD
Configurable | 5 Industry Configurable | Drives & Soft starters | DSS | ATV650D18N4 | VARIABLE SPEED DRIVE IP55 18KW 400V/480V | 53951 | 4E | B | IDVSD | 800 | 420 | 280 | 23000
Configurable | 5 Industry Configurable | Drives & Soft starters | DSS | ATV650D75N4 | VARIABLE SPEED DRIVE IP55 75KW 400V/480V | 155422 | 4E | B | IDVSD | 1400 | 630 | 430 | 90000
Configurable | 5 Industry Configurable | Drives & Soft starters | DSS | ATV650D75N4E | VARIABLE SPEED DRIVE IP55 75KW 400V/480V | 166302 | 4E | B | IDVSD | 1400 | 630 | 430 | 90000
Configurable | 5 Industry Configurable | Drives & Soft starters | DSS | ATV650D90N4E | VARIABLE SPEED DRIVE IP55 90KW 400V/480V | 192874 | 2Y | B | IDVSD | 1400 | 630 | 430 | 90000
Configurable | 5 Industry Configurable | Drives & Soft starters | DSS | ATV650U07N4 | VARIABLE SPEED DRIVE IP55 0,75KW 400V/48 | 17708 | 4E | B | IDVSD | 800 | 540 | 392 | 21000
Configurable | 5 Industry Configurable | Drives & Soft starters | DSS | ATV650U15N4 | VARIABLE SPEED DRIVE IP55 1,5KW 400V/480 | 19242 | 4E | B | IDVSD | 800 | 540 | 392 | 21000
Configurable | 5 Industry Configurable | Drives & Soft starters | DSS | ATV650U75N4 | VARIABLE SPEED DRIVE IP55 7,5KW 400V/480 | 34601 | 4E | B | IDVSD | 800 | 540 | 392 | 21000
Configurable | 5 Industry Configurable | Drives & Soft starters | DSS | ATV930C11N4 | ATV930 110KW 400V variable speed drive | 210570 | 4E | B | IDVSD
Configurable | 5 Industry Configurable | Drives & Soft starters | DSS | ATV930C16N4 | ATV930 160KW 400V variable speed drive | 284407 | 4E | B | IDVSD
Configurable | 5 Industry Configurable | Drives & Soft starters | DSS | ATV930C22N4 | VARIABLE SPEED DRIVE IP00 220KW 400V/480 | 326970 | 4E | B | IDVSD | 1195 | 380 | 440 | 183000
Configurable | 5 Industry Configurable | Drives & Soft starters | DSS | ATV930D11N4 | ATV930 IP21 11KW 400v/480v variable spee | 42564 | 4E | B | IDVSD | 580 | 350 | 215 | 10473
Configurable | 5 Industry Configurable | Drives & Soft starters | DSS | ATV930D15N4 | ATV930 IP21 15KW 400V/480V VARIABLE SPEE | 51311 | 4E | A | IDVSD | 735 | 335 | 260 | 16275
Configurable | 5 Industry Configurable | Drives & Soft starters | DSS | ATV930D15Y6 | ATV930IP00 15KW 500V-690V VARIABLE SPEE | 58410 | 4E | A | IDVSD
Configurable | 5 Industry Configurable | Drives & Soft starters | DSS | ATV930D22N4 | ATV930 IP21 22KW 400V/480V VARIABLE SPEE | 69299 | 4E | B | IDVSD | 345 | 260 | 735 | 18049
Configurable | 5 Industry Configurable | Drives & Soft starters | DSS | ATV930D22Y6 | ATV930IP00 22KW 500V-690V VARIABLE SPEE | 70328 | 4E | B | IDVSD
Configurable | 5 Industry Configurable | Drives & Soft starters | DSS | ATV930D30N4 | ATV930 IP21 30KW 400V/480V VARIABLE SPEE | 79265 | 4E | B | IDVSD | 845 | 500 | 345 | 25000
Configurable | 5 Industry Configurable | Drives & Soft starters | DSS | ATV930D37N4 | ATV930 IP21 37KW 400v/480v variable spee | 95606 | 4E | B | IDVSD | 810 | 520 | 350 | 28000
Configurable | 5 Industry Configurable | Drives & Soft starters | DSS | ATV930D45N4 | ATV930 IP21 45KW 400v/480v variable spee | 109879 | 4E | A | IDVSD | 840 | 500 | 340 | 27500
Configurable | 5 Industry Configurable | Drives & Soft starters | DSS | ATV930D55N4 | ATV930 IP21 55KW 400v/480v variable spee | 128117 | 4E | A | IDVSD | 1145 | 590 | 460 | 61200
Configurable | 5 Industry Configurable | Drives & Soft starters | DSS | ATV930D55Y6 | ATV930IP00 55KW 500V-690V VARIABLE SPEE | 176564 | 4E | B | IDVSD
Configurable | 5 Industry Configurable | Drives & Soft starters | DSS | ATV930D75N4 | ATV930 IP21 75KW 400v/480v variable spee | 161268 | 4E | B | IDVSD | 1145 | 590 | 460 | 63000
Configurable | 5 Industry Configurable | Drives & Soft starters | DSS | ATV930D90N4 | ATV930 IP21 90KW 400v/480v variable spee | 184960 | 4E | B | IDVSD | 1145 | 590 | 460 | 61400
Configurable | 5 Industry Configurable | Drives & Soft starters | DSS | ATV930D90Y6 | ATV930IP00 90KW 500V-690V VARIABLE SPEE | 216292 | 4E | B | IDVSD
Configurable | 5 Industry Configurable | Drives & Soft starters | DSS | ATV930U07N4 | ATV930 IP21 0,75KW 400v/480v variable sp | 17539 | 4E | B | IDVSD | 410 | 310 | 190 | 5827
Configurable | 5 Industry Configurable | Drives & Soft starters | DSS | ATV930U15N4 | ATV930 IP21 1,5KW 400v/480v variable spe | 19754 | 4E | B | IDVSD | 410 | 310 | 190 | 5876
Configurable | 5 Industry Configurable | Drives & Soft starters | DSS | ATV930U22N4 | ATV930 IP21 2,2KW 400v/480v variable spe | 21392 | 4E | B | IDVSD | 410 | 310 | 190 | 6020
Configurable | 5 Industry Configurable | Drives & Soft starters | DSS | ATV930U30N4 | ATV930 IP21 3KW 400v/480v variable speed | 26606 | 4E | B | IDVSD | 410 | 310 | 190 | 6085
Configurable | 5 Industry Configurable | Drives & Soft starters | DSS | ATV930U40N4 | ATV930 IP21 4KW 400v/480v variable speed | 28135 | 4E | B | IDVSD | 410 | 310 | 190 | 6228
Configurable | 5 Industry Configurable | Drives & Soft starters | DSS | ATV930U55N4 | ATV930 IP21 5,5KW 400v/480v variable spe | 31327 | 4E | B | IDVSD | 410 | 310 | 185 | 6419
Configurable | 5 Industry Configurable | Drives & Soft starters | DSS | ATV930U55Y6 | ATV930IP00 5,5KW 500V-690V VARIABLE SPE | 37810 | 4E | B | IDVSD
Configurable | 5 Industry Configurable | Drives & Soft starters | DSS | ATV930U75N4 | ATV930 IP21 7,5KW 400v/480v variable spe | 35371 | 4E | B | IDVSD | 585 | 345 | 215 | 10276
Configurable | 5 Industry Configurable | Drives & Soft starters | DSS | ATV930U75Y6 | ATV930IP00 7,5KW 500V-690V VARIABLE SPE | 44137 | 4E | A | IDVSD
Configurable | 5 Industry Configurable | Drives & Soft starters | DSS | ATV950D22N4 | ATV950 IP55 22KW 400v/480v variable spee | 77614 | 4E | B | IDVSD | 800 | 540 | 390 | 29600
Configurable | 5 Industry Configurable | Drives & Soft starters | DSS | ATV950D30N4 | ATV950 IP55 30KW 400v/480v variable spee | 88777 | 4E | B | IDVSD | 1110 | 510 | 430 | 58000
Configurable | 5 Industry Configurable | Drives & Soft starters | DSS | ATV950U22N4 | ATV950 IP55 2,2KW 400v/480v variable spe | 23959 | 4E | B | IDVSD | 800 | 540 | 390 | 21000
Configurable | 5 Industry Configurable | Drives & Soft starters | DSS | ATVRD15N4 | ALTIVAR REGENERATIVE UNIT 15KW VARIABLE | 40064 | 3I | B | IDVSD
Configurable | 5 Industry Configurable | Drives & Soft starters | DSS | TCSEGWB131W | DONGLE WIFI ACCESS POINT | 6493 | 3I | B | IDVSD
Configurable | 5 Industry Configurable | Drives & Soft starters | DSS | TCSMCNAM3M002P | USB RJ45 ADAPTER | 2882 | 3I | A | IDVSD | 172 | 49 | 135 | 174
Configurable | 5 Industry Configurable | Drives & Soft starters | DSS | VW3A1006 | REMOTE LED DISPLAY | 1278 | 3I | B | IDVSD | 87 | 46 | 67 | 76
Configurable | 5 Industry Configurable | Drives & Soft starters | DSS | VW3A1007 | REMOTE LED DISPLAY IP65 | 2306 | 3I | B | IDVSD | 230 | 72 | 166 | 184
Configurable | 5 Industry Configurable | Drives & Soft starters | DSS | VW3A1102 | GRAPHIC TERMINAL IP54 REMOTE MOUNTING KI | 1305 | 3I | B | IDVSD | 232 | 74 | 166 | 224
Configurable | 5 Industry Configurable | Drives & Soft starters | DSS | VW3A1103 | ACCESSORY FOR IP65 REMOTE MOUNTING KIT | 721 | 3I | B | IDVSD | 232 | 74 | 168 | 170
Configurable | 5 Industry Configurable | Drives & Soft starters | DSS | VW3A1104R10 | 1M CABLE FOR REMOTE GRAPHIC TERMINAL | 555 | 3I | B | IDVSD | 160 | 22 | 118 | 54
Configurable | 5 Industry Configurable | Drives & Soft starters | DSS | VW3A1104R30 | 3M CABLE FOR REMOTE GRAPHIC TERMINAL | 622 | 3I | A | IDVSD | 142 | 30 | 135 | 136
Configurable | 5 Industry Configurable | Drives & Soft starters | DSS | VW3A1104R50 | 5M CABLE FOR REMOTE GRAPHIC TERMINAL | 545 | 3I | B | IDVSD | 200 | 30 | 170 | 225
Configurable | 5 Industry Configurable | Drives & Soft starters | DSS | VW3A1105 | RJ45 FEMALE RJ45 FEMALE ADAPTOR | 545 | 3I | B | IDVSD | 20 | 24 | 28 | 10
Configurable | 5 Industry Configurable | Drives & Soft starters | DSS | VW3A1111 | GRAPHIC DISPLAY TERMINAL | 4070 | 3I | B | IDVSD | 186 | 57 | 137 | 281
Configurable | 5 Industry Configurable | Drives & Soft starters | DSS | VW3A1112 | DOOR MOUNTING KIT FOR GRAPHIC KEYPAD | 1540 | 3I | A | IDVSD | 128 | 68 | 91 | 125
Configurable | 5 Industry Configurable | Drives & Soft starters | DSS | VW3A1113 | Basic keypad | 1617 | 3I | B | IDVSD
Configurable | 5 Industry Configurable | Drives & Soft starters | DSS | VW3A1114 | BASIC KEYPAD DOOR MOUNTING KIT | 848 | 3I | A | IDVSD | 105 | 60 | 75 | 73
Configurable | 5 Industry Configurable | Drives & Soft starters | DSS | VW3A3203 | EXTENSION MODULE OF DIGITAL AND ANALOGIC | 2121 | 3I | B | IDVSD | 190 | 65 | 130 | 159
Configurable | 5 Industry Configurable | Drives & Soft starters | DSS | VW3A3204 | Extension output relays Module | 1132 | 3I | B | IDVSD | 190 | 65 | 130 | 138
Configurable | 5 Industry Configurable | Drives & Soft starters | DSS | VW3A3307 | PROFIBUS DP CARD | 5440 | 3I | B | IDVSD | 230 | 72 | 170 | 289
Configurable | 5 Industry Configurable | Drives & Soft starters | DSS | VW3A3420 | Encoder interface module digital 5/12v e | 3356 | 3I | B | IDVSD | 190 | 70 | 130 | 150
Configurable | 5 Industry Configurable | Drives & Soft starters | DSS | VW3A3424 | INTERFACE ENCODER MODULE PUSH-PULL(HTL) | 3505 | 3I | B | IDVSD | 190 | 67 | 128 | 146
Configurable | 5 Industry Configurable | Drives & Soft starters | DSS | VW3A3600 | Communication adapter card for ATV320C | 1213 | 3I | B | IDVSD | 232 | 70 | 168 | 226
Configurable | 5 Industry Configurable | Drives & Soft starters | DSS | VW3A3607 | ELECTRONIC OPTION CARD PROFIBUS | 3025 | 3I | A | IDVSD | 90 | 47 | 61 | 61
Configurable | 5 Industry Configurable | Drives & Soft starters | DSS | VW3A3608 | ELECTRONIC OPTION CARD CANOPEN 2XRJ45 AT | 1706 | 3I | B | IDVSD | 88 | 47 | 62 | 60
Configurable | 5 Industry Configurable | Drives & Soft starters | DSS | VW3A3616 | ELECTRONIC OPTION CARD ETHERNET TCP/IP A | 4237 | 3I | A | IDVSD | 90 | 42 | 61 | 61
Configurable | 5 Industry Configurable | Drives & Soft starters | DSS | VW3A3627 | ATV32 profinet IO ATV32 | 10427 | 3I | B | IDVSD | 89 | 46 | 65 | 58
Configurable | 5 Industry Configurable | Drives & Soft starters | DSS | VW3A3720 | ETHERNET IP/MODBUS TCP | 6108 | 2Y | B | IDVSD | 188 | 62 | 130 | 150
Configurable | 5 Industry Configurable | Drives & Soft starters | DSS | VW3A4551 | INDUCTANCIA AC 10MH 4A | 4822 | 3I | B | IDVSD | 206 | 164 | 184 | 1616
Configurable | 5 Industry Configurable | Drives & Soft starters | DSS | VW3A4552 | AC CHOKES 4MH 10A | 6479 | 3I | B | IDVSD | 260 | 184 | 244 | 3448
Configurable | 5 Industry Configurable | Drives & Soft starters | DSS | VW3A4553 | AC CHOKES 2MH 17A | 7032 | 3I | B | IDVSD | 244 | 204 | 214 | 4068
Configurable | 5 Industry Configurable | Drives & Soft starters | DSS | VW3A4554 | AC CHOKES 1MH 31A | 8357 | 3I | B | IDVSD | 265 | 215 | 250 | 6021
Configurable | 5 Industry Configurable | Drives & Soft starters | DSS | VW3A4555 | AC CHOKES 0,5MH 60A | 10860 | 3I | B | IDVSD | 310 | 240 | 290 | 11800
Configurable | 5 Industry Configurable | Drives & Soft starters | DSS | VW3A4556 | INDUCTANCIA AC 0,3MH 100A | 14679 | 3I | B | IDVSD | 460 | 400 | 600 | 23000
Configurable | 5 Industry Configurable | Drives & Soft starters | DSS | VW3A46123 | PASSIVE FILTER 23A 400V 50HZ | 68605 | 3I | B | IDVSD | 60 | 51 | 40 | 40000
Configurable | 5 Industry Configurable | Drives & Soft starters | DSS | VW3A46126 | PASSIVE FILTER 44A 400V 50HZ | 108103 | 3I | B | IDVSD | 80 | 61 | 60 | 88000
Configurable | 5 Industry Configurable | Drives & Soft starters | DSS | VW3A46129 | PASSIVE FILTER 89A 400V 50HZ | 165391 | 3I | B | IDVSD | 80 | 61 | 60 | 117000
Configurable | 5 Industry Configurable | Drives & Soft starters | DSS | VW3A5103 | MOTOR CHOKES 90A | 10230 | 3I | B | IDVSD | 280 | 280 | 265 | 9589
Configurable | 5 Industry Configurable | Drives & Soft starters | DSS | VW3A5104 | MOTOR CHOKES 215A | 13052 | 3I | B | IDVSD | 280 | 280 | 400 | 18000
Configurable | 5 Industry Configurable | Drives & Soft starters | DSS | VW3A5303 | OUTPUT DV/DT FILTER IP20 20A | 9816 | 3I | B | IDVSD | 600 | 400 | 380 | 20000
Configurable | 5 Industry Configurable | Drives & Soft starters | DSS | VW3A5304 | OUTPUT DV/DT FILTER IP20 50A | 13571 | 3I | B | IDVSD | 600 | 380 | 380 | 25400
Configurable | 5 Industry Configurable | Drives & Soft starters | DSS | VW3A5305 | OUTPUT DV/DT FILTER IP20 95A | 18949 | 3I | B | IDVSD | 595 | 400 | 375 | 17750
Configurable | 5 Industry Configurable | Drives & Soft starters | DSS | VW3A5306 | OUTPUT DV/DT FILTER IP00 180A | 17971 | 3I | B | IDVSD | 445 | 400 | 375 | 20500
Configurable | 5 Industry Configurable | Drives & Soft starters | DSS | VW3A7731 | BRAKING RESISTOR 60 OHMS 0,16 KW IP20 | 2081 | 3I | B | IDVSD | 180 | 120 | 355 | 2028
Configurable | 5 Industry Configurable | Drives & Soft starters | DSS | VW3A7733 | BRAKING RESISTOR 16 OHMS 0,96 KW IP20 | 5775 | 3I | B | IDVSD | 580 | 260 | 200 | 4458
Configurable | 5 Industry Configurable | Drives & Soft starters | DSS | VW3A7756 | Braking resistor 5 ohms 32 kw IP23 | 116764 | 3I | B | IDVSD | 1110 | 1370 | 700 | 136200
Configurable | 5 Industry Configurable | Drives & Soft starters | DSS | VW3A8306DRC | MODBUS TERM. RC SCREW | 85 | 3I | B | IDVSD | 55 | 100 | 50 | 7
Configurable | 5 Industry Configurable | Drives & Soft starters | DSS | VW3A8306R | MODBUS R TERMIN. RJ45 | 572 | 3I | B | IDVSD | 40 | 20 | 40 | 9
Configurable | 5 Industry Configurable | Drives & Soft starters | DSS | VW3A8306R10 | MODBUS CABLE 2 RJ45 1M | 158 | 3I | B | IDVSD | 134 | 26 | 123 | 50
Configurable | 5 Industry Configurable | Drives & Soft starters | DSS | VW3A8306R30 | MODBUS CABLE 2 RJ45 3M | 682 | 3I | B | IDVSD | 147 | 34 | 143 | 128
Configurable | 5 Industry Configurable | Drives & Soft starters | DSS | VW3A8306RC | MODBUS RC TERMIN. RJ45 | 605 | 3I | B | IDVSD | 60 | 20 | 60 | 8
Configurable | 5 Industry Configurable | Drives & Soft starters | DSS | VW3A8306TF10 | MODBUS T RJ45 1M | 419 | 3I | B | IDVSD | 161 | 41 | 103 | 74
Configurable | 5 Industry Configurable | Drives & Soft starters | DSS | VW3A9921 | KIT MECHANICAL ADAPTOR FOR DIRECT CIRCUI | 737 | 3I | B | IDVSD | 235 | 75 | 175 | 901
Configurable | 5 Industry Configurable | Drives & Soft starters | DSS | VW3CANCARR03 | CABLE 30CM | 189 | 4E | B | IDVSD
General Purpose | 2 Small & Med building General Purpose | Entry & Medium Meters | BMC | A9MEM1520 | PowerTag Energy M63 1PW | 2734 | 2F | B | DPLVP
General Purpose | 2 Small & Med building General Purpose | Entry & Medium Meters | BMC | A9MEM1522 | PowerTag Energy M63 1PN Bottom | 2113 | 2F | B | DPLVP
General Purpose | 2 Small & Med building General Purpose | Entry & Medium Meters | BMC | A9MEM1540 | PowerTag Energy M63 3P | 3099 | 2F | B | DPLVP
General Purpose | 2 Small & Med building General Purpose | Entry & Medium Meters | BMC | A9MEM1541 | PowerTag Energy M63 3PN Top | 3134 | 2F | B | DPLVP
General Purpose | 2 Small & Med building General Purpose | Entry & Medium Meters | BMC | A9MEM1542 | PowerTag Energy M63 3PN Bottom | 3148 | 2F | B | DPLVP
General Purpose | 2 Small & Med building General Purpose | Entry & Medium Meters | BMC | LV434020 | ENERGY SENSOR POWERTAG M250 3P | 8013 | 1I | B | DPLVP
General Purpose | 2 Small & Med building General Purpose | Entry & Medium Meters | BMC | METSEPM5310 | PM5310POWERMETER 31H CL0.5 4T 2-IO RS | 10223 | 1L | A | DPLVP
General Purpose | 2 Small & Med building General Purpose | Entry & Medium Meters | BMC | METSEPM5310R | PM5310 POWER METER, RJ45 LVCT | 10229 | 1L | B | DPLVP
General Purpose | 2 Small & Med building General Purpose | Entry & Medium Meters | BMC | METSEPM5320 | PM5320 POWER METER 31st H 4T CL0.5 2-IO | 12058 | 1L | A | DPLVP
General Purpose | 2 Small & Med building General Purpose | Entry & Medium Meters | BMC | METSEPM5320R | PM5320 POWER METER, RJ45 LVCT | 12056 | 1L | B | DPLVP
General Purpose | 2 Small & Med building General Purpose | Entry & Medium Meters | BMC | METSEPM5330 | PM5330POWERMETER 31H CL0.5 4T 2-IO 2REL | 11050 | 1L | A | DPLVP
General Purpose | 2 Small & Med building General Purpose | Entry & Medium Meters | BMC | METSEPM5340 | PM5320POWERMETER31H 4T CL0.5 2-IOREL ETH | 13005 | 1L | A | DPLVP
General Purpose | 2 Small & Med building General Purpose | Entry & Medium Meters | BMC | METSEPM5560 | PM5560 POWER METER 63rd H 8T CL0.2 4I2O | 21121 | 1L | A | DPLVP
General Purpose | 2 Small & Med building General Purpose | Entry & Medium Meters | BMC | METSEPM5563 | PowerLogic PM5563 Power & Energy meters | 19783 | 1L | A | DPLVP
General Purpose | 2 Small & Med building General Purpose | Entry & Medium Meters | BMC | METSEPM5563RD | PM5563 DIN Mount Remote Display Meter | 25273 | 1L | B | DPLVP
General Purpose | 1 Residential General Purpose | FD Residential | FDR | 13392 | MINI OPALE ENCLOSURE 4P 2MOD | 54 | 2A | A | HDPNL | 130 | 50 | 60 | 40
General Purpose | 1 Residential General Purpose | FD Residential | FDR | 13398 | MINI OPALE ENCLOSURE 16P 8MOD | 147 | 2A | A | HDPNL | 160 | 65 | 155 | 225
General Purpose | 1 Residential General Purpose | FD Residential | FDR | EZ9F53106 | EZ9 MCB 1P 6A C 3kA 230V | 52 | 2J | A | HDPNL
General Purpose | 1 Residential General Purpose | FD Residential | FDR | EZ9F53110 | EZ9 MCB 1P 10A C 3kA 230V | 52 | 2J | A | HDPNL
General Purpose | 1 Residential General Purpose | FD Residential | FDR | EZ9F53110_P | Easy9 MCB 1P 10A C 3kA 230V | 58 | 2J | B | HDPNL
General Purpose | 1 Residential General Purpose | FD Residential | FDR | EZ9F53116 | EZ9 MCB 1P 16A C 3kA 230V | 52 | 2J | B | HDPNL
General Purpose | 1 Residential General Purpose | FD Residential | FDR | EZ9F53116_P | Easy9 MCB 1P 16A C 3kA 230V | 58 | 2J | B | HDPNL
General Purpose | 1 Residential General Purpose | FD Residential | FDR | EZ9F53120 | EZ9 MCB 1P 20A C 3kA 230V | 52 | 2J | B | HDPNL
General Purpose | 1 Residential General Purpose | FD Residential | FDR | EZ9F53120_P | Easy9 MCB 1P 20A C 3kA 230V | 58 | 2J | B | HDPNL
General Purpose | 1 Residential General Purpose | FD Residential | FDR | EZ9F53125 | EZ9 MCB 1P 25A C 3kA 230V | 52 | 2J | A | HDPNL
General Purpose | 1 Residential General Purpose | FD Residential | FDR | EZ9F53132 | EZ9 MCB 1P 32A C 3kA 230V | 52 | 2J | B | HDPNL
General Purpose | 1 Residential General Purpose | FD Residential | FDR | EZ9F53132_P | Easy9 MCB 1P 32A C 3kA 230V | 58 | 2J | B | HDPNL
General Purpose | 1 Residential General Purpose | FD Residential | FDR | EZ9F53140 | EZ9 MCB 1P 40A C 3kA 230V | 52 | 2J | A | HDPNL
General Purpose | 1 Residential General Purpose | FD Residential | FDR | EZ9F53150 | EZ9 MCB 1P 50A C 3kA 230V | 54 | 2J | A | HDPNL
General Purpose | 1 Residential General Purpose | FD Residential | FDR | EZ9F53163 | EZ9 MCB 1P 63A C 3kA 230V | 52 | 2J | B | HDPNL
General Purpose | 1 Residential General Purpose | FD Residential | FDR | EZ9F53206 | EZ9 MCB 2P 6A C 3kA 230V | 126 | 2J | A | HDPNL
General Purpose | 1 Residential General Purpose | FD Residential | FDR | EZ9F53210 | EZ9 MCB 2P 10A C 3kA 230V | 126 | 2J | B | HDPNL
General Purpose | 1 Residential General Purpose | FD Residential | FDR | EZ9F53216 | EZ9 MCB 2P 16A C 3kA 230V | 126 | 2J | A | HDPNL
General Purpose | 1 Residential General Purpose | FD Residential | FDR | EZ9F53220 | EZ9 MCB 2P 20A C 3kA 230V | 126 | 2J | A | HDPNL
General Purpose | 1 Residential General Purpose | FD Residential | FDR | EZ9F53225 | EZ9 MCB 2P 25A C 3kA 230V | 126 | 2J | A | HDPNL
General Purpose | 1 Residential General Purpose | FD Residential | FDR | EZ9F53232 | EZ9 MCB 2P 32A C 3kA 230V | 126 | 2J | A | HDPNL
General Purpose | 1 Residential General Purpose | FD Residential | FDR | EZ9F53240 | EZ9 MCB 2P 40A C 3kA 230V | 126 | 2J | A | HDPNL
General Purpose | 1 Residential General Purpose | FD Residential | FDR | EZ9F53250 | EZ9 MCB 2P 50A C 3kA 230V | 126 | 2J | A | HDPNL
General Purpose | 1 Residential General Purpose | FD Residential | FDR | EZ9F53263 | EZ9 MCB 2P 63A C 3kA 230V | 126 | 2J | B | HDPNL
General Purpose | 1 Residential General Purpose | FD Residential | FDR | EZ9F53263_P | Easy9 MCB 2P 63A C 3kA 230V | 133 | 2J | B | HDPNL
General Purpose | 1 Residential General Purpose | FD Residential | FDR | EZ9F53306 | EZ9 MCB 3P 6A C 3kA 400V | 181 | 2J | A | HDPNL
General Purpose | 1 Residential General Purpose | FD Residential | FDR | EZ9F53310 | EZ9 MCB 3P 10A C 3kA 400V | 181 | 2J | A | HDPNL
General Purpose | 1 Residential General Purpose | FD Residential | FDR | EZ9F53316 | EZ9 MCB 3P 16A C 3kA 400V | 181 | 2J | A | HDPNL
General Purpose | 1 Residential General Purpose | FD Residential | FDR | EZ9F53320 | EZ9 MCB 3P 20A C 3kA 400V | 181 | 2J | A | HDPNL
General Purpose | 1 Residential General Purpose | FD Residential | FDR | EZ9F53325 | EZ9 MCB 3P 25A C 3kA 400V | 181 | 2J | A | HDPNL
General Purpose | 1 Residential General Purpose | FD Residential | FDR | EZ9F53332 | EZ9 MCB 3P 32A C 3kA 400V | 181 | 2J | A | HDPNL
General Purpose | 1 Residential General Purpose | FD Residential | FDR | EZ9F53340 | EZ9 MCB 3P 40A C 3kA 400V | 181 | 2J | A | HDPNL
General Purpose | 1 Residential General Purpose | FD Residential | FDR | EZ9F53350 | EZ9 MCB 3P 50A C 3kA 400V | 181 | 2J | A | HDPNL
General Purpose | 1 Residential General Purpose | FD Residential | FDR | EZ9F53363 | EZ9 MCB 3P 63A C 3kA 400V | 181 | 2J | A | HDPNL
General Purpose | 1 Residential General Purpose | FD Residential | FDR | EZ9F53440 | EZ9 MCB 4P 40A C 3kA 400V | 206 | 2J | A | HDPNL
General Purpose | 1 Residential General Purpose | FD Residential | FDR | EZ9F53463 | EZ9 MCB 4P 63A C 3kA 400V | 206 | 2J | A | HDPNL
General Purpose | 1 Residential General Purpose | FD Residential | FDR | EZ9L33120 | Easy9 Surge Arrestor T2 1P 20kA 230V | 242 | 2J | A | HDPNL | 92 | 66 | 17 | 112
General Purpose | 1 Residential General Purpose | FD Residential | FDR | EZ9L33620 | Easy9 Surge Arrestor T2 1P-N 20kA 230V | 448 | 2J | A | HDPNL | 103 | 47 | 80 | 216
General Purpose | 1 Residential General Purpose | FD Residential | FDR | EZ9L33620_P | Easy9 Surge Arrestor T2 1P-N 20kA 230V | 486 | 2J | B | HDPNL
General Purpose | 1 Residential General Purpose | FD Residential | FDR | EZ9L33720 | Easy9 Surge Arrestor T2 3P-N 20kA 400V | 901 | 2J | A | HDPNL | 103 | 75 | 80 | 426
General Purpose | 1 Residential General Purpose | FD Residential | FDR | EZ9R03263 | EASY9 RCCB 2P 63A 30MA AC-type | 373 | 2J | A | HDPNL
General Purpose | 1 Residential General Purpose | FD Residential | FDR | EZ9R03263_P | EASY9 RCCB 2P 63A 30MA AC 230V | 404 | 2J | B | HDPNL
General Purpose | 1 Residential General Purpose | FD Residential | FDR | EZ9R03463 | EZ9 RCCB 4P 63A 30MA AC-type 4 | 799 | 2J | A | HDPNL
General Purpose | 1 Residential General Purpose | FD Residential | FDR | EZ9S16163 | EASY9 SWITCH DISC 1P 63A 230V | 83 | 2J | A | HDPNL
General Purpose | 1 Residential General Purpose | FD Residential | FDR | EZ9S16263 | Easy9 Switch Disconnector 2P 63A 400V | 143 | 2J | B | HDPNL
General Purpose | 1 Residential General Purpose | FD Residential | FDR | EZ9S16363 | Easy9 Switch Disconnector 3P 63A 400V | 216 | 2J | A | HDPNL
General Purpose | 1 Residential General Purpose | FD Residential | FDR | EZ9S16463 | Easy9 Switch Disconnector 4P 63A 400V | 227 | 2J | A | HDPNL
General Purpose | 1 Residential General Purpose | FD Residential | FDR | MIP12112T | MODULAR ENCL MINIPRAGMA 1R 12M SURF TD W | 561 | 2A | B | HDPNL
General Purpose | 1 Residential General Purpose | FD Residential | FDR | MIP12118T | MODULAR ENCL MINIPRAGMA 1R 18M SURF TD W | 591 | 2A | B | HDPNL
General Purpose | 1 Residential General Purpose | FD Residential | FDR | MIP12312T | MODULAR ENCL MINIPRAGMA 3R 12M SURF TD W | 1071 | 2A | B | HDPNL
General Purpose | 1 Residential General Purpose | FD Residential | FDR | MIP22118T | MODULAR ENCL. MINIPRAGMA 1R 18M FLUSH TD | 601 | 2A | B | HDPNL
General Purpose | 2 Small & Med building General Purpose | FD Tertiary | FDT | 13191 | ENCLOSUR KAEDRA 12 UNITS HT 34CM | 719 | 2A | A | HDPNL | 168 | 345 | 360 | 2122
General Purpose | 2 Small & Med building General Purpose | FD Tertiary | FDT | 13193 | ENCLOSUR KAEDRA 18 UNITS HT 46CM | 1114 | 2A | B | HDPNL | 168 | 470 | 468 | 3293
General Purpose | 2 Small & Med building General Purpose | FD Tertiary | FDT | 13431 | KAEDRA ENCLOSURE 12 MOD | 682 | 2A | B | HDPNL | 360 | 170 | 292 | 2035
General Purpose | 2 Small & Med building General Purpose | FD Tertiary | FDT | 13432 | KAEDRA KAEDRA 18 MOD | 932 | 2A | A | HDPNL | 465 | 175 | 290 | 2680
General Purpose | 2 Small & Med building General Purpose | FD Tertiary | FDT | 13433 | KAEDRA ENCLOSURE 2X12 MOD | 1131 | 2A | B | HDPNL | 472 | 170 | 355 | 3495
General Purpose | 2 Small & Med building General Purpose | FD Tertiary | FDT | 13434 | KAEDRA ENCLOSURE 2X18 MOD | 1284 | 2A | B | HDPNL | 470 | 175 | 470 | 4425
General Purpose | 2 Small & Med building General Purpose | FD Tertiary | FDT | 13435 | KAEDRA ENCLOSURE 3X12 MOD | 1650 | 2A | B | HDPNL | 620 | 165 | 355 | 4530
General Purpose | 2 Small & Med building General Purpose | FD Tertiary | FDT | 13436 | KAEDRA ENCLOSURE 3X18 MOD | 2295 | 2A | B | HDPNL | 620 | 165 | 465 | 6060
General Purpose | 2 Small & Med building General Purpose | FD Tertiary | FDT | 13437 | KAEDRA ENCLOSURE 4X18 MOD | 4005 | 2A | B | HDPNL | 850 | 170 | 470 | 8010
General Purpose | 2 Small & Med building General Purpose | FD Tertiary | FDT | 13441 | MINI KAEDRA 4 MOD | 294 | 2A | B | HDPNL | 200 | 120 | 120 | 515
General Purpose | 2 Small & Med building General Purpose | FD Tertiary | FDT | 13442 | MINI KAEDRA 6 MOD | 317 | 2A | B | HDPNL | 200 | 110 | 160 | 590
General Purpose | 2 Small & Med building General Purpose | FD Tertiary | FDT | 13443 | MINI KAEDRA 8 MOD | 363 | 2A | A | HDPNL | 200 | 110 | 195 | 760
General Purpose | 2 Small & Med building General Purpose | FD Tertiary | FDT | 13444 | MINI KAEDRA 12 MOD | 409 | 2A | A | HDPNL | 270 | 120 | 200 | 960
General Purpose | 2 Small & Med building General Purpose | FD Tertiary | FDT | 13940 | KIT 10 OBTURATORS | 142 | 2A | A | HDPNL | 115 | 25 | 90 | 84
General Purpose | 2 Small & Med building General Purpose | FD Tertiary | FDT | 16332 | PRD1 25R 3P N 350V WITH REMOTE TRANSFER | 20677 | 2A | B | HDPNL | 178 | 100 | 140 | 1490
General Purpose | 2 Small & Med building General Purpose | FD Tertiary | FDT | 16363 | PRD1 MASTER 3P N 350V WITH REMOTE TRANS | 32120 | 2A | B | HDPNL | 174 | 98 | 140 | 1666
General Purpose | 2 Small & Med building General Purpose | FD Tertiary | FDT | 19091 | SET OF 4 DISTRIB.TERMINAL 3X16 | 2567 | 2A | B | HDPNL | 85 | 80 | 20 | 60
General Purpose | 2 Small & Med building General Purpose | FD Tertiary | FDT | 27046 | FIX PART ROTARY HANDLE | 1052 | 2A | B | HDPNL
General Purpose | 2 Small & Med building General Purpose | FD Tertiary | FDT | 27047 | DRAWOUT EXTENDED ROTARY HANDLE | 683 | 2A | B | HDPNL
General Purpose | 2 Small & Med building General Purpose | FD Tertiary | FDT | 27145 | SET 4 LOCKING SLIDE NC100/C120 | 349 | 2A | B | HDPNL
General Purpose | 2 Small & Med building General Purpose | FD Tertiary | FDT | A9A15096 | Acti9 ISW OF 3A VAC AUXILIARY CONTACT | 433 | 2A | B | HDPNL
General Purpose | 2 Small & Med building General Purpose | FD Tertiary | FDT | A9A15151 | BASE FOR DIAM.22 CONTROL/SIGNALL | 83 | 2A | A | HDPNL
General Purpose | 2 Small & Med building General Purpose | FD Tertiary | FDT | A9A15152 | UNIVERSAL BASE FOR CONTROL AND | 127 | 2A | B | HDPNL
General Purpose | 2 Small & Med building General Purpose | FD Tertiary | FDT | A9A15215 | BELL TRANSFORMER 25VA 230VCA 12..24VCA | 727 | 2A | B | HDPNL
General Purpose | 2 Small & Med building General Purpose | FD Tertiary | FDT | A9A15219 | SAFETY TRANSFORMER 25VA 230VCA 12..24VCA | 758 | 2A | B | HDPNL
General Purpose | 2 Small & Med building General Purpose | FD Tertiary | FDT | A9A15220 | SAFETY TRANSFORMER 40VA 230VCA 12..24VCA | 868 | 2A | B | HDPNL
General Purpose | 2 Small & Med building General Purpose | FD Tertiary | FDT | A9A15222 | SAFETY TRANSFORMER 63VA 230VCA 12..24VCA | 910 | 2A | B | HDPNL
General Purpose | 2 Small & Med building General Purpose | FD Tertiary | FDT | A9A15310 | MODULAR SOCKET 16A UE 250V 2P T | 163 | 2A | A | HDPNL
General Purpose | 2 Small & Med building General Purpose | FD Tertiary | FDT | A9A26476 | ACTI9 IMX 100-415VAC 110-130VDC SHUNT RE | 1108 | 2A | A | HDPNL
General Purpose | 2 Small & Med building General Purpose | FD Tertiary | FDT | A9A26500 | VOLTAGE RELEASE ACTI9 IMSU 270VAC | 752 | 2A | B | HDPNL
General Purpose | 2 Small & Med building General Purpose | FD Tertiary | FDT | A9A26897 | ACTI9 IOF SD 24V DC WITH TI24 PLC INTERF | 526 | 2A | B | HDPNL
General Purpose | 2 Small & Med building General Purpose | FD Tertiary | FDT | A9A26946 | ACTI9 IMX-OF 100-415VAC 110-130VDC SHUNT | 1047 | 2A | A | HDPNL
General Purpose | 2 Small & Med building General Purpose | FD Tertiary | FDT | A9A26947 | ACTI9 IMX-OF 48VAC 48VDC SHUNT RELEASE W | 1225 | 2A | B | HDPNL
General Purpose | 2 Small & Med building General Purpose | FD Tertiary | FDT | A9A26948 | ACTI9 IMX-OF 12-24VAC 12-24VDC SHUNT REL | 1076 | 2A | B | HDPNL
General Purpose | 2 Small & Med building General Purpose | FD Tertiary | FDT | A9A26960 | ACTI9 IMN 220-240VAC UNDERVOLTAGE RELEAS | 1365 | 2A | B | HDPNL
General Purpose | 2 Small & Med building General Purpose | FD Tertiary | FDT | A9A26969 | ACTI9 IMNX 220-240VAC UNDERVOLTAGE RELEA | 1092 | 2A | A | HDPNL
General Purpose | 2 Small & Med building General Purpose | FD Tertiary | FDT | A9A26970 | ACTI9 10X PADLOCKING DEVICE IC60 IID | 251 | 2A | A | HDPNL
General Purpose | 2 Small & Med building General Purpose | FD Tertiary | FDT | A9A26975 | ACTI9 TERMINAL SHIELD 18MM IC60 IID | 134 | 2A | B | HDPNL
General Purpose | 2 Small & Med building General Purpose | FD Tertiary | FDT | A9A26976 | Acti9 TERMINAL SHIELD 36MM IC60 IID | 87 | 2A | B | HDPNL
General Purpose | 2 Small & Med building General Purpose | FD Tertiary | FDT | A9A26981 | Acti9 SCREW SHIELD IMulti 9 C60 IID | 237 | 2A | B | HDPNL
General Purpose | 2 Small & Med building General Purpose | FD Tertiary | FDT | A9A27005 | ACTI9 ROTARY HANDLE BLACK IC60 IID | 1068 | 2A | A | HDPNL
General Purpose | 2 Small & Med building General Purpose | FD Tertiary | FDT | A9A27008 | ACTI9 MECHANISM FOR ROTARY HANDLE IC60 I | 742 | 2A | A | HDPNL
General Purpose | 2 Small & Med building General Purpose | FD Tertiary | FDT | A9A27062 | ACTI9 5X SPACER 9MM IC60 IID ICT | 90 | 2A | A | HDPNL
General Purpose | 2 Small & Med building General Purpose | FD Tertiary | FDT | A9C15030 | ICT PLUS 20A 1P UC 230VAC CONTACTOR | 1188 | 2A | B | HDPNL
General Purpose | 2 Small & Med building General Purpose | FD Tertiary | FDT | A9C15914 | ACTI9 IACTS 1NO-1NC 2A INDICATION AUXILI | 688 | 2A | B | HDPNL
General Purpose | 2 Small & Med building General Purpose | FD Tertiary | FDT | A9C20132 | ICT 25A 2NO 24VAC 50HZ CONTACTOR | 472 | 2A | B | HDPNL
General Purpose | 2 Small & Med building General Purpose | FD Tertiary | FDT | A9C20134 | ICT 25A 4NO 24VAC 50HZ CONTACTOR | 714 | 2A | B | HDPNL
General Purpose | 2 Small & Med building General Purpose | FD Tertiary | FDT | A9C20531 | iCT25A 1NO 220Vac 50HZ contactor | 459 | 2A | A | HDPNL
General Purpose | 2 Small & Med building General Purpose | FD Tertiary | FDT | A9C20532 | iCT25A 2NO 220Vac 50HZ contactor | 496 | 2A | A | HDPNL
General Purpose | 2 Small & Med building General Purpose | FD Tertiary | FDT | A9C20632 | iCT25A 2NO 220...240Vac 60HZ contactor | 501 | 2A | B | HDPNL
General Purpose | 2 Small & Med building General Purpose | FD Tertiary | FDT | A9C20731 | ICT 25A 1NO 230...240VAC 50HZ CONTACTOR | 409 | 2A | A | HDPNL
General Purpose | 2 Small & Med building General Purpose | FD Tertiary | FDT | A9C20732 | ICT25A 2NO | 511 | 2A | A | HDPNL
General Purpose | 2 Small & Med building General Purpose | FD Tertiary | FDT | A9C20736 | ICT25A 2NC 230/240VAC 50HZ CONTACTOR | 535 | 2A | B | HDPNL
General Purpose | 2 Small & Med building General Purpose | FD Tertiary | FDT | A9C20833 | ICT 25A 3NO 220...240VAC 50HZ CONTACTOR | 613 | 2A | A | HDPNL
General Purpose | 2 Small & Med building General Purpose | FD Tertiary | FDT | A9C20834 | ICT25A 4NO | 757 | 2A | A | HDPNL
General Purpose | 2 Small & Med building General Purpose | FD Tertiary | FDT | A9C20837 | ICT25A 4NC 220/240VAC 50HZ CONTACTOR | 778 | 2A | B | HDPNL
General Purpose | 2 Small & Med building General Purpose | FD Tertiary | FDT | A9C20838 | ICT25A 2NO 2NC 220..240VAC 50HZ CONTACT | 656 | 2A | B | HDPNL
General Purpose | 2 Small & Med building General Purpose | FD Tertiary | FDT | A9C20842 | ICT 40A 2NO 220..240VAC 50HZ CONTACTOR | 664 | 2A | A | HDPNL
General Purpose | 2 Small & Med building General Purpose | FD Tertiary | FDT | A9C20843 | ICT 40A 3NO 220..240VAC 50HZ CONTACTOR | 797 | 2A | A | HDPNL
General Purpose | 2 Small & Med building General Purpose | FD Tertiary | FDT | A9C20844 | ICT 40A 4NO 220..240VAC 50HZ CONTACTOR | 930 | 2A | A | HDPNL
General Purpose | 2 Small & Med building General Purpose | FD Tertiary | FDT | A9C20862 | ICT 63A 2NO 220..240VAC 50HZ CONTACTOR | 778 | 2A | A | HDPNL
General Purpose | 2 Small & Med building General Purpose | FD Tertiary | FDT | A9C20863 | ICT 63A 3NO 220..240VAC 50HZ CONTACTOR | 981 | 2A | A | HDPNL
General Purpose | 2 Small & Med building General Purpose | FD Tertiary | FDT | A9C20864 | ICT63A 4NO | 1144 | 2A | A | HDPNL
General Purpose | 2 Small & Med building General Purpose | FD Tertiary | FDT | A9C20867 | ICT63A 4NC 220/240VAC 50HZ CONTACTOR | 1179 | 2A | B | HDPNL
General Purpose | 2 Small & Med building General Purpose | FD Tertiary | FDT | A9C20868 | ICT 63A 2NO 2NC 220..240VAC 50HZ CONTAC | 914 | 2A | B | HDPNL
General Purpose | 2 Small & Med building General Purpose | FD Tertiary | FDT | A9C20869 | ICT 63A 3NO 1NC 220..240VAC 50HZ CONTAC | 1128 | 2A | B | HDPNL
General Purpose | 2 Small & Med building General Purpose | FD Tertiary | FDT | A9C20882 | ICT 100A 2NO 220..240VAC 50HZ CONTACTOR | 3252 | 2A | B | HDPNL
General Purpose | 2 Small & Med building General Purpose | FD Tertiary | FDT | A9C20884 | ICT 100A 4NO 220..240VAC 50HZ CONTACTOR | 4420 | 2A | B | HDPNL
General Purpose | 2 Small & Med building General Purpose | FD Tertiary | FDT | A9C21833 | ICT 25A 3NO 220..240VAC 50HZ MANUALLY O | 583 | 2A | A | HDPNL
General Purpose | 2 Small & Med building General Purpose | FD Tertiary | FDT | A9C21834 | ICT 25A 4NO 220..240VAC 50HZ MANUALLY O | 680 | 2A | B | HDPNL
General Purpose | 2 Small & Med building General Purpose | FD Tertiary | FDT | A9C21843 | ICT 40A 3NO 220..240VAC 50HZ MANUALLY O | 891 | 2A | B | HDPNL
General Purpose | 2 Small & Med building General Purpose | FD Tertiary | FDT | A9C21864 | ICT 63A 4NO 220..240VAC 50HZ MANUALLY O | 1088 | 2A | B | HDPNL
General Purpose | 2 Small & Med building General Purpose | FD Tertiary | FDT | A9C22111 | iCT16A 1NO 24Vac 50HZ contactor | 411 | 2A | B | HDPNL
General Purpose | 2 Small & Med building General Purpose | FD Tertiary | FDT | A9C22512 | iCT16A 2NO 220Vac 50HZ contactor | 486 | 2A | B | HDPNL
General Purpose | 2 Small & Med building General Purpose | FD Tertiary | FDT | A9C22711 | ICT16A 1NO 230..240Vac 50HZ contactor | 385 | 2A | A | HDPNL
General Purpose | 2 Small & Med building General Purpose | FD Tertiary | FDT | A9C22712 | ICT 16A 2NO 230..240VAC 50HZ CONTACTOR | 490 | 2A | A | HDPNL
General Purpose | 2 Small & Med building General Purpose | FD Tertiary | FDT | A9C22715 | ICT16A 1NO 1NC 230..240VAC 50HZ CONTACT | 510 | 2A | B | HDPNL
General Purpose | 2 Small & Med building General Purpose | FD Tertiary | FDT | A9C22722 | iCT20A 2NO 230...240Vac 50HZ contactor | 470 | 2A | A | HDPNL
General Purpose | 2 Small & Med building General Purpose | FD Tertiary | FDT | A9C22813 | iCT16A 3NO 220..240Vac 50HZ contactor | 595 | 2A | A | HDPNL
General Purpose | 2 Small & Med building General Purpose | FD Tertiary | FDT | A9C22814 | ICT 16A 4NO 220..240VAC 50HZ CONTACTOR | 660 | 2A | B | HDPNL
General Purpose | 2 Small & Med building General Purpose | FD Tertiary | FDT | A9C22824 | iCT20A 4NO 220...240Vac 50HZ contactor | 680 | 2A | B | HDPNL
General Purpose | 2 Small & Med building General Purpose | FD Tertiary | FDT | A9C30211 | ACTI9 ITL16A 1NO 48VAC 24VDC 50-60HZ IMP | 466 | 2A | B | HDPNL
General Purpose | 2 Small & Med building General Purpose | FD Tertiary | FDT | A9C30811 | ITL 16A 1NO 230/240VAC 110VDC 50-60HZ | 423 | 2A | B | HDPNL
General Purpose | 2 Small & Med building General Purpose | FD Tertiary | FDT | A9C30812 | Acti9 ITL16A 2NO 230/240VAC 50-60HZ 110V | 678 | 2A | B | HDPNL
General Purpose | 2 Small & Med building General Purpose | FD Tertiary | FDT | A9C30815 | ACTI9 ITLI 16A 1NO 1NF 230...240VAC 50-6 | 915 | 2A | B | HDPNL
General Purpose | 2 Small & Med building General Purpose | FD Tertiary | FDT | A9C32816 | ACTI9 IETL16A 1O-F ET 1NO 230/240VAC 50- | 610 | 2A | B | HDPNL
General Purpose | 2 Small & Med building General Purpose | FD Tertiary | FDT | A9D11216 | Acti9 iC60H2 2P C 16A 30mA A RCBO | 1074 | 2A | B | HDPNL
General Purpose | 2 Small & Med building General Purpose | FD Tertiary | FDT | A9D11225 | IC60 RCBO 2P 0.03A VD A C25A 220/240V | 1089 | 2A | B | HDPNL
General Purpose | 2 Small & Med building General Purpose | FD Tertiary | FDT | A9D31632 | ACTI 9 IDPN N VIGI C 32A 1PPN 30MA AC 60 | 916 | 2A | B | HDPNL
General Purpose | 2 Small & Med building General Purpose | FD Tertiary | FDT | A9D32616 | Acti9 IDPN N VIGI C 16A 1PN 30MA A | 908 | 2A | B | HDPNL
General Purpose | 2 Small & Med building General Purpose | FD Tertiary | FDT | A9E16067 | RELAY TIME DELAYED DURATION AT END OF IM | 1225 | 2A | B | HDPNL
General Purpose | 2 Small & Med building General Purpose | FD Tertiary | FDT | A9E18070 | ACTI9 ISSW 1 CHANGEOVER SWITCH | 280 | 2A | A | HDPNL
General Purpose | 2 Small & Med building General Purpose | FD Tertiary | FDT | A9E18071 | ACTI9 ISSW | 313 | 2A | B | HDPNL
General Purpose | 2 Small & Med building General Purpose | FD Tertiary | FDT | A9E18073 | ACTI9 ISSW | 169 | 2A | B | HDPNL
General Purpose | 2 Small & Med building General Purpose | FD Tertiary | FDT | A9E18074 | ACTI9 ISSW 2 CHANGEOVER SWITCHES 20A 230 | 447 | 2A | B | HDPNL
General Purpose | 2 Small & Med building General Purpose | FD Tertiary | FDT | A9E18320 | Acti9 IIL SINGLE INDICATOR LIGHT RED | 163 | 2A | A | HDPNL
General Purpose | 2 Small & Med building General Purpose | FD Tertiary | FDT | A9E18321 | ACTI9 IIL SINGLE INDICATOR LIGHT | 163 | 2A | A | HDPNL
General Purpose | 2 Small & Med building General Purpose | FD Tertiary | FDT | A9E18322 | ACTI9 IIL SINGLE INDICATOR LIGHT | 163 | 2A | A | HDPNL
General Purpose | 2 Small & Med building General Purpose | FD Tertiary | FDT | A9E18323 | ACTI9 IIL SINGLE INDICATOR LIGHT | 163 | 2A | A | HDPNL
General Purpose | 2 Small & Med building General Purpose | FD Tertiary | FDT | A9E18324 | Acti9 IIL SINGLE INDICATOR LIGHT YELLOW | 160 | 2A | A | HDPNL
General Purpose | 2 Small & Med building General Purpose | FD Tertiary | FDT | A9E18325 | ACTI9 IIL DOUBLE INDICATOR LIGHT | 155 | 2A | B | HDPNL
General Purpose | 2 Small & Med building General Purpose | FD Tertiary | FDT | A9E18327 | ACTI9 IIL THREE-PHASE VOLTAGE INDICATOR | 539 | 2A | A | HDPNL
General Purpose | 2 Small & Med building General Purpose | FD Tertiary | FDT | A9F64101 | Acti9 iC60A 1P C 1A MCB | 219 | 2A | A | HDPNL
General Purpose | 2 Small & Med building General Purpose | FD Tertiary | FDT | A9F64102 | Acti9 iC60A 1P C 2A MCB | 219 | 2A | A | HDPNL
General Purpose | 2 Small & Med building General Purpose | FD Tertiary | FDT | A9F64103 | Acti9 iC60A 1P C 3A MCB | 219 | 2A | A | HDPNL
General Purpose | 2 Small & Med building General Purpose | FD Tertiary | FDT | A9F64104 | Acti9 iC60A 1P C 4A MCB | 219 | 2A | A | HDPNL
General Purpose | 2 Small & Med building General Purpose | FD Tertiary | FDT | A9F64106 | Acti9 iC60A 1P C 6A MCB | 161 | 2A | A | HDPNL
General Purpose | 2 Small & Med building General Purpose | FD Tertiary | FDT | A9F64110 | Acti9 iC60A 1P C 10A MCB | 161 | 2A | A | HDPNL
General Purpose | 2 Small & Med building General Purpose | FD Tertiary | FDT | A9F64116 | Acti9 iC60A 1P C 16A MCB | 161 | 2A | A | HDPNL
General Purpose | 2 Small & Med building General Purpose | FD Tertiary | FDT | A9F64120 | Acti9 iC60A 1P C 20A MCB | 161 | 2A | A | HDPNL
General Purpose | 2 Small & Med building General Purpose | FD Tertiary | FDT | A9F64125 | Acti9 iC60A 1P C 25A MCB | 166 | 2A | A | HDPNL
General Purpose | 2 Small & Med building General Purpose | FD Tertiary | FDT | A9F64132 | Acti9 iC60A 1P C 32A MCB | 166 | 2A | A | HDPNL
General Purpose | 2 Small & Med building General Purpose | FD Tertiary | FDT | A9F64140 | Acti9 iC60A 1P C 40A MCB | 166 | 2A | A | HDPNL
General Purpose | 2 Small & Med building General Purpose | FD Tertiary | FDT | A9F64150 | ACTI9 IC60A 1P 50A C MINIATURE CIRCUIT B | 193 | 2A | A | HDPNL
General Purpose | 2 Small & Med building General Purpose | FD Tertiary | FDT | A9F64163 | ACTI9 IC60A 1P 63A C MINIATURE CIRCUIT B | 193 | 2A | A | HDPNL
General Purpose | 2 Small & Med building General Purpose | FD Tertiary | FDT | A9F64201 | Acti9 iC60A 2P C 1A MCB | 655 | 2A | A | HDPNL
General Purpose | 2 Small & Med building General Purpose | FD Tertiary | FDT | A9F64202 | Acti9 iC60A 2P C 2A MCB | 655 | 2A | A | HDPNL
General Purpose | 2 Small & Med building General Purpose | FD Tertiary | FDT | A9F64203 | Acti9 iC60A 2P C 3A MCB | 655 | 2A | A | HDPNL
General Purpose | 2 Small & Med building General Purpose | FD Tertiary | FDT | A9F64204 | Acti9 iC60A 2P C 4A MCB | 655 | 2A | A | HDPNL
General Purpose | 2 Small & Med building General Purpose | FD Tertiary | FDT | A9F64206 | ACTI9 IC60A 2P 6A C MINIATURE CIRCUIT BR | 534 | 2A | A | HDPNL
General Purpose | 2 Small & Med building General Purpose | FD Tertiary | FDT | A9F64210 | ACTI9 IC60A 2P 10A C MINIATURE CIRCUIT B | 534 | 2A | A | HDPNL
General Purpose | 2 Small & Med building General Purpose | FD Tertiary | FDT | A9F64216 | ACTI9 IC60A 2P 16A C MINIATURE CIRCUIT B | 534 | 2A | A | HDPNL
General Purpose | 2 Small & Med building General Purpose | FD Tertiary | FDT | A9F64220 | ACTI9 IC60A 2P 20A C MINIATURE CIRCUIT B | 534 | 2A | A | HDPNL
General Purpose | 2 Small & Med building General Purpose | FD Tertiary | FDT | A9F64225 | Acti9 iC60A 2P C 25A MCB | 611 | 2A | A | HDPNL
General Purpose | 2 Small & Med building General Purpose | FD Tertiary | FDT | A9F64232 | Acti9 iC60A 2P C 32A MCB | 611 | 2A | A | HDPNL
General Purpose | 2 Small & Med building General Purpose | FD Tertiary | FDT | A9F64240 | Acti9 iC60A 2P C 40A MCB | 611 | 2A | A | HDPNL
General Purpose | 2 Small & Med building General Purpose | FD Tertiary | FDT | A9F64250 | ACTI9 IC60A 2P 50A C MINIATURE CIRCUIT B | 650 | 2A | A | HDPNL
General Purpose | 2 Small & Med building General Purpose | FD Tertiary | FDT | A9F64263 | ACTI9 IC60A 2P 63A C MINIATURE CIRCUIT B | 650 | 2A | A | HDPNL
General Purpose | 2 Small & Med building General Purpose | FD Tertiary | FDT | A9F64302 | Acti9 iC60A 3P C 2A MCB | 780 | 2A | A | HDPNL
General Purpose | 2 Small & Med building General Purpose | FD Tertiary | FDT | A9F64306 | Acti9 iC60A 3P C 6A MCB | 737 | 2A | A | HDPNL
General Purpose | 2 Small & Med building General Purpose | FD Tertiary | FDT | A9F64310 | Acti9 iC60A 3P C 10A MCB | 737 | 2A | A | HDPNL
General Purpose | 2 Small & Med building General Purpose | FD Tertiary | FDT | A9F64316 | Acti9 iC60A 3P C 16A MCB | 737 | 2A | A | HDPNL
General Purpose | 2 Small & Med building General Purpose | FD Tertiary | FDT | A9F64320 | Acti9 iC60A 3P C 20A MCB | 737 | 2A | A | HDPNL
General Purpose | 2 Small & Med building General Purpose | FD Tertiary | FDT | A9F64325 | Acti9 iC60A 3P C 25A MCB | 807 | 2A | A | HDPNL
General Purpose | 2 Small & Med building General Purpose | FD Tertiary | FDT | A9F64332 | Acti9 iC60A 3P C 32A MCB | 807 | 2A | A | HDPNL
General Purpose | 2 Small & Med building General Purpose | FD Tertiary | FDT | A9F64340 | Acti9 iC60A 3P C 40A MCB | 807 | 2A | A | HDPNL
General Purpose | 2 Small & Med building General Purpose | FD Tertiary | FDT | A9F64350 | ACTI9 IC60A 3P 50A C MINIATURE CIRCUIT B | 821 | 2A | A | HDPNL
General Purpose | 2 Small & Med building General Purpose | FD Tertiary | FDT | A9F64363 | ACTI9 IC60A 3P 63A C MINIATURE CIRCUIT B | 821 | 2A | A | HDPNL
General Purpose | 2 Small & Med building General Purpose | FD Tertiary | FDT | A9F64406 | Acti9 iC60A 4P C 6A MCB | 824 | 2A | A | HDPNL
General Purpose | 2 Small & Med building General Purpose | FD Tertiary | FDT | A9F64410 | Acti9 iC60A 4P C 10A MCB | 824 | 2A | A | HDPNL
General Purpose | 2 Small & Med building General Purpose | FD Tertiary | FDT | A9F64416 | Acti9 iC60A 4P C 16A MCB | 807 | 2A | A | HDPNL
General Purpose | 2 Small & Med building General Purpose | FD Tertiary | FDT | A9F64420 | Acti9 iC60A 4P C 20A MCB | 824 | 2A | A | HDPNL
General Purpose | 2 Small & Med building General Purpose | FD Tertiary | FDT | A9F64425 | Acti9 iC60A 4P C 25A MCB | 807 | 2A | A | HDPNL
General Purpose | 2 Small & Med building General Purpose | FD Tertiary | FDT | A9F64432 | Acti9 iC60A 4P C 32A MCB | 824 | 2A | A | HDPNL
General Purpose | 2 Small & Med building General Purpose | FD Tertiary | FDT | A9F64440 | Acti9 iC60A 4P C 40A MCB | 824 | 2A | A | HDPNL
General Purpose | 2 Small & Med building General Purpose | FD Tertiary | FDT | A9F64450 | Acti9 iC60A 4P C 50A MCB | 1127 | 2A | A | HDPNL
General Purpose | 2 Small & Med building General Purpose | FD Tertiary | FDT | A9F64463 | ACTI9 IC60A 4P 63A C MINIATURE CIRCUIT B | 1127 | 2A | A | HDPNL
General Purpose | 2 Small & Med building General Purpose | FD Tertiary | FDT | A9F73106 | Acti9 iC60N 1P B 6A MCB | 382 | 2A | B | HDPNL
General Purpose | 2 Small & Med building General Purpose | FD Tertiary | FDT | A9F73202 | Acti9 iC60N 2P B 2A MCB | 1247 | 2A | B | HDPNL
General Purpose | 2 Small & Med building General Purpose | FD Tertiary | FDT | A9F73203 | Acti9 iC60N 2P B 3A MCB | 1247 | 2A | B | HDPNL
General Purpose | 2 Small & Med building General Purpose | FD Tertiary | FDT | A9F73204 | Acti9 iC60N 2P B 4A MCB | 1247 | 2A | B | HDPNL
General Purpose | 2 Small & Med building General Purpose | FD Tertiary | FDT | A9F73206 | Acti9 iC60N 2P B 6A MCB | 1269 | 2A | A | HDPNL
General Purpose | 2 Small & Med building General Purpose | FD Tertiary | FDT | A9F74101 | Acti9 iC60N 1P C 1A 230V MCB | 292 | 2A | A | HDPNL
General Purpose | 2 Small & Med building General Purpose | FD Tertiary | FDT | A9F74102 | Acti9 iC60N 1P C 2A 230V MCB | 298 | 2A | A | HDPNL
General Purpose | 2 Small & Med building General Purpose | FD Tertiary | FDT | A9F74103 | Acti9 iC60N 1P C 3A 230V MCB | 292 | 2A | A | HDPNL
General Purpose | 2 Small & Med building General Purpose | FD Tertiary | FDT | A9F74104 | Acti9 iC60N 1P C 4A 230V MCB | 292 | 2A | A | HDPNL
General Purpose | 2 Small & Med building General Purpose | FD Tertiary | FDT | A9F74132 | Acti9 iC60N 1P C 32A MCB | 349 | 2A | B | HDPNL
General Purpose | 2 Small & Med building General Purpose | FD Tertiary | FDT | A9F74201 | Acti9 iC60N 2P C 1A 440V MCB | 834 | 2A | B | HDPNL
General Purpose | 2 Small & Med building General Purpose | FD Tertiary | FDT | A9F74202 | Acti9 iC60N 2P C 2A 440V MCB | 852 | 2A | A | HDPNL
General Purpose | 2 Small & Med building General Purpose | FD Tertiary | FDT | A9F74203 | Acti9 iC60N 2P C 3A 440V MCB | 852 | 2A | A | HDPNL
General Purpose | 2 Small & Med building General Purpose | FD Tertiary | FDT | A9F74204 | Acti9 iC60N 2P C 4A 440V MCB | 852 | 2A | A | HDPNL
General Purpose | 2 Small & Med building General Purpose | FD Tertiary | FDT | A9F74270 | Acti9 iC60N 2P C 0,5A MCB | 2185 | 2A | B | HDPNL
General Purpose | 2 Small & Med building General Purpose | FD Tertiary | FDT | A9F74301 | Acti9 iC60N 3P C 1A 440V MCB | 2218 | 2A | B | HDPNL
General Purpose | 2 Small & Med building General Purpose | FD Tertiary | FDT | A9F74302 | Acti9 iC60N 3P C 2A 440V MCB | 1078 | 2A | B | HDPNL
General Purpose | 2 Small & Med building General Purpose | FD Tertiary | FDT | A9F74303 | Acti9 iC60N 3P C 3A MCB | 1056 | 2A | B | HDPNL
General Purpose | 2 Small & Med building General Purpose | FD Tertiary | FDT | A9F74304 | Acti9 iC60N 3P C 4A 440V MCB | 1056 | 2A | B | HDPNL
General Purpose | 2 Small & Med building General Purpose | FD Tertiary | FDT | A9F74402 | Acti9 iC60N 4P C 2A MCB | 1337 | 2A | B | HDPNL
General Purpose | 2 Small & Med building General Purpose | FD Tertiary | FDT | A9F74403 | Acti9 iC60N 4P C 3A MCB | 1337 | 2A | B | HDPNL
General Purpose | 2 Small & Med building General Purpose | FD Tertiary | FDT | A9F74404 | Acti9 iC60N 4P C 4A MCB | 1337 | 2A | B | HDPNL
General Purpose | 2 Small & Med building General Purpose | FD Tertiary | FDT | A9F75102 | Acti9 iC60N 1P D 2A MCB | 320 | 2A | B | HDPNL
General Purpose | 2 Small & Med building General Purpose | FD Tertiary | FDT | A9F75103 | Acti9 iC60N 1P D 3A MCB | 320 | 2A | B | HDPNL
General Purpose | 2 Small & Med building General Purpose | FD Tertiary | FDT | A9F75104 | Acti9 iC60N 1P D 4A MCB | 320 | 2A | B | HDPNL
General Purpose | 2 Small & Med building General Purpose | FD Tertiary | FDT | A9F75106 | Acti9 iC60N 1P D 6A MCB | 240 | 2A | A | HDPNL
General Purpose | 2 Small & Med building General Purpose | FD Tertiary | FDT | A9F75110 | Acti9 iC60N 1P D 10A MCB | 240 | 2A | A | HDPNL
General Purpose | 2 Small & Med building General Purpose | FD Tertiary | FDT | A9F75116 | Acti9 iC60N 1P D 16A 230V MCB | 240 | 2A | A | HDPNL
General Purpose | 2 Small & Med building General Purpose | FD Tertiary | FDT | A9F75120 | Acti9 iC60N 1P D 20A MCB | 240 | 2A | A | HDPNL
General Purpose | 2 Small & Med building General Purpose | FD Tertiary | FDT | A9F75125 | Acti9 iC60N 1P D 25A MCB | 248 | 2A | A | HDPNL
General Purpose | 2 Small & Med building General Purpose | FD Tertiary | FDT | A9F75132 | Acti9 iC60N 1P D 32A MCB | 248 | 2A | A | HDPNL
General Purpose | 2 Small & Med building General Purpose | FD Tertiary | FDT | A9F75140 | Acti9 iC60N 1P D 40A MCB | 248 | 2A | A | HDPNL
General Purpose | 2 Small & Med building General Purpose | FD Tertiary | FDT | A9F75163 | Acti9 iC60N 1P D 63A MCB | 281 | 2A | A | HDPNL
General Purpose | 2 Small & Med building General Purpose | FD Tertiary | FDT | A9F75202 | Acti9 iC60N 2P D 2A MCB | 959 | 2A | A | HDPNL
General Purpose | 2 Small & Med building General Purpose | FD Tertiary | FDT | A9F75203 | Acti9 iC60N 2P D 3A MCB | 959 | 2A | B | HDPNL
General Purpose | 2 Small & Med building General Purpose | FD Tertiary | FDT | A9F75204 | Acti9 iC60N 2P D 4A MCB | 959 | 2A | A | HDPNL
General Purpose | 2 Small & Med building General Purpose | FD Tertiary | FDT | A9F75206 | Acti9 iC60N 2P D 6A MCB | 798 | 2A | A | HDPNL
General Purpose | 2 Small & Med building General Purpose | FD Tertiary | FDT | A9F75210 | Acti9 iC60N 2P D 10A MCB | 798 | 2A | A | HDPNL
General Purpose | 2 Small & Med building General Purpose | FD Tertiary | FDT | A9F75216 | Acti9 iC60N 2P D 16A MCB | 798 | 2A | A | HDPNL
General Purpose | 2 Small & Med building General Purpose | FD Tertiary | FDT | A9F75220 | Acti9 iC60N 2P D 20A MCB | 798 | 2A | A | HDPNL
General Purpose | 2 Small & Med building General Purpose | FD Tertiary | FDT | A9F75225 | Acti9 iC60N 2P D 25A MCB | 895 | 2A | B | HDPNL
General Purpose | 2 Small & Med building General Purpose | FD Tertiary | FDT | A9F75232 | Acti9 iC60N 2P D 32A MCB | 913 | 2A | A | HDPNL
General Purpose | 2 Small & Med building General Purpose | FD Tertiary | FDT | A9F75240 | Acti9 iC60N 2P D 40A MCB | 895 | 2A | A | HDPNL
General Purpose | 2 Small & Med building General Purpose | FD Tertiary | FDT | A9F75250 | Acti9 iC60N 2P D 50A MCB | 951 | 2A | A | HDPNL
General Purpose | 2 Small & Med building General Purpose | FD Tertiary | FDT | A9F75263 | Acti9 iC60N 2P D 63A MCB | 971 | 2A | A | HDPNL
General Purpose | 2 Small & Med building General Purpose | FD Tertiary | FDT | A9F75302 | Acti9 iC60N 3P D 2A MCB | 1214 | 2A | B | HDPNL
General Purpose | 2 Small & Med building General Purpose | FD Tertiary | FDT | A9F75303 | Acti9 iC60N 3P D 3A MCB | 1214 | 2A | B | HDPNL
General Purpose | 2 Small & Med building General Purpose | FD Tertiary | FDT | A9F75306 | Acti9 iC60N 3P D 6A MCB | 1170 | 2A | A | HDPNL
General Purpose | 2 Small & Med building General Purpose | FD Tertiary | FDT | A9F75310 | Acti9 iC60N 3P D 10A MCB | 1194 | 2A | A | HDPNL
General Purpose | 2 Small & Med building General Purpose | FD Tertiary | FDT | A9F75316 | Acti9 iC60N 3P D 16A 440V MCB | 1194 | 2A | A | HDPNL
General Purpose | 2 Small & Med building General Purpose | FD Tertiary | FDT | A9F75320 | Acti9 iC60N 3P D 20A 440V MCB | 1194 | 2A | A | HDPNL
General Purpose | 2 Small & Med building General Purpose | FD Tertiary | FDT | A9F75325 | Acti9 iC60N 3P D 25A 440V MCB | 1206 | 2A | A | HDPNL
General Purpose | 2 Small & Med building General Purpose | FD Tertiary | FDT | A9F75332 | Acti9 iC60N 3P D 32A 440V MCB | 1206 | 2A | A | HDPNL
General Purpose | 2 Small & Med building General Purpose | FD Tertiary | FDT | A9F75340 | Acti9 iC60N 3P D 40A 440V MCB | 1206 | 2A | A | HDPNL
General Purpose | 2 Small & Med building General Purpose | FD Tertiary | FDT | A9F75350 | Acti9 iC60N 3P D 50A MCB | 1227 | 2A | A | HDPNL
General Purpose | 2 Small & Med building General Purpose | FD Tertiary | FDT | A9F75363 | Acti9 iC60N 3P D 63A MCB | 1227 | 2A | A | HDPNL
General Purpose | 2 Small & Med building General Purpose | FD Tertiary | FDT | A9F75401 | Acti9 iC60N 4P D 1A MCB | 1538 | 2A | B | HDPNL
General Purpose | 2 Small & Med building General Purpose | FD Tertiary | FDT | A9F75403 | Acti9 iC60N 4P D 3A MCB | 1538 | 2A | B | HDPNL
General Purpose | 2 Small & Med building General Purpose | FD Tertiary | FDT | A9F75406 | Acti9 iC60N 4P D 6A MCB | 1315 | 2A | B | HDPNL
General Purpose | 2 Small & Med building General Purpose | FD Tertiary | FDT | A9F75410 | Acti9 iC60N 4P D 10A MCB | 1315 | 2A | B | HDPNL
General Purpose | 2 Small & Med building General Purpose | FD Tertiary | FDT | A9F75416 | Acti9 iC60N 4P D 16A MCB | 1315 | 2A | B | HDPNL
General Purpose | 2 Small & Med building General Purpose | FD Tertiary | FDT | A9F75420 | Acti9 iC60N 4P D 20A MCB | 1315 | 2A | A | HDPNL
General Purpose | 2 Small & Med building General Purpose | FD Tertiary | FDT | A9F75425 | Acti9 iC60N 4P D 25A MCB | 1275 | 2A | B | HDPNL
General Purpose | 2 Small & Med building General Purpose | FD Tertiary | FDT | A9F75432 | Acti9 iC60N 4P D 32A MCB | 1275 | 2A | A | HDPNL
General Purpose | 2 Small & Med building General Purpose | FD Tertiary | FDT | A9F75440 | Acti9 iC60N 4P D 40A MCB | 1275 | 2A | A | HDPNL
General Purpose | 2 Small & Med building General Purpose | FD Tertiary | FDT | A9F75450 | Acti9 iC60N 4P D 50A MCB | 1305 | 2A | B | HDPNL
General Purpose | 2 Small & Med building General Purpose | FD Tertiary | FDT | A9F75463 | Acti9 iC60N 4P D 63A MCB | 1305 | 2A | A | HDPNL
General Purpose | 2 Small & Med building General Purpose | FD Tertiary | FDT | A9F76106 | Acti9 iC60N 1P B 6A MCB | 306 | 2A | B | HDPNL
General Purpose | 2 Small & Med building General Purpose | FD Tertiary | FDT | A9F76110 | Acti9 iC60N 1P B 10A MCB | 306 | 2A | A | HDPNL
General Purpose | 2 Small & Med building General Purpose | FD Tertiary | FDT | A9F76116 | Acti9 iC60N 1P B 16A MCB | 306 | 2A | B | HDPNL
General Purpose | 2 Small & Med building General Purpose | FD Tertiary | FDT | A9F76120 | Acti9 iC60N 1P B 20A MCB | 312 | 2A | A | HDPNL
General Purpose | 2 Small & Med building General Purpose | FD Tertiary | FDT | A9F76125 | Acti9 iC60N 1P B 25A MCB | 316 | 2A | B | HDPNL
General Purpose | 2 Small & Med building General Purpose | FD Tertiary | FDT | A9F76132 | Acti9 iC60N 1P B 32A MCB | 316 | 2A | B | HDPNL
General Purpose | 2 Small & Med building General Purpose | FD Tertiary | FDT | A9F76140 | Acti9 iC60N 1P B 40A MCB | 316 | 2A | B | HDPNL
General Purpose | 2 Small & Med building General Purpose | FD Tertiary | FDT | A9F76163 | Acti9 iC60N 1P B 63A MCB | 358 | 2A | B | HDPNL
General Purpose | 2 Small & Med building General Purpose | FD Tertiary | FDT | A9F76206 | Acti9 iC60N 2P B 6A MCB | 1016 | 2A | B | HDPNL
General Purpose | 2 Small & Med building General Purpose | FD Tertiary | FDT | A9F76210 | Acti9 iC60N 2P B 10A MCB | 1016 | 2A | B | HDPNL
General Purpose | 2 Small & Med building General Purpose | FD Tertiary | FDT | A9F76216 | Acti9 iC60N 2P B 16A MCB | 1016 | 2A | A | HDPNL
General Purpose | 2 Small & Med building General Purpose | FD Tertiary | FDT | A9F76220 | Acti9 iC60N 2P B 20A MCB | 1016 | 2A | B | HDPNL
General Purpose | 2 Small & Med building General Purpose | FD Tertiary | FDT | A9F76225 | Acti9 iC60N 2P B 25A MCB | 1163 | 2A | B | HDPNL
General Purpose | 2 Small & Med building General Purpose | FD Tertiary | FDT | A9F76232 | Acti9 iC60N 2P B 32A MCB | 1163 | 2A | B | HDPNL
General Purpose | 2 Small & Med building General Purpose | FD Tertiary | FDT | A9F76325 | Acti9 iC60N 3P B 25A MCB | 1536 | 2A | B | HDPNL
General Purpose | 2 Small & Med building General Purpose | FD Tertiary | FDT | A9F76332 | Acti9 iC60N 3P B 32A MCB | 1536 | 2A | B | HDPNL
General Purpose | 2 Small & Med building General Purpose | FD Tertiary | FDT | A9F76340 | Acti9 iC60N 3P B 40A MCB | 1536 | 2A | B | HDPNL
General Purpose | 2 Small & Med building General Purpose | FD Tertiary | FDT | A9F76363 | Acti9 iC60N 3P B 63A MCB | 1759 | 2A | B | HDPNL
General Purpose | 2 Small & Med building General Purpose | FD Tertiary | FDT | A9F76416 | Acti9 iC60N 4P B 16A MCB | 1568 | 2A | B | HDPNL
General Purpose | 2 Small & Med building General Purpose | FD Tertiary | FDT | A9F76420 | Acti9 iC60N 4P B 20A MCB | 1568 | 2A | B | HDPNL
General Purpose | 2 Small & Med building General Purpose | FD Tertiary | FDT | A9F76432 | Acti9 iC60N 4P B 32A MCB | 3880 | 2A | B | HDPNL
General Purpose | 2 Small & Med building General Purpose | FD Tertiary | FDT | A9F76440 | Acti9 iC60N 4P B 40A MCB | 3880 | 2A | B | HDPNL
General Purpose | 2 Small & Med building General Purpose | FD Tertiary | FDT | A9F76463 | Acti9 iC60N 4P B 63A MCB | 4316 | 2A | B | HDPNL
General Purpose | 2 Small & Med building General Purpose | FD Tertiary | FDT | A9F77106 | Acti9 iC60N 1P C 6A MCB | 209 | 2A | A | HDPNL
General Purpose | 2 Small & Med building General Purpose | FD Tertiary | FDT | A9F77110 | Acti9 iC60N 1P C 10A MCB | 209 | 2A | A | HDPNL
General Purpose | 2 Small & Med building General Purpose | FD Tertiary | FDT | A9F77116 | Acti9 iC60N 1P C 16A MCB | 209 | 2A | A | HDPNL
General Purpose | 2 Small & Med building General Purpose | FD Tertiary | FDT | A9F77120 | Acti9 iC60N 1P C 20A MCB | 209 | 2A | A | HDPNL
General Purpose | 2 Small & Med building General Purpose | FD Tertiary | FDT | A9F77125 | Acti9 iC60N 1P C 25A MCB | 216 | 2A | A | HDPNL
General Purpose | 2 Small & Med building General Purpose | FD Tertiary | FDT | A9F77132 | Acti9 iC60N 1P C 32A MCB | 216 | 2A | A | HDPNL
General Purpose | 2 Small & Med building General Purpose | FD Tertiary | FDT | A9F77140 | Acti9 iC60N 1P C 40A MCB | 216 | 2A | A | HDPNL
General Purpose | 2 Small & Med building General Purpose | FD Tertiary | FDT | A9F77150 | Acti9 iC60N 1P C 50A MCB | 245 | 2A | A | HDPNL
General Purpose | 2 Small & Med building General Purpose | FD Tertiary | FDT | A9F77163 | Acti9 iC60N 1P C 63A MCB | 245 | 2A | A | HDPNL
General Purpose | 2 Small & Med building General Purpose | FD Tertiary | FDT | A9F77206 | Acti9 iC60N 2P C 6A MCB | 694 | 2A | A | HDPNL
General Purpose | 2 Small & Med building General Purpose | FD Tertiary | FDT | A9F77210 | Acti9 iC60N 2P C 10A MCB | 694 | 2A | A | HDPNL
General Purpose | 2 Small & Med building General Purpose | FD Tertiary | FDT | A9F77216 | Acti9 iC60N 2P C 16A MCB | 694 | 2A | A | HDPNL
General Purpose | 2 Small & Med building General Purpose | FD Tertiary | FDT | A9F77220 | Acti9 iC60N 2P C 20A MCB | 694 | 2A | A | HDPNL
General Purpose | 2 Small & Med building General Purpose | FD Tertiary | FDT | A9F77225 | Acti9 iC60N 2P C 25A MCB | 794 | 2A | A | HDPNL
General Purpose | 2 Small & Med building General Purpose | FD Tertiary | FDT | A9F77232 | Acti9 iC60N 2P C 32A MCB | 794 | 2A | A | HDPNL
General Purpose | 2 Small & Med building General Purpose | FD Tertiary | FDT | A9F77240 | Acti9 iC60N 2P C 40A MCB | 794 | 2A | A | HDPNL
General Purpose | 2 Small & Med building General Purpose | FD Tertiary | FDT | A9F77250 | Acti9 iC60N 2P C 50A MCB | 827 | 2A | A | HDPNL
General Purpose | 2 Small & Med building General Purpose | FD Tertiary | FDT | A9F77263 | Acti9 iC60N 2P C 63A MCB | 844 | 2A | A | HDPNL
General Purpose | 2 Small & Med building General Purpose | FD Tertiary | FDT | A9F77306 | Acti9 iC60N 3P C 6A MCB | 1038 | 2A | A | HDPNL
General Purpose | 2 Small & Med building General Purpose | FD Tertiary | FDT | A9F77310 | Acti9 iC60N 3P C 10A MCB | 1038 | 2A | A | HDPNL
General Purpose | 2 Small & Med building General Purpose | FD Tertiary | FDT | A9F77316 | Acti9 iC60N 3P C 16A MCB | 1038 | 2A | A | HDPNL
General Purpose | 2 Small & Med building General Purpose | FD Tertiary | FDT | A9F77320 | Acti9 iC60N 3P C 20A MCB | 1038 | 2A | A | HDPNL
General Purpose | 2 Small & Med building General Purpose | FD Tertiary | FDT | A9F77325 | Acti9 iC60N 3P C 25A MCB | 1049 | 2A | A | HDPNL
General Purpose | 2 Small & Med building General Purpose | FD Tertiary | FDT | A9F77332 | Acti9 iC60N 3P C 32A MCB | 1049 | 2A | A | HDPNL
General Purpose | 2 Small & Med building General Purpose | FD Tertiary | FDT | A9F77340 | Acti9 iC60N 3P C 40A MCB | 1049 | 2A | A | HDPNL
General Purpose | 2 Small & Med building General Purpose | FD Tertiary | FDT | A9F77350 | Acti9 iC60N 3P C 50A MCB | 1045 | 2A | A | HDPNL
General Purpose | 2 Small & Med building General Purpose | FD Tertiary | FDT | A9F77363 | Acti9 iC60N 3P C 63A MCB | 1067 | 2A | A | HDPNL
General Purpose | 2 Small & Med building General Purpose | FD Tertiary | FDT | A9F77406 | Acti9 iC60N 4P C 6A MCB | 1049 | 2A | B | HDPNL
General Purpose | 2 Small & Med building General Purpose | FD Tertiary | FDT | A9F77410 | Acti9 iC60N 4P C 10A MCB | 1071 | 2A | B | HDPNL
General Purpose | 2 Small & Med building General Purpose | FD Tertiary | FDT | A9F77416 | Acti9 iC60N 4P C 16A MCB | 1049 | 2A | B | HDPNL
General Purpose | 2 Small & Med building General Purpose | FD Tertiary | FDT | A9F77420 | Acti9 iC60N 4P C 20A MCB | 1071 | 2A | A | HDPNL
General Purpose | 2 Small & Med building General Purpose | FD Tertiary | FDT | A9F77425 | Acti9 iC60N 4P C 25A MCB | 1112 | 2A | A | HDPNL
General Purpose | 2 Small & Med building General Purpose | FD Tertiary | FDT | A9F77432 | Acti9 iC60N 4P C 32A MCB | 1135 | 2A | A | HDPNL
General Purpose | 2 Small & Med building General Purpose | FD Tertiary | FDT | A9F77440 | Acti9 iC60N 4P C 40A MCB | 1135 | 2A | A | HDPNL
General Purpose | 2 Small & Med building General Purpose | FD Tertiary | FDT | A9F77450 | Acti9 iC60N 4P C 50A MCB | 1135 | 2A | A | HDPNL
General Purpose | 2 Small & Med building General Purpose | FD Tertiary | FDT | A9F77463 | Acti9 iC60N 4P C 63A MCB | 1159 | 2A | A | HDPNL
General Purpose | 2 Small & Med building General Purpose | FD Tertiary | FDT | A9F77610 | Acti9 iC60N 1PN C 10A MCB | 1617 | 2A | B | HDPNL
General Purpose | 2 Small & Med building General Purpose | FD Tertiary | FDT | A9F77616 | Acti9 iC60N 1PN C 16A MCB | 1617 | 2A | B | HDPNL
General Purpose | 2 Small & Med building General Purpose | FD Tertiary | FDT | A9F79106 | Acti9 iC60N 1P C 6A MCB | 287 | 2A | B | HDPNL
General Purpose | 2 Small & Med building General Purpose | FD Tertiary | FDT | A9F79110 | Acti9 iC60N 1P C 10A MCB | 287 | 2A | B | HDPNL
General Purpose | 2 Small & Med building General Purpose | FD Tertiary | FDT | A9F79116 | Acti9 iC60N 1P C 16A MCB | 287 | 2A | B | HDPNL
General Purpose | 2 Small & Med building General Purpose | FD Tertiary | FDT | A9F79210 | Acti9 iC60N 2P C 10A MCB | 934 | 2A | B | HDPNL
General Purpose | 2 Small & Med building General Purpose | FD Tertiary | FDT | A9F79216 | ACTI9 IC60N 2P 16A C MINIATURE CIRCUIT B | 934 | 2A | B | HDPNL
General Purpose | 2 Small & Med building General Purpose | FD Tertiary | FDT | A9F79225 | Acti9 iC60N 2P C 25A MCB | 1074 | 2A | B | HDPNL
General Purpose | 2 Small & Med building General Purpose | FD Tertiary | FDT | A9F79232 | Acti9 iC60N 2P C 32A MCB | 1074 | 2A | B | HDPNL
General Purpose | 2 Small & Med building General Purpose | FD Tertiary | FDT | A9F79240 | Acti9 iC60N 2P C 40A MCB | 1074 | 2A | B | HDPNL
General Purpose | 2 Small & Med building General Purpose | FD Tertiary | FDT | A9F79263 | Acti9 iC60N 2P C 63A MCB | 1455 | 2A | B | HDPNL
General Purpose | 2 Small & Med building General Purpose | FD Tertiary | FDT | A9F79310 | Acti9 iC60N 3P C 10A MCB | 1564 | 2A | B | HDPNL
General Purpose | 2 Small & Med building General Purpose | FD Tertiary | FDT | A9F79316 | Acti9 iC60N 3P C 16A MCB | 1564 | 2A | B | HDPNL
General Purpose | 2 Small & Med building General Purpose | FD Tertiary | FDT | A9F79320 | Acti9 iC60N 3P C 20A MCB | 1564 | 2A | B | HDPNL
General Purpose | 2 Small & Med building General Purpose | FD Tertiary | FDT | A9F79325 | Acti9 iC60N 3P C 25A MCB | 1578 | 2A | B | HDPNL
General Purpose | 2 Small & Med building General Purpose | FD Tertiary | FDT | A9F79332 | Acti9 iC60N 3P C 32A MCB | 1578 | 2A | B | HDPNL
General Purpose | 2 Small & Med building General Purpose | FD Tertiary | FDT | A9F79340 | Acti9 iC60N 3P C 40A MCB | 1578 | 2A | B | HDPNL
General Purpose | 2 Small & Med building General Purpose | FD Tertiary | FDT | A9F79350 | Acti9 iC60N 3P C 50A MCB | 2363 | 2A | B | HDPNL
General Purpose | 2 Small & Med building General Purpose | FD Tertiary | FDT | A9F79363 | Acti9 iC60N 3P C 63A MCB | 2363 | 2A | B | HDPNL
General Purpose | 2 Small & Med building General Purpose | FD Tertiary | FDT | A9F79440 | Acti9 iC60N 4P C 40A MCB | 2317 | 2A | B | HDPNL
General Purpose | 2 Small & Med building General Purpose | FD Tertiary | FDT | A9F84102 | Acti9 iC60H 1P C 2A MCB | 390 | 2A | B | HDPNL
General Purpose | 2 Small & Med building General Purpose | FD Tertiary | FDT | A9F84201 | Acti9 iC60H 2P C 1A MCB | 1168 | 2A | B | HDPNL
General Purpose | 2 Small & Med building General Purpose | FD Tertiary | FDT | A9F84202 | Acti9 iC60H 2P C 2A MCB | 1168 | 2A | A | HDPNL
General Purpose | 2 Small & Med building General Purpose | FD Tertiary | FDT | A9F84203 | Acti9 iC60H 2P C 3A MCB | 1168 | 2A | B | HDPNL
General Purpose | 2 Small & Med building General Purpose | FD Tertiary | FDT | A9F84204 | Acti9 iC60H 2P C 4A 440V MCB | 1168 | 2A | B | HDPNL
General Purpose | 2 Small & Med building General Purpose | FD Tertiary | FDT | A9F84302 | Acti9 iC60H 3P C 2A MCB | 1303 | 2A | B | HDPNL
General Purpose | 2 Small & Med building General Purpose | FD Tertiary | FDT | A9F84402 | Acti9 iC60H 4P C 2A MCB | 1872 | 2A | B | HDPNL
General Purpose | 2 Small & Med building General Purpose | FD Tertiary | FDT | A9F85102 | Acti9 iC60H 1P D 2A MCB | 448 | 2A | B | HDPNL
General Purpose | 2 Small & Med building General Purpose | FD Tertiary | FDT | A9F85106 | Acti9 iC60H 1P D 6A MCB | 329 | 2A | B | HDPNL
General Purpose | 2 Small & Med building General Purpose | FD Tertiary | FDT | A9F85110 | Acti9 iC60H 1P D 10A MCB | 336 | 2A | B | HDPNL
General Purpose | 2 Small & Med building General Purpose | FD Tertiary | FDT | A9F85116 | Acti9 iC60H 1P D 16A MCB | 329 | 2A | B | HDPNL
General Purpose | 2 Small & Med building General Purpose | FD Tertiary | FDT | A9F85120 | Acti9 iC60H 1P D 20A MCB | 329 | 2A | B | HDPNL
General Purpose | 2 Small & Med building General Purpose | FD Tertiary | FDT | A9F85125 | Acti9 iC60H 1P D 25A MCB | 436 | 2A | B | HDPNL
General Purpose | 2 Small & Med building General Purpose | FD Tertiary | FDT | A9F85132 | Acti9 iC60H 1P D 32A MCB | 347 | 2A | B | HDPNL
General Purpose | 2 Small & Med building General Purpose | FD Tertiary | FDT | A9F85163 | Acti9 iC60H 1P D 63A MCB | 386 | 2A | B | HDPNL
General Purpose | 2 Small & Med building General Purpose | FD Tertiary | FDT | A9F85202 | Acti9 iC60H 2P D 2A MCB | 1343 | 2A | B | HDPNL
General Purpose | 2 Small & Med building General Purpose | FD Tertiary | FDT | A9F85204 | Acti9 iC60H 2P D 4A MCB | 1343 | 2A | B | HDPNL
General Purpose | 2 Small & Med building General Purpose | FD Tertiary | FDT | A9F85206 | Acti9 iC60H 2P D 6A MCB | 1343 | 2A | B | HDPNL
General Purpose | 2 Small & Med building General Purpose | FD Tertiary | FDT | A9F85210 | Acti9 iC60H 2P D 10A MCB | 1094 | 2A | A | HDPNL
General Purpose | 2 Small & Med building General Purpose | FD Tertiary | FDT | A9F85216 | Acti9 iC60H 2P D 16A MCB | 1094 | 2A | B | HDPNL
General Purpose | 2 Small & Med building General Purpose | FD Tertiary | FDT | A9F85220 | Acti9 iC60H 2P D 20A MCB | 1094 | 2A | B | HDPNL
General Purpose | 2 Small & Med building General Purpose | FD Tertiary | FDT | A9F85225 | Acti9 iC60H 2P D 25A MCB | 1252 | 2A | B | HDPNL
General Purpose | 2 Small & Med building General Purpose | FD Tertiary | FDT | A9F85232 | Acti9 iC60H 2P D 32A MCB | 1252 | 2A | B | HDPNL
General Purpose | 2 Small & Med building General Purpose | FD Tertiary | FDT | A9F85240 | Acti9 iC60H 2P D 40A MCB | 1252 | 2A | B | HDPNL
General Purpose | 2 Small & Med building General Purpose | FD Tertiary | FDT | A9F85250 | Acti9 iC60H 2P D 50A MCB | 1332 | 2A | B | HDPNL
General Purpose | 2 Small & Med building General Purpose | FD Tertiary | FDT | A9F85263 | Acti9 iC60H 2P D 63A MCB | 1332 | 2A | B | HDPNL
General Purpose | 2 Small & Med building General Purpose | FD Tertiary | FDT | A9F85306 | Acti9 iC60H 3P D 6A MCB | 1637 | 2A | B | HDPNL
General Purpose | 2 Small & Med building General Purpose | FD Tertiary | FDT | A9F85310 | Acti9 iC60H 3P D 10A MCB | 1637 | 2A | B | HDPNL
General Purpose | 2 Small & Med building General Purpose | FD Tertiary | FDT | A9F85316 | Acti9 iC60H 3P D 16A MCB | 1637 | 2A | B | HDPNL
General Purpose | 2 Small & Med building General Purpose | FD Tertiary | FDT | A9F85320 | Acti9 iC60H 3P D 20A MCB | 1637 | 2A | B | HDPNL
General Purpose | 2 Small & Med building General Purpose | FD Tertiary | FDT | A9F85325 | Acti9 iC60H 3P D 25A MCB | 1654 | 2A | B | HDPNL
General Purpose | 2 Small & Med building General Purpose | FD Tertiary | FDT | A9F85332 | Acti9 iC60H 3P D 32A MCB | 1689 | 2A | A | HDPNL
General Purpose | 2 Small & Med building General Purpose | FD Tertiary | FDT | A9F85340 | Acti9 iC60H 3P D 40A MCB | 1654 | 2A | B | HDPNL
General Purpose | 2 Small & Med building General Purpose | FD Tertiary | FDT | A9F85350 | Acti9 iC60H 3P D 50A MCB | 1683 | 2A | B | HDPNL
General Purpose | 2 Small & Med building General Purpose | FD Tertiary | FDT | A9F85363 | Acti9 iC60H 3P D 63A MCB | 1683 | 2A | A | HDPNL
General Purpose | 2 Small & Med building General Purpose | FD Tertiary | FDT | A9F85420 | Acti9 iC60H 4P D 20A MCB | 1688 | 2A | B | HDPNL
General Purpose | 2 Small & Med building General Purpose | FD Tertiary | FDT | A9F85432 | Acti9 iC60H 4P D 32A MCB | 1722 | 2A | B | HDPNL
General Purpose | 2 Small & Med building General Purpose | FD Tertiary | FDT | A9F85440 | Acti9 iC60H 4P D 40A MCB | 1722 | 2A | B | HDPNL
General Purpose | 2 Small & Med building General Purpose | FD Tertiary | FDT | A9F85463 | Acti9 iC60H 4P D 63A MCB | 1829 | 2A | B | HDPNL
General Purpose | 2 Small & Med building General Purpose | FD Tertiary | FDT | A9F87106 | Acti9 iC60H 1P C 6A MCB | 292 | 2A | A | HDPNL
General Purpose | 2 Small & Med building General Purpose | FD Tertiary | FDT | A9F87110 | Acti9 iC60H 1P C 10A MCB | 292 | 2A | A | HDPNL
General Purpose | 2 Small & Med building General Purpose | FD Tertiary | FDT | A9F87116 | ACTI9 IC60H 1P 16A C MINIATURE CIRCUIT B | 292 | 2A | A | HDPNL
General Purpose | 2 Small & Med building General Purpose | FD Tertiary | FDT | A9F87120 | ACTI9 IC60H 1P 20A C MINIATURE CIRCUIT B | 292 | 2A | A | HDPNL
General Purpose | 2 Small & Med building General Purpose | FD Tertiary | FDT | A9F87125 | ACTI9 IC60H 1P 25A C MINIATURE CIRCUIT B | 296 | 2A | A | HDPNL
General Purpose | 2 Small & Med building General Purpose | FD Tertiary | FDT | A9F87132 | Acti9 iC60H 1P C 32A MCB | 302 | 2A | A | HDPNL
General Purpose | 2 Small & Med building General Purpose | FD Tertiary | FDT | A9F87140 | ACTI9 IC60H 1P 40A C MINIATURE CIRCUIT B | 296 | 2A | B | HDPNL
General Purpose | 2 Small & Med building General Purpose | FD Tertiary | FDT | A9F87150 | ACTI9 IC60H 1P 50A C MINIATURE CIRCUIT B | 430 | 2A | B | HDPNL
General Purpose | 2 Small & Med building General Purpose | FD Tertiary | FDT | A9F87163 | ACTI9 IC60H 1P 63A C MINIATURE CIRCUIT B | 342 | 2A | A | HDPNL
General Purpose | 2 Small & Med building General Purpose | FD Tertiary | FDT | A9F87206 | Acti9 iC60H 2P C 6A MCB | 971 | 2A | A | HDPNL
General Purpose | 2 Small & Med building General Purpose | FD Tertiary | FDT | A9F87210 | Acti9 iC60H 2P C 10A MCB | 971 | 2A | A | HDPNL
General Purpose | 2 Small & Med building General Purpose | FD Tertiary | FDT | A9F87216 | Acti9 iC60H 2P C 16A MCB | 971 | 2A | A | HDPNL
General Purpose | 2 Small & Med building General Purpose | FD Tertiary | FDT | A9F87220 | Acti9 iC60H 2P C 20A MCB | 971 | 2A | A | HDPNL
General Purpose | 2 Small & Med building General Purpose | FD Tertiary | FDT | A9F87225 | Acti9 iC60H 2P C 25A MCB | 1089 | 2A | B | HDPNL
General Purpose | 2 Small & Med building General Purpose | FD Tertiary | FDT | A9F87232 | Acti9 iC60H 2P C 32A MCB | 1089 | 2A | A | HDPNL
General Purpose | 2 Small & Med building General Purpose | FD Tertiary | FDT | A9F87240 | Acti9 iC60H 2P C 40A MCB | 1089 | 2A | A | HDPNL
General Purpose | 2 Small & Med building General Purpose | FD Tertiary | FDT | A9F87250 | Acti9 iC60H 2P C 50A MCB | 1158 | 2A | B | HDPNL
General Purpose | 2 Small & Med building General Purpose | FD Tertiary | FDT | A9F87263 | Acti9 iC60H 2P C 63A MCB | 1158 | 2A | A | HDPNL
General Purpose | 2 Small & Med building General Purpose | FD Tertiary | FDT | A9F87306 | Acti9 iC60H 3P C 6A MCB | 1424 | 2A | B | HDPNL
General Purpose | 2 Small & Med building General Purpose | FD Tertiary | FDT | A9F87310 | Acti9 iC60H 3P C 10A MCB | 1424 | 2A | A | HDPNL
General Purpose | 2 Small & Med building General Purpose | FD Tertiary | FDT | A9F87316 | Acti9 iC60H 3P C 16A MCB | 1424 | 2A | A | HDPNL
General Purpose | 2 Small & Med building General Purpose | FD Tertiary | FDT | A9F87320 | Acti9 iC60H 3P C 20A MCB | 1424 | 2A | A | HDPNL
General Purpose | 2 Small & Med building General Purpose | FD Tertiary | FDT | A9F87325 | Acti9 iC60H 3P C 25A MCB | 1439 | 2A | B | HDPNL
General Purpose | 2 Small & Med building General Purpose | FD Tertiary | FDT | A9F87332 | Acti9 iC60H 3P C 32A MCB | 1469 | 2A | A | HDPNL
General Purpose | 2 Small & Med building General Purpose | FD Tertiary | FDT | A9F87340 | Acti9 iC60H 3P C 40A MCB | 1439 | 2A | A | HDPNL
General Purpose | 2 Small & Med building General Purpose | FD Tertiary | FDT | A9F87350 | Acti9 iC60H 3P C 50A MCB | 1463 | 2A | B | HDPNL
General Purpose | 2 Small & Med building General Purpose | FD Tertiary | FDT | A9F87363 | Acti9 iC60H 3P C 63A MCB | 1494 | 2A | A | HDPNL
General Purpose | 2 Small & Med building General Purpose | FD Tertiary | FDT | A9F87410 | Acti9 iC60H 4P C 10A MCB | 1468 | 2A | B | HDPNL
General Purpose | 2 Small & Med building General Purpose | FD Tertiary | FDT | A9F87416 | Acti9 iC60H 4P C 16A MCB | 1468 | 2A | B | HDPNL
General Purpose | 2 Small & Med building General Purpose | FD Tertiary | FDT | A9F87420 | Acti9 iC60H 4P C 20A MCB | 1468 | 2A | B | HDPNL
General Purpose | 2 Small & Med building General Purpose | FD Tertiary | FDT | A9F87425 | Acti9 iC60H 4P C 25A MCB | 1498 | 2A | B | HDPNL
General Purpose | 2 Small & Med building General Purpose | FD Tertiary | FDT | A9F87432 | Acti9 iC60H 4P C 32A MCB | 1498 | 2A | B | HDPNL
General Purpose | 2 Small & Med building General Purpose | FD Tertiary | FDT | A9F87440 | ACTI9 IC60H 4P 40A C MINIATURE CIRCUIT B | 1498 | 2A | B | HDPNL
General Purpose | 2 Small & Med building General Purpose | FD Tertiary | FDT | A9F87450 | Acti9 iC60H 4P C 50A MCB | 1590 | 2A | B | HDPNL
General Purpose | 2 Small & Med building General Purpose | FD Tertiary | FDT | A9F87463 | Acti9 iC60H 4P C 63A MCB | 1590 | 2A | A | HDPNL
General Purpose | 2 Small & Med building General Purpose | FD Tertiary | FDT | A9F89110 | Acti9 iC60H 1P C 10A MCB | 379 | 2A | B | HDPNL
General Purpose | 2 Small & Med building General Purpose | FD Tertiary | FDT | A9F89120 | Acti9 iC60H 1P C 20A MCB | 379 | 2A | B | HDPNL
General Purpose | 2 Small & Med building General Purpose | FD Tertiary | FDT | A9F89210 | Acti9 iC60H 2P C 10A MCB | 694 | 2A | B | HDPNL
General Purpose | 2 Small & Med building General Purpose | FD Tertiary | FDT | A9F89320 | Acti9 iC60H 3P C 20A MCB | 1154 | 2A | B | HDPNL
General Purpose | 2 Small & Med building General Purpose | FD Tertiary | FDT | A9F89332 | Acti9 iC60H 3P C 32A MCB | 1242 | 2A | B | HDPNL
General Purpose | 2 Small & Med building General Purpose | FD Tertiary | FDT | A9F89340 | Acti9 iC60H 3P C 40A MCB | 1413 | 2A | B | HDPNL
General Purpose | 2 Small & Med building General Purpose | FD Tertiary | FDT | A9F89463 | Acti9 iC60H 4P C 63A MCB | 2831 | 2A | B | HDPNL
General Purpose | 2 Small & Med building General Purpose | FD Tertiary | FDT | A9F90316 | Acti9 iC60LMA 3P MA 16A MCB | 3486 | 2A | B | HDPNL
General Purpose | 2 Small & Med building General Purpose | FD Tertiary | FDT | A9F90325 | Acti9 iC60LMA 3P MA 25A MCB | 3486 | 2A | B | HDPNL
General Purpose | 2 Small & Med building General Purpose | FD Tertiary | FDT | A9F90340 | Acti9 iC60LMA 3P MA 40A MCB | 3486 | 2A | B | HDPNL
General Purpose | 2 Small & Med building General Purpose | FD Tertiary | FDT | A9F90376 | Acti9 iC60LMA 3P MA 6,3A MCB | 3486 | 2A | B | HDPNL
General Purpose | 2 Small & Med building General Purpose | FD Tertiary | FDT | A9F94102 | Acti9 iC60L 1P C 2A MCB | 584 | 2A | B | HDPNL
General Purpose | 2 Small & Med building General Purpose | FD Tertiary | FDT | A9F94106 | Acti9 iC60L 1P C 6A MCB | 429 | 2A | A | HDPNL
General Purpose | 2 Small & Med building General Purpose | FD Tertiary | FDT | A9F94110 | Acti9 iC60L 1P C 10A MCB | 429 | 2A | B | HDPNL
General Purpose | 2 Small & Med building General Purpose | FD Tertiary | FDT | A9F94116 | Acti9 iC60L 1P C 16A MCB | 429 | 2A | B | HDPNL
General Purpose | 2 Small & Med building General Purpose | FD Tertiary | FDT | A9F94120 | Acti9 iC60L 1P C 20A MCB | 429 | 2A | B | HDPNL
General Purpose | 2 Small & Med building General Purpose | FD Tertiary | FDT | A9F94125 | Acti9 iC60L 1P C 25A MCB | 444 | 2A | B | HDPNL
General Purpose | 2 Small & Med building General Purpose | FD Tertiary | FDT | A9F94132 | Acti9 iC60L 1P C 32A MCB | 444 | 2A | B | HDPNL
General Purpose | 2 Small & Med building General Purpose | FD Tertiary | FDT | A9F94140 | Acti9 iC60L 1P C 40A MCB | 444 | 2A | B | HDPNL
General Purpose | 2 Small & Med building General Purpose | FD Tertiary | FDT | A9F94163 | Acti9 iC60L 1P C 63A MCB | 513 | 2A | A | HDPNL
General Purpose | 2 Small & Med building General Purpose | FD Tertiary | FDT | A9F94206 | Acti9 iC60L 2P C 6A MCB | 1426 | 2A | B | HDPNL
General Purpose | 2 Small & Med building General Purpose | FD Tertiary | FDT | A9F94210 | Acti9 iC60L 2P C 10A MCB | 1426 | 2A | B | HDPNL
General Purpose | 2 Small & Med building General Purpose | FD Tertiary | FDT | A9F94216 | Acti9 iC60L 2P C 16A MCB | 1426 | 2A | B | HDPNL
General Purpose | 2 Small & Med building General Purpose | FD Tertiary | FDT | A9F94220 | Acti9 iC60L 2P C 20A MCB | 1426 | 2A | B | HDPNL
General Purpose | 2 Small & Med building General Purpose | FD Tertiary | FDT | A9F94225 | Acti9 iC60L 2P C 25A MCB | 1633 | 2A | B | HDPNL
General Purpose | 2 Small & Med building General Purpose | FD Tertiary | FDT | A9F94232 | Acti9 iC60L 2P C 32A MCB | 1633 | 2A | B | HDPNL
General Purpose | 2 Small & Med building General Purpose | FD Tertiary | FDT | A9F94240 | Acti9 iC60L 2P C 40A MCB | 1633 | 2A | B | HDPNL
General Purpose | 2 Small & Med building General Purpose | FD Tertiary | FDT | A9F94250 | Acti9 iC60L 2P C 50A MCB | 1737 | 2A | B | HDPNL
General Purpose | 2 Small & Med building General Purpose | FD Tertiary | FDT | A9F94263 | Acti9 iC60L 2P C 63A MCB | 1737 | 2A | B | HDPNL
General Purpose | 2 Small & Med building General Purpose | FD Tertiary | FDT | A9F94306 | Acti9 iC60L 3P C 6A MCB | 2136 | 2A | B | HDPNL
General Purpose | 2 Small & Med building General Purpose | FD Tertiary | FDT | A9F94310 | Acti9 iC60L 3P C 10A MCB | 2136 | 2A | B | HDPNL
General Purpose | 2 Small & Med building General Purpose | FD Tertiary | FDT | A9F94316 | Acti9 iC60L 3P C 16A MCB | 2136 | 2A | B | HDPNL
General Purpose | 2 Small & Med building General Purpose | FD Tertiary | FDT | A9F94320 | Acti9 iC60L 3P C 20A MCB | 2136 | 2A | B | HDPNL
General Purpose | 2 Small & Med building General Purpose | FD Tertiary | FDT | A9F94325 | Acti9 iC60L 3P C 25A MCB | 2158 | 2A | B | HDPNL
General Purpose | 2 Small & Med building General Purpose | FD Tertiary | FDT | A9F94332 | Acti9 iC60L 3P C 32A MCB | 2158 | 2A | B | HDPNL
General Purpose | 2 Small & Med building General Purpose | FD Tertiary | FDT | A9F94340 | Acti9 iC60L 3P C 40A MCB | 2158 | 2A | B | HDPNL
General Purpose | 2 Small & Med building General Purpose | FD Tertiary | FDT | A9F94350 | Acti9 iC60L 3P C 50A MCB | 2195 | 2A | B | HDPNL
General Purpose | 2 Small & Med building General Purpose | FD Tertiary | FDT | A9F94363 | Acti9 iC60L 3P C 63A MCB | 2195 | 2A | B | HDPNL
General Purpose | 2 Small & Med building General Purpose | FD Tertiary | FDT | A9F94410 | Acti9 iC60L 4P C 10A MCB | 2202 | 2A | B | HDPNL
General Purpose | 2 Small & Med building General Purpose | FD Tertiary | FDT | A9F94420 | Acti9 iC60L 4P C 20A MCB | 2202 | 2A | B | HDPNL
General Purpose | 2 Small & Med building General Purpose | FD Tertiary | FDT | A9F94425 | Acti9 iC60L 4P C 25A MCB | 2246 | 2A | B | HDPNL
General Purpose | 2 Small & Med building General Purpose | FD Tertiary | FDT | A9F94432 | Acti9 iC60L 4P C 32A MCB | 2246 | 2A | B | HDPNL
General Purpose | 2 Small & Med building General Purpose | FD Tertiary | FDT | A9L08100 | IPRD 8 8 KA 350V 1P SURGE ARRESTER | 660 | 2A | B | HDPNL
General Purpose | 2 Small & Med building General Purpose | FD Tertiary | FDT | A9L08200 | IPRD 8 8 KA 350V 2P SURGE ARRESTER | 1047 | 2A | B | HDPNL
General Purpose | 2 Small & Med building General Purpose | FD Tertiary | FDT | A9L08321 | iPRD 8r 8 KA 460V 3P IT with remote tran | 842 | 2A | B | HDPNL
General Purpose | 2 Small & Med building General Purpose | FD Tertiary | FDT | A9L08400 | IPRD 8 8 KA 350V 4P SURGE ARRESTER | 1870 | 2A | A | HDPNL
General Purpose | 2 Small & Med building General Purpose | FD Tertiary | FDT | A9L08421 | iPRD 8r 8 KA 460V 4P IT with remote tran | 1031 | 2A | B | HDPNL
General Purpose | 2 Small & Med building General Purpose | FD Tertiary | FDT | A9L08500 | IPRD 8 8 KA 350V 1PN SURGE ARRESTER | 1227 | 2A | B | HDPNL
General Purpose | 2 Small & Med building General Purpose | FD Tertiary | FDT | A9L08600 | IPRD 8 8 KA 350V 3PN | 2115 | 2A | B | HDPNL
General Purpose | 2 Small & Med building General Purpose | FD Tertiary | FDT | A9L08601 | IPRD 8R 8 KA 350V 3PN WITH REMOTE TRANSF | 2326 | 2A | B | HDPNL
General Purpose | 2 Small & Med building General Purpose | FD Tertiary | FDT | A9L15586 | IPF 65 65 KA 340V 3P N | 6250 | 2A | B | HDPNL
General Purpose | 2 Small & Med building General Purpose | FD Tertiary | FDT | A9L15686 | IPF 40 40 KA 340V 1P SURGE ARRESTER | 960 | 2A | B | HDPNL
General Purpose | 2 Small & Med building General Purpose | FD Tertiary | FDT | A9L15691 | IPF 20 20 KA 340V 1P | 495 | 2A | A | HDPNL
General Purpose | 2 Small & Med building General Purpose | FD Tertiary | FDT | A9L15692 | IPF 20 20 KA 340V 1P N | 2014 | 2A | B | HDPNL
General Purpose | 2 Small & Med building General Purpose | FD Tertiary | FDT | A9L15693 | IPF 20 20 KA 340V 3P N | 2129 | 2A | A | HDPNL
General Purpose | 2 Small & Med building General Purpose | FD Tertiary | FDT | A9L16294 | IQUICK PRD 3PN 40R WITH REMOTE TRANSF | 5827 | 2A | A | HDPNL
General Purpose | 2 Small & Med building General Purpose | FD Tertiary | FDT | A9L16295 | IQUICK PRD 1PN 20R WITH REMOTE TRANSFER | 2783 | 2A | B | HDPNL
General Purpose | 2 Small & Med building General Purpose | FD Tertiary | FDT | A9L16297 | IQUICK PRD 3PN 20R WITH REMOTE TRANSFER | 4236 | 2A | A | HDPNL
General Purpose | 2 Small & Med building General Purpose | FD Tertiary | FDT | A9L16300 | IQUICK PRD 3PN 8R WITH REMOTE TRANSFER S | 3679 | 2A | B | HDPNL
General Purpose | 2 Small & Med building General Purpose | FD Tertiary | FDT | A9L16339 | Acti9 IPRI 48V SPD | 2857 | 2A | B | HDPNL
General Purpose | 2 Small & Med building General Purpose | FD Tertiary | FDT | A9L20100 | IPRD 20 20 KA 350V 1P | 739 | 2A | A | HDPNL
General Purpose | 2 Small & Med building General Purpose | FD Tertiary | FDT | A9L20102 | CARTRIDGE C20 350 FOR IPRD SURGE ARRESTE | 640 | 2A | B | HDPNL
General Purpose | 2 Small & Med building General Purpose | FD Tertiary | FDT | A9L20200 | IPRD 20 20 KA 350V 2P SURGE ARRESTER | 1156 | 2A | A | HDPNL
General Purpose | 2 Small & Med building General Purpose | FD Tertiary | FDT | A9L20300 | IPRD 20 20 KA 350V 3P SURGE ARRESTER | 1679 | 2A | B | HDPNL
General Purpose | 2 Small & Med building General Purpose | FD Tertiary | FDT | A9L20400 | IPRD 20 20 KA 350V 4P | 2049 | 2A | B | HDPNL
General Purpose | 2 Small & Med building General Purpose | FD Tertiary | FDT | A9L20421 | iPRD 20r 20 KA 460V 4P IT with remote tr | 1130 | 2A | B | HDPNL
General Purpose | 2 Small & Med building General Purpose | FD Tertiary | FDT | A9L20500 | IPRD 20 20 KA 350V 1PN | 1374 | 2A | A | HDPNL
General Purpose | 2 Small & Med building General Purpose | FD Tertiary | FDT | A9L20501 | IPRD 20R 20 KA 350V 1PN WITH REMOTE TRAN | 1494 | 2A | B | HDPNL
General Purpose | 2 Small & Med building General Purpose | FD Tertiary | FDT | A9L20600 | IPRD 20 20 KA 350V 3PN SURGE ARRESTER | 2320 | 2A | A | HDPNL
General Purpose | 2 Small & Med building General Purpose | FD Tertiary | FDT | A9L20601 | IPRD 20R 20 KA 350V 3PN WITH REMOTE TRAN | 2570 | 2A | B | HDPNL
General Purpose | 2 Small & Med building General Purpose | FD Tertiary | FDT | A9L40101 | IPRD 40R 40 KA 350V 1P WITH REMOTE TRANS | 881 | 2A | B | HDPNL
General Purpose | 2 Small & Med building General Purpose | FD Tertiary | FDT | A9L40200 | IPRD 40 40 KA 350V 2P | 1273 | 2A | B | HDPNL
General Purpose | 2 Small & Med building General Purpose | FD Tertiary | FDT | A9L40201 | IPRD 40R 40 KA 350V | 1414 | 2A | B | HDPNL
General Purpose | 2 Small & Med building General Purpose | FD Tertiary | FDT | A9L40271 | IPRD 40R 800 PV 2P SURGE ARRESTER | 1524 | 2A | B | HDPNL
General Purpose | 2 Small & Med building General Purpose | FD Tertiary | FDT | A9L40281 | IPRD 40R 1000PV 2P SURGE ARRESTER | 1606 | 2A | A | HDPNL
General Purpose | 2 Small & Med building General Purpose | FD Tertiary | FDT | A9L40300 | IPRD 40 40 KA 350V 3P | 1850 | 2A | B | HDPNL
General Purpose | 2 Small & Med building General Purpose | FD Tertiary | FDT | A9L40400 | IPRD 40 40 KA 350V 4P | 2260 | 2A | B | HDPNL
General Purpose | 2 Small & Med building General Purpose | FD Tertiary | FDT | A9L40421 | IPRD 40R 40 KA 460V | 1246 | 2A | B | HDPNL
General Purpose | 2 Small & Med building General Purpose | FD Tertiary | FDT | A9L40500 | IPRD 40 40 KA 350V 1PN | 1479 | 2A | B | HDPNL
General Purpose | 2 Small & Med building General Purpose | FD Tertiary | FDT | A9L40501 | IPRD 40R 40 KA 350V 1PN WITH REMOTE TRAN | 1650 | 2A | B | HDPNL
General Purpose | 2 Small & Med building General Purpose | FD Tertiary | FDT | A9L40600 | IPRD 40 40 KA 350V 3PN | 2543 | 2A | B | HDPNL
General Purpose | 2 Small & Med building General Purpose | FD Tertiary | FDT | A9L40601 | IPRD 40R 40 KA 350V | 2147 | 2A | A | HDPNL
General Purpose | 2 Small & Med building General Purpose | FD Tertiary | FDT | A9L65501 | IPRD 65R 65 KA 350V 1PN WITH REMOTE TRAN | 1699 | 2A | B | HDPNL
General Purpose | 2 Small & Med building General Purpose | FD Tertiary | FDT | A9L65601 | IPRD 65R 65 KA 350V 3PN WITH REMOTE TRAN | 2960 | 2A | B | HDPNL
General Purpose | 2 Small & Med building General Purpose | FD Tertiary | FDT | A9N15636 | ACTI9 STI 1P 25A FUSE 10.3 X 38 MM FUSE | 152 | 2A | A | HDPNL
General Purpose | 2 Small & Med building General Purpose | FD Tertiary | FDT | A9N15646 | ACTI9 STI 1P-N 25A FUSE 10.3 X 38 MM FUS | 125 | 2A | B | HDPNL
General Purpose | 2 Small & Med building General Purpose | FD Tertiary | FDT | A9N15651 | ACTI9 STI 2P 25A FUSE 10.3 X 38 MM FUSE | 136 | 2A | A | HDPNL
General Purpose | 2 Small & Med building General Purpose | FD Tertiary | FDT | A9N15656 | ACTI9 STI 3P 25A FUSE 10.3 X 38 MM FUSE | 263 | 2A | B | HDPNL
General Purpose | 2 Small & Med building General Purpose | FD Tertiary | FDT | A9N15658 | ACTI9 STI 3P-N 25A FUSE 10.3 X 38 MM FUS | 250 | 2A | B | HDPNL
General Purpose | 2 Small & Med building General Purpose | FD Tertiary | FDT | A9N18359 | C120N 1P 125A C 10000A 240/415V MINIATUR | 883 | 2A | A | HDPNL
General Purpose | 2 Small & Med building General Purpose | FD Tertiary | FDT | A9N18363 | C120N 2P 125A C 10000A 415V MINIATURE CI | 2061 | 2A | B | HDPNL
General Purpose | 2 Small & Med building General Purpose | FD Tertiary | FDT | A9N18365 | C120N 3P 80A C 10000A 415V MINIATURE CIR | 2639 | 2A | B | HDPNL
General Purpose | 2 Small & Med building General Purpose | FD Tertiary | FDT | A9N18367 | C120N 3P 100A C 10000A 415V MINIATURE CI | 2067 | 2A | A | HDPNL
General Purpose | 2 Small & Med building General Purpose | FD Tertiary | FDT | A9N18369 | C120N 3P 125A C 10000A 415V MINIATURE CI | 2510 | 2A | A | HDPNL
General Purpose | 2 Small & Med building General Purpose | FD Tertiary | FDT | A9N18374 | C120N 4P 100A C 10000A 415V MINIATURE CI | 2605 | 2A | B | HDPNL
General Purpose | 2 Small & Med building General Purpose | FD Tertiary | FDT | A9N18376 | C120N 4P 125A C 10000A 415V MINIATURE CI | 3006 | 2A | A | HDPNL
General Purpose | 2 Small & Med building General Purpose | FD Tertiary | FDT | A9N18377 | Acti9 C120N 4P 125A C 10000A 415V MCB | 2945 | 2A | A | HDPNL
General Purpose | 2 Small & Med building General Purpose | FD Tertiary | FDT | A9N18389 | C120N 3P 125A D 10000A 415V MINIATURE CI | 4809 | 2A | B | HDPNL
General Purpose | 2 Small & Med building General Purpose | FD Tertiary | FDT | A9N18448 | C120H 1P 125A C 15000A 240/415V MINIATUR | 1671 | 2A | B | HDPNL
General Purpose | 2 Small & Med building General Purpose | FD Tertiary | FDT | A9N18469 | C120H 3P 100A C 15000A 415V MINIATURE CI | 2353 | 2A | B | HDPNL
General Purpose | 2 Small & Med building General Purpose | FD Tertiary | FDT | A9N18470 | C120H 3P 125A C 15000A 415V MINIATURE CI | 3050 | 2A | A | HDPNL
General Purpose | 2 Small & Med building General Purpose | FD Tertiary | FDT | A9N18481 | C120H 4P 125A C 15000A 415V MINIATURE CI | 3470 | 2A | B | HDPNL
General Purpose | 2 Small & Med building General Purpose | FD Tertiary | FDT | A9N18591 | VIGI C120 125A 2P 30 MA SI ADAPTABLE RES | 4060 | 2A | B | HDPNL
General Purpose | 2 Small & Med building General Purpose | FD Tertiary | FDT | A9N18594 | VIGI C120 125A 3P 30 MA SI ADAPTABLE RES | 2908 | 2A | A | HDPNL
General Purpose | 2 Small & Med building General Purpose | FD Tertiary | FDT | A9N18595 | VIGI C120 125A 3P 300 MA SI ADAPTABLE RE | 2658 | 2A | B | HDPNL
General Purpose | 2 Small & Med building General Purpose | FD Tertiary | FDT | A9N18597 | VIGI C120 125A 4P 30 MA SI ADAPTABLE RES | 3027 | 2A | A | HDPNL
General Purpose | 2 Small & Med building General Purpose | FD Tertiary | FDT | A9N18598 | VIGI C120 125A 4P 300 MA SI ADAPTABLE RE | 3175 | 2A | A | HDPNL
General Purpose | 2 Small & Med building General Purpose | FD Tertiary | FDT | A9N19666 | DPN N VIGI 1PPN 20A C 30mA 6000A AC | 973 | 2A | B | HDPNL
General Purpose | 2 Small & Med building General Purpose | FD Tertiary | FDT | A9N19668 | DPN N VIGI 1PPN 32A C 30mA 6000A AC | 993 | 2A | B | HDPNL
General Purpose | 2 Small & Med building General Purpose | FD Tertiary | FDT | A9N26476 | DECLENCHEUR MX 415VAC 110-130VDC CCC | 704 | 2A | B | HDPNL
General Purpose | 2 Small & Med building General Purpose | FD Tertiary | FDT | A9N26899 | OF SD 24V CC AVEC INTERFACE TI24 | 783 | 2A | B | HDPNL
General Purpose | 2 Small & Med building General Purpose | FD Tertiary | FDT | A9N26946 | MX SHUNT TRIP MX PLUS 1 OF 220-415VAC DC | 933 | 2A | B | HDPNL
General Purpose | 2 Small & Med building General Purpose | FD Tertiary | FDT | A9N60708 | C120A 1P 80A | 393 | 2A | A | HDPNL
General Purpose | 2 Small & Med building General Purpose | FD Tertiary | FDT | A9N60709 | C120A 1P 100A | 382 | 2A | A | HDPNL
General Purpose | 2 Small & Med building General Purpose | FD Tertiary | FDT | A9N60711 | C120A 2P 80A | 1067 | 2A | A | HDPNL
General Purpose | 2 Small & Med building General Purpose | FD Tertiary | FDT | A9N60712 | C120A 2P 100A | 1482 | 2A | A | HDPNL
General Purpose | 2 Small & Med building General Purpose | FD Tertiary | FDT | A9N60714 | C120A 3P 80A | 1536 | 2A | A | HDPNL
General Purpose | 2 Small & Med building General Purpose | FD Tertiary | FDT | A9N60715 | C120A 3P 100A | 1873 | 2A | A | HDPNL
General Purpose | 2 Small & Med building General Purpose | FD Tertiary | FDT | A9N60717 | C120A 4P 80A | 1922 | 2A | A | HDPNL
General Purpose | 2 Small & Med building General Purpose | FD Tertiary | FDT | A9N60718 | C120A 4P 100A | 2151 | 2A | A | HDPNL
General Purpose | 2 Small & Med building General Purpose | FD Tertiary | FDT | A9N60723 | C120A 3P 80A | 1798 | 2A | A | HDPNL
General Purpose | 2 Small & Med building General Purpose | FD Tertiary | FDT | A9N60724 | C120A 3P 100A | 2022 | 2A | A | HDPNL
General Purpose | 2 Small & Med building General Purpose | FD Tertiary | FDT | A9N60729 | C120N 1P 80A | 500 | 2A | A | HDPNL
General Purpose | 2 Small & Med building General Purpose | FD Tertiary | FDT | A9N60730 | C120N 1P 100A | 580 | 2A | A | HDPNL
General Purpose | 2 Small & Med building General Purpose | FD Tertiary | FDT | A9N60733 | C120N 2P 80A | 1322 | 2A | A | HDPNL
General Purpose | 2 Small & Med building General Purpose | FD Tertiary | FDT | A9N60734 | C120N 2P 100A | 1348 | 2A | A | HDPNL
General Purpose | 2 Small & Med building General Purpose | FD Tertiary | FDT | A9N60737 | C120N 3P 80A | 2069 | 2A | A | HDPNL
General Purpose | 2 Small & Med building General Purpose | FD Tertiary | FDT | A9N60738 | C120N 3P 100A | 2244 | 2A | A | HDPNL
General Purpose | 2 Small & Med building General Purpose | FD Tertiary | FDT | A9N60741 | C120N 4P 80A | 4139 | 2A | A | HDPNL
General Purpose | 2 Small & Med building General Purpose | FD Tertiary | FDT | A9N60742 | C120N 4P 100A | 4401 | 2A | A | HDPNL
General Purpose | 2 Small & Med building General Purpose | FD Tertiary | FDT | A9N60753 | C120N 3P 80A | 3145 | 2A | A | HDPNL
General Purpose | 2 Small & Med building General Purpose | FD Tertiary | FDT | A9N60754 | C120N 3P 100A | 3985 | 2A | A | HDPNL
General Purpose | 2 Small & Med building General Purpose | FD Tertiary | FDT | A9N60785 | C120H 3P 80A | 2980 | 2A | A | HDPNL
General Purpose | 2 Small & Med building General Purpose | FD Tertiary | FDT | A9N61500 | CIRCUIT BREAKER C60H-DC 250VDC 0,5A 1P C | 436 | 2A | B | HDPNL
General Purpose | 2 Small & Med building General Purpose | FD Tertiary | FDT | A9N61501 | CIRCUIT BREAKER C60H-DC 250VDC 1A 1P C | 436 | 2A | B | HDPNL
General Purpose | 2 Small & Med building General Purpose | FD Tertiary | FDT | A9N61502 | CIRCUIT BREAKER C60H-DC 250VDC 2A 1P C | 446 | 2A | A | HDPNL
General Purpose | 2 Small & Med building General Purpose | FD Tertiary | FDT | A9N61503 | CIRCUIT BREAKER C60H-DC 250VDC 3A 1P C | 463 | 2A | B | HDPNL
General Purpose | 2 Small & Med building General Purpose | FD Tertiary | FDT | A9N61504 | CIRCUIT BREAKER C60H-DC 250VDC 4A 1P C | 441 | 2A | B | HDPNL
General Purpose | 2 Small & Med building General Purpose | FD Tertiary | FDT | A9N61505 | CIRCUIT BREAKER C60H-DC 250VDC 5A 1P C | 467 | 2A | B | HDPNL
General Purpose | 2 Small & Med building General Purpose | FD Tertiary | FDT | A9N61506 | CIRCUIT BREAKER C60H-DC 250VDC 6A 1P C | 429 | 2A | A | HDPNL
General Purpose | 2 Small & Med building General Purpose | FD Tertiary | FDT | A9N61508 | CIRCUIT BREAKER C60H-DC 250VDC 10A 1P C | 458 | 2A | A | HDPNL
General Purpose | 2 Small & Med building General Purpose | FD Tertiary | FDT | A9N61510 | CIRCUIT BREAKER C60H-DC 250VDC 15A 1P C | 457 | 2A | B | HDPNL
General Purpose | 2 Small & Med building General Purpose | FD Tertiary | FDT | A9N61511 | CIRCUIT BREAKER C60H-DC 250VDC 16A 1P C | 457 | 2A | B | HDPNL
General Purpose | 2 Small & Med building General Purpose | FD Tertiary | FDT | A9N61512 | CIRCUIT BREAKER C60H-DC 250VDC 20A 1P C | 447 | 2A | B | HDPNL
General Purpose | 2 Small & Med building General Purpose | FD Tertiary | FDT | A9N61513 | CIRCUIT BREAKER C60H-DC 250VDC 25A 1P C | 493 | 2A | B | HDPNL
General Purpose | 2 Small & Med building General Purpose | FD Tertiary | FDT | A9N61514 | CIRCUIT BREAKER C60H-DC 250VDC 30A 1P C | 499 | 2A | B | HDPNL
General Purpose | 2 Small & Med building General Purpose | FD Tertiary | FDT | A9N61515 | CIRCUIT BREAKER C60H-DC 250VDC 32A 1P C | 499 | 2A | B | HDPNL
General Purpose | 2 Small & Med building General Purpose | FD Tertiary | FDT | A9N61517 | CIRCUIT BREAKER C60H-DC 250VDC 40A 1P C | 686 | 2A | B | HDPNL
General Purpose | 2 Small & Med building General Purpose | FD Tertiary | FDT | A9N61519 | CIRCUIT BREAKER C60H-DC 250VDC 63A 1P C | 793 | 2A | B | HDPNL
General Purpose | 2 Small & Med building General Purpose | FD Tertiary | FDT | A9N61521 | CIRCUIT BREAKER C60H-DC 500VDC 1A 2P C | 1025 | 2A | B | HDPNL
General Purpose | 2 Small & Med building General Purpose | FD Tertiary | FDT | A9N61522 | CIRCUIT BREAKER C60H-DC 500VDC 2A 2P C | 1046 | 2A | A | HDPNL
General Purpose | 2 Small & Med building General Purpose | FD Tertiary | FDT | A9N61523 | CIRCUIT BREAKER C60H-DC 500VDC 3A 2P C | 1035 | 2A | B | HDPNL
General Purpose | 2 Small & Med building General Purpose | FD Tertiary | FDT | A9N61524 | CIRCUIT BREAKER C60H-DC 500VDC 4A 2P C | 1035 | 2A | B | HDPNL
General Purpose | 2 Small & Med building General Purpose | FD Tertiary | FDT | A9N61525 | CIRCUIT BREAKER C60H-DC 500VDC 5A 2P C | 1035 | 2A | B | HDPNL
General Purpose | 2 Small & Med building General Purpose | FD Tertiary | FDT | A9N61526 | CIRCUIT BREAKER C60H-DC 500VDC 6A 2P C | 1056 | 2A | A | HDPNL
General Purpose | 2 Small & Med building General Purpose | FD Tertiary | FDT | A9N61528 | CIRCUIT BREAKER C60H-DC 500VDC 10A 2P C | 1076 | 2A | A | HDPNL
General Purpose | 2 Small & Med building General Purpose | FD Tertiary | FDT | A9N61529 | CIRCUIT BREAKER C60H-DC 500VDC 13A 2P C | 1054 | 2A | B | HDPNL
General Purpose | 2 Small & Med building General Purpose | FD Tertiary | FDT | A9N61530 | CIRCUIT BREAKER C60H-DC 500VDC 15A 2P C | 1074 | 2A | B | HDPNL
General Purpose | 2 Small & Med building General Purpose | FD Tertiary | FDT | A9N61531 | CIRCUIT BREAKER C60H-DC 500VDC 16A 2P C | 1162 | 2A | A | HDPNL
General Purpose | 2 Small & Med building General Purpose | FD Tertiary | FDT | A9N61532 | CIRCUIT BREAKER C60H-DC 500VDC 20A 2P C | 1074 | 2A | A | HDPNL
General Purpose | 2 Small & Med building General Purpose | FD Tertiary | FDT | A9N61533 | CIRCUIT BREAKER C60H-DC 500VDC 25A 2P C | 1156 | 2A | B | HDPNL
General Purpose | 2 Small & Med building General Purpose | FD Tertiary | FDT | A9N61535 | CIRCUIT BREAKER C60H-DC 500VDC 32A 2P C | 1196 | 2A | A | HDPNL
General Purpose | 2 Small & Med building General Purpose | FD Tertiary | FDT | A9N61537 | CIRCUIT BREAKER C60H-DC 500VDC 40A 2P C | 1366 | 2A | B | HDPNL
General Purpose | 2 Small & Med building General Purpose | FD Tertiary | FDT | A9N61538 | CIRCUIT BREAKER C60H-DC 500VDC 50A 2P C | 1757 | 2A | B | HDPNL
General Purpose | 2 Small & Med building General Purpose | FD Tertiary | FDT | A9N61539 | CIRCUIT BREAKER C60H-DC 500VDC 63A 2P C | 1757 | 2A | A | HDPNL
General Purpose | 2 Small & Med building General Purpose | FD Tertiary | FDT | A9N61690 | C60NA-DC SWITCH 800VDC 25A 2P PHOTOVOLTA | 1119 | 2A | B | HDPNL
General Purpose | 2 Small & Med building General Purpose | FD Tertiary | FDT | A9N61699 | SW60 C DC SWITCH 1000VDC 50A 2P PHOTOVO | 2701 | 2A | B | HDPNL
General Purpose | 2 Small & Med building General Purpose | FD Tertiary | FDT | A9Q11440 | ACTI9 VIGI IC60 4P 40A 30MA AC-TYPE | 1813 | 2A | B | HDPNL
General Purpose | 2 Small & Med building General Purpose | FD Tertiary | FDT | A9R08263 | ACTI 9 IID 63A 2P 30MA A-TYPE 110V RESID | 885 | 2A | B | HDPNL
General Purpose | 2 Small & Med building General Purpose | FD Tertiary | FDT | A9R08463 | ACTI 9 IID 63A 4P 30MA A-TYPE 110V RESID | 2527 | 2A | B | HDPNL
General Purpose | 2 Small & Med building General Purpose | FD Tertiary | FDT | A9R11280 | ACTI9 IID 2P 80A 30MA AC-TYPE RESIDUAL C | 1507 | 2A | A | HDPNL
General Purpose | 2 Small & Med building General Purpose | FD Tertiary | FDT | A9R11291 | ACTI9 IID 2P 100A 30MA AC-TYPE RESIDUAL | 2110 | 2A | B | HDPNL
General Purpose | 2 Small & Med building General Purpose | FD Tertiary | FDT | A9R11480 | ACTI9 IID 4P 80A 30MA AC-TYPE RESIDUAL C | 2462 | 2A | A | HDPNL
General Purpose | 2 Small & Med building General Purpose | FD Tertiary | FDT | A9R11491 | ACTI9 IID 4P 100A 30MA AC-TYPE RESIDUAL | 3446 | 2A | A | HDPNL
General Purpose | 2 Small & Med building General Purpose | FD Tertiary | FDT | A9R12240 | ACTI9 IID 2P 40A 100MA AC-TYPE RESIDUAL | 586 | 2A | B | HDPNL
General Purpose | 2 Small & Med building General Purpose | FD Tertiary | FDT | A9R12263 | ACTI9 IID 2P 63A 100MA AC-TYPE RESIDUAL | 586 | 2A | B | HDPNL
General Purpose | 2 Small & Med building General Purpose | FD Tertiary | FDT | A9R12440 | ACTI9 IID 4P 40A 100MA AC-TYPE RESIDUAL | 1570 | 2A | B | HDPNL
General Purpose | 2 Small & Med building General Purpose | FD Tertiary | FDT | A9R12463 | ACTI9 IID 4P 63A 100MA AC-TYPE RESIDUAL | 994 | 2A | B | HDPNL
General Purpose | 2 Small & Med building General Purpose | FD Tertiary | FDT | A9R12491 | ACTI9 IID 4P 100A 100MA AC-TYPE RESIDUAL | 2701 | 2A | B | HDPNL
General Purpose | 2 Small & Med building General Purpose | FD Tertiary | FDT | A9R14480 | ACTI9 IID 4P 80A 300MA AC-TYPE RESIDUAL | 1688 | 2A | B | HDPNL
General Purpose | 2 Small & Med building General Purpose | FD Tertiary | FDT | A9R14491 | ACTI9 IID 4P 100A 300MA AC-TYPE RESIDUAL | 2230 | 2A | B | HDPNL
General Purpose | 2 Small & Med building General Purpose | FD Tertiary | FDT | A9R15263 | ACTI9 IID 2P 63A 300MA-S AC-TYPE RESIDUA | 707 | 2A | B | HDPNL
General Purpose | 2 Small & Med building General Purpose | FD Tertiary | FDT | A9R34463 | ACTI9 IID 4P 63A 300MA A-SI-TYPE RESIDUA | 3178 | 2A | B | HDPNL
General Purpose | 2 Small & Med building General Purpose | FD Tertiary | FDT | A9R34491 | ACTI9 IID 4P 100A 300MA A-SI-TYPE RESIDU | 3178 | 2A | B | HDPNL
General Purpose | 2 Small & Med building General Purpose | FD Tertiary | FDT | A9R35491 | ACTI9 IID 4P 100A 300MA-S A-SI-TYPE RESI | 3738 | 2A | B | HDPNL
General Purpose | 2 Small & Med building General Purpose | FD Tertiary | FDT | A9R37463 | ACTI9 IID 4P 63A 500MA-S A-SI-TYPE RESID | 3147 | 2A | B | HDPNL
General Purpose | 2 Small & Med building General Purpose | FD Tertiary | FDT | A9R41225 | ACTI9 IID 2P 25A 30MA AC-TYPE RESIDUAL C | 731 | 2A | A | HDPNL
General Purpose | 2 Small & Med building General Purpose | FD Tertiary | FDT | A9R41240 | ACTI9 IID 2P 40A 30MA AC-TYPE RESIDUAL C | 770 | 2A | A | HDPNL
General Purpose | 2 Small & Med building General Purpose | FD Tertiary | FDT | A9R41263 | ACTI9 IID 2P 63A 30MA AC-TYPE RESIDUAL C | 793 | 2A | A | HDPNL
General Purpose | 2 Small & Med building General Purpose | FD Tertiary | FDT | A9R41425 | ACTI9 IID 4P 25A 30MA AC-TYPE RESIDUAL C | 1149 | 2A | A | HDPNL
General Purpose | 2 Small & Med building General Purpose | FD Tertiary | FDT | A9R41440 | ACTI9 IID 4P 40A 30MA AC-TYPE RESIDUAL C | 1231 | 2A | A | HDPNL
General Purpose | 2 Small & Med building General Purpose | FD Tertiary | FDT | A9R41463 | ACTI9 IID 4P 63A 30MA AC-TYPE RESIDUAL C | 1268 | 2A | A | HDPNL
General Purpose | 2 Small & Med building General Purpose | FD Tertiary | FDT | A9R44225 | ACTI9 IID 2P 25A 300MA AC-TYPE RESIDUAL | 722 | 2A | A | HDPNL
General Purpose | 2 Small & Med building General Purpose | FD Tertiary | FDT | A9R44240 | ACTI9 IID 2P 40A 300MA AC-TYPE RESIDUAL | 806 | 2A | B | HDPNL
General Purpose | 2 Small & Med building General Purpose | FD Tertiary | FDT | A9R44263 | TI9 IID 2P 63A 300MA AC-TYPE RESIDUAL | 830 | 2A | A | HDPNL
General Purpose | 2 Small & Med building General Purpose | FD Tertiary | FDT | A9R44425 | ACTI9 IID 4P 25A 300MA AC-TYPE RESIDUAL | 757 | 2A | B | HDPNL
General Purpose | 2 Small & Med building General Purpose | FD Tertiary | FDT | A9R44440 | ACTI9 IID 4P 40A 300MA AC-TYPE RESIDUAL | 862 | 2A | A | HDPNL
General Purpose | 2 Small & Med building General Purpose | FD Tertiary | FDT | A9R44463 | ACTI9 IID 4P 63A 300MA AC-TYPE RESIDUAL | 888 | 2A | A | HDPNL
General Purpose | 2 Small & Med building General Purpose | FD Tertiary | FDT | A9R50225 | ACTI9 IID K 2P 25A 30MA AC-TYPE RESIDUAL | 645 | 2A | A | HDPNL
General Purpose | 2 Small & Med building General Purpose | FD Tertiary | FDT | A9R50240 | ACTI9 IID K 2P 40A 30MA AC-TYPE RESIDUAL | 679 | 2A | A | HDPNL
General Purpose | 2 Small & Med building General Purpose | FD Tertiary | FDT | A9R61225 | ACTI9 IID 2P 25A 30MA A-SI-TYPE RESIDUAL | 931 | 2A | B | HDPNL
General Purpose | 2 Small & Med building General Purpose | FD Tertiary | FDT | A9R61240 | ACTI9 IID 2P 40A 30MA A-SI-TYPE RESIDUAL | 980 | 2A | B | HDPNL
General Purpose | 2 Small & Med building General Purpose | FD Tertiary | FDT | A9R61263 | ACTI9 IID 2P 63A 30MA A-SI-TYPE RESIDUAL | 1009 | 2A | A | HDPNL
General Purpose | 2 Small & Med building General Purpose | FD Tertiary | FDT | A9R61463 | ACTI9 IID 4P 63A 30MA A-SI-TYPE RESIDUAL | 1615 | 2A | B | HDPNL
General Purpose | 2 Small & Med building General Purpose | FD Tertiary | FDT | A9S60120 | ACTI9 ISW SWITCH 1P 20A 250V | 156 | 2A | A | HDPNL
General Purpose | 2 Small & Med building General Purpose | FD Tertiary | FDT | A9S60132 | ACTI9 ISW SWITCH 1P 32A 250V | 243 | 2A | A | HDPNL
General Purpose | 2 Small & Med building General Purpose | FD Tertiary | FDT | A9S60220 | ACTI9 ISW SWITCH 2P 20A 415V | 184 | 2A | A | HDPNL
General Purpose | 2 Small & Med building General Purpose | FD Tertiary | FDT | A9S60232 | ACTI9 ISW SWITCH 2P 32A 415V | 278 | 2A | A | HDPNL
General Purpose | 2 Small & Med building General Purpose | FD Tertiary | FDT | A9S60320 | ACTI9 ISW SWITCH 3P 20A 415V. | 492 | 2A | A | HDPNL
General Purpose | 2 Small & Med building General Purpose | FD Tertiary | FDT | A9S60332 | ACTI9 ISW SWITCH 3P 32A 415V | 698 | 2A | A | HDPNL
General Purpose | 2 Small & Med building General Purpose | FD Tertiary | FDT | A9S60420 | ACTI9 ISW SWITCH 4P 20A 415V | 599 | 2A | B | HDPNL
General Purpose | 2 Small & Med building General Purpose | FD Tertiary | FDT | A9S60432 | ACTI9 ISW SWITCH 4P 32A 415V | 803 | 2A | A | HDPNL
General Purpose | 2 Small & Med building General Purpose | FD Tertiary | FDT | A9S65140 | ACTI9 ISW SWITCH 1P 40A 250VAC | 139 | 2A | A | HDPNL
General Purpose | 2 Small & Med building General Purpose | FD Tertiary | FDT | A9S65163 | ACTI9 ISW SWITCH 1P 63A 250VAC | 224 | 2A | A | HDPNL
General Purpose | 2 Small & Med building General Purpose | FD Tertiary | FDT | A9S65191 | ACTI9 ISW SWITCH 1P 100A 250VAC | 391 | 2A | A | HDPNL
General Purpose | 2 Small & Med building General Purpose | FD Tertiary | FDT | A9S65192 | ACTI9 ISW SWITCH 1P 125A 250VAC | 826 | 2A | A | HDPNL
General Purpose | 2 Small & Med building General Purpose | FD Tertiary | FDT | A9S65240 | ACTI9 ISW SWITCH 2P 40A 415VAC | 475 | 2A | A | HDPNL
General Purpose | 2 Small & Med building General Purpose | FD Tertiary | FDT | A9S65263 | ACTI9 ISW SWITCH 2P 63A 415VAC | 374 | 2A | A | HDPNL
General Purpose | 2 Small & Med building General Purpose | FD Tertiary | FDT | A9S65291 | ACTI9 ISW SWITCH 2P 100A 415VAC | 623 | 2A | A | HDPNL
General Purpose | 2 Small & Med building General Purpose | FD Tertiary | FDT | A9S65292 | ACTI9 ISW SWITCH 2P 125A 415VAC | 1076 | 2A | A | HDPNL
General Purpose | 2 Small & Med building General Purpose | FD Tertiary | FDT | A9S65340 | ACTI9 ISW SWITCH 3P 40A 415VAC | 355 | 2A | A | HDPNL
General Purpose | 2 Small & Med building General Purpose | FD Tertiary | FDT | A9S65363 | ACTI9 ISW SWITCH 3P 63A 415VAC | 585 | 2A | A | HDPNL
General Purpose | 2 Small & Med building General Purpose | FD Tertiary | FDT | A9S65391 | ACTI9 ISW SWITCH 3P 100A 415VAC | 996 | 2A | A | HDPNL
General Purpose | 2 Small & Med building General Purpose | FD Tertiary | FDT | A9S65392 | ACTI9 ISW SWITCH 3P 125A 415VAC | 2060 | 2A | A | HDPNL
General Purpose | 2 Small & Med building General Purpose | FD Tertiary | FDT | A9S65440 | ACTI9 ISW SWITCH 4P 40A 415VAC | 888 | 2A | A | HDPNL
General Purpose | 2 Small & Med building General Purpose | FD Tertiary | FDT | A9S65463 | ACTI9 ISW SWITCH 4P 63A 415VAC | 993 | 2A | A | HDPNL
General Purpose | 2 Small & Med building General Purpose | FD Tertiary | FDT | A9S65491 | ACTI9 ISW SWITCH 4P 100A 415VAC | 1618 | 2A | A | HDPNL
General Purpose | 2 Small & Med building General Purpose | FD Tertiary | FDT | A9S65492 | ACTI9 ISW SWITCH 4P 125A 415VAC | 1445 | 2A | A | HDPNL
General Purpose | 2 Small & Med building General Purpose | FD Tertiary | FDT | A9S70780 | ACTI9 ISW-NA 3P-N 80A 415VAC SWITCH | 1862 | 2A | B | HDPNL
General Purpose | 2 Small & Med building General Purpose | FD Tertiary | FDT | A9V01225 | ACTI9 VIGI IC60 2P 25A 30MA AC-TYPE 130V | 1974 | 2A | A | HDPNL
General Purpose | 2 Small & Med building General Purpose | FD Tertiary | FDT | A9V01263 | ACTI9 VIGI IC60 2P 63A 30MA AC 110V | 2182 | 2A | A | HDPNL
General Purpose | 2 Small & Med building General Purpose | FD Tertiary | FDT | A9V11263 | ACTI9 VIGI IC60 2P 63A 30MA AC-TYPE ADD- | 1062 | 2A | B | HDPNL
General Purpose | 2 Small & Med building General Purpose | FD Tertiary | FDT | A9V11463 | ACTI9 VIGI IC60 4P 63A 30MA AC-TYPE ADD- | 1174 | 2A | B | HDPNL
General Purpose | 2 Small & Med building General Purpose | FD Tertiary | FDT | A9V12225 | ACTI9 VIGI IC60 2P 25A 100MA AC-TYPE ADD | 1419 | 2A | B | HDPNL
General Purpose | 2 Small & Med building General Purpose | FD Tertiary | FDT | A9V12263 | ACTI9 VIGI IC60 2P 63A 100MA AC-TYPE ADD | 1955 | 2A | B | HDPNL
General Purpose | 2 Small & Med building General Purpose | FD Tertiary | FDT | A9V12425 | ACTI9 VIGI IC60 4P 25A 100MA AC-TYPE ADD | 2331 | 2A | B | HDPNL
General Purpose | 2 Small & Med building General Purpose | FD Tertiary | FDT | A9V12463 | ACTI9 VIGI IC60 4P 63A 100MA AC-TYPE ADD | 2700 | 2A | B | HDPNL
General Purpose | 2 Small & Med building General Purpose | FD Tertiary | FDT | A9V15363 | ACTI9 VIGI IC60 3P 63A 300MA-S AC-TYPE A | 2927 | 2A | B | HDPNL
General Purpose | 2 Small & Med building General Purpose | FD Tertiary | FDT | A9V41225 | ACTI9 VIGI IC60 2P 25A 30MA AC-TYPE ADD- | 1762 | 2A | A | HDPNL
General Purpose | 2 Small & Med building General Purpose | FD Tertiary | FDT | A9V41240 | ACTI9 VIGI IC60 2P 40A 30MA AC-TYPE ADD- | 2303 | 2A | A | HDPNL
General Purpose | 2 Small & Med building General Purpose | FD Tertiary | FDT | A9V41263 | ACTI9 VIGI IC60 2P 63A 30MA AC-TYPE ADD- | 2100 | 2A | A | HDPNL
General Purpose | 2 Small & Med building General Purpose | FD Tertiary | FDT | A9V41325 | ACTI9 VIGI IC60 3P 25A 30MA AC-TYPE ADD- | 2296 | 2A | A | HDPNL
General Purpose | 2 Small & Med building General Purpose | FD Tertiary | FDT | A9V41340 | ACTI9 VIGI IC60 3P 40A 30MA AC-TYPE ADD- | 3046 | 2A | A | HDPNL
General Purpose | 2 Small & Med building General Purpose | FD Tertiary | FDT | A9V41363 | ACTI9 VIGI IC60 3P 63A 30MA AC-TYPE ADD- | 2547 | 2A | A | HDPNL
General Purpose | 2 Small & Med building General Purpose | FD Tertiary | FDT | A9V41425 | ACTI9 VIGI IC60 4P 25A 30MA AC-TYPE BLOC | 2389 | 2A | A | HDPNL
General Purpose | 2 Small & Med building General Purpose | FD Tertiary | FDT | A9V41440 | ACTI9 VIGI IC60 4P 40A 30MA AC-TYPE ADD- | 3497 | 2A | A | HDPNL
General Purpose | 2 Small & Med building General Purpose | FD Tertiary | FDT | A9V41463 | ACTI9 VIGI IC60 4P 63A 30MA AC-TYPE ADD- | 2852 | 2A | A | HDPNL
General Purpose | 2 Small & Med building General Purpose | FD Tertiary | FDT | A9V44225 | ACTI9 VIGI IC60 2P 25A 300MA AC-TYPE ADD | 2694 | 2A | B | HDPNL
General Purpose | 2 Small & Med building General Purpose | FD Tertiary | FDT | A9V44240 | ACTI9 VIGI IC60 2P 40A 300MA AC-TYPE ADD | 1579 | 2A | B | HDPNL
General Purpose | 2 Small & Med building General Purpose | FD Tertiary | FDT | A9V44263 | ACTI9 VIGI IC60 2P 63A 300MA AC-TYPE ADD | 3451 | 2A | A | HDPNL
General Purpose | 2 Small & Med building General Purpose | FD Tertiary | FDT | A9V44325 | ACTI9 VIGI IC60 3P 25A 300MA AC-TYPE ADD | 2628 | 2A | B | HDPNL
General Purpose | 2 Small & Med building General Purpose | FD Tertiary | FDT | A9V44340 | ACTI9 VIGI IC60 3P 40A 300MA AC-TYPE ADD | 2132 | 2A | B | HDPNL
General Purpose | 2 Small & Med building General Purpose | FD Tertiary | FDT | A9V44363 | ACTI9 VIGI IC60 3P 63A 300MA AC-TYPE ADD | 2310 | 2A | A | HDPNL
General Purpose | 2 Small & Med building General Purpose | FD Tertiary | FDT | A9V44425 | ACTI9 VIGI IC60 4P 25A 300MA AC-TYPE ADD | 2694 | 2A | B | HDPNL
General Purpose | 2 Small & Med building General Purpose | FD Tertiary | FDT | A9V44440 | ACTI9 VIGI IC60 4P 40A 300MA AC-TYPE ADD | 2448 | 2A | B | HDPNL
General Purpose | 2 Small & Med building General Purpose | FD Tertiary | FDT | A9V44463 | ACTI9 VIGI IC60 4P 63A 300MA AC-TYPE ADD | 2652 | 2A | A | HDPNL
General Purpose | 2 Small & Med building General Purpose | FD Tertiary | FDT | A9V51263 | VIGI IC60 2P 63A 30MA A ADD-ON RESIDUAL | 2308 | 2A | B | HDPNL
General Purpose | 2 Small & Med building General Purpose | FD Tertiary | FDT | A9V51363 | VIGI IC60 3P 63A 30MA A ADD-ON RESIDUAL | 2539 | 2A | B | HDPNL
General Purpose | 2 Small & Med building General Purpose | FD Tertiary | FDT | A9V61225 | ACTI9 VIGI IC60 2P 25A 30MA A-SI-TYPE BL | 1628 | 2A | B | HDPNL
General Purpose | 2 Small & Med building General Purpose | FD Tertiary | FDT | A9V61263 | VIGI IC60 2P 63A 30MA SI ADD-ON RESIDUAL | 3770 | 2A | B | HDPNL
General Purpose | 2 Small & Med building General Purpose | FD Tertiary | FDT | A9V61463 | VIGI IC60 4P 63A 30MA SI ADD-ON RESIDUAL | 2690 | 2A | B | HDPNL
General Purpose | 2 Small & Med building General Purpose | FD Tertiary | FDT | A9V65263 | VIGI IC60 2P 63A 300MA -S SI ADD-ON RESI | 2727 | 2A | B | HDPNL
General Purpose | 2 Small & Med building General Purpose | FD Tertiary | FDT | A9V65363 | VIGI IC60 3P 63A 300MA -S SI ADD-ON RESI | 2833 | 2A | B | HDPNL
General Purpose | 2 Small & Med building General Purpose | FD Tertiary | FDT | A9V65463 | VIGI IC60 4P 63A 300MA -S SI ADD-ON RESI | 3524 | 2A | B | HDPNL
General Purpose | 2 Small & Med building General Purpose | FD Tertiary | FDT | A9XAH157 | ACTI 9 COMB BUSBAR AUX1P 100A 57 MODULES | 866 | 2A | B | HDPNL
General Purpose | 2 Small & Med building General Purpose | FD Tertiary | FDT | A9XPCM04 | ACTI 9 SET OF 4 CONNECTORS | 275 | 2A | A | HDPNL
General Purpose | 2 Small & Med building General Purpose | FD Tertiary | FDT | A9XPE110 | ACTI 9 SET OF 10 END CAPS 1P | 192 | 2A | A | HDPNL
General Purpose | 2 Small & Med building General Purpose | FD Tertiary | FDT | A9XPE210 | ACTI 9 SET OF 10 END CAPS 2P | 213 | 2A | A | HDPNL
General Purpose | 2 Small & Med building General Purpose | FD Tertiary | FDT | A9XPE310 | ACTI 9 SET OF 10 END CAPS 3P | 237 | 2A | A | HDPNL
General Purpose | 2 Small & Med building General Purpose | FD Tertiary | FDT | A9XPE410 | ACTI 9 SET OF 10 END CAPS 4P | 258 | 2A | B | HDPNL
General Purpose | 2 Small & Med building General Purpose | FD Tertiary | FDT | A9XPH112 | ACTI 9 COMB BUSBAR 1P 100A 12 MODULES | 166 | 2A | A | HDPNL
General Purpose | 2 Small & Med building General Purpose | FD Tertiary | FDT | A9XPH124 | ACTI 9 COMB BUSBAR 1P 100A 24 MODULES | 413 | 2A | A | HDPNL
General Purpose | 2 Small & Med building General Purpose | FD Tertiary | FDT | A9XPH157 | ACTI 9 COMB BUSBAR 1P 100A 57 MODULES | 809 | 2A | B | HDPNL
General Purpose | 2 Small & Med building General Purpose | FD Tertiary | FDT | A9XPH212 | ACTI 9 COMB BUSBAR 2P 100A 12 MODULES | 664 | 2A | B | HDPNL
General Purpose | 2 Small & Med building General Purpose | FD Tertiary | FDT | A9XPH224 | ACTI 9 COMB BUSBAR 2P 100A 24 MODULES | 834 | 2A | A | HDPNL
General Purpose | 2 Small & Med building General Purpose | FD Tertiary | FDT | A9XPH257 | ACTI 9 COMB BUSBAR 2P 100A 57 MODULES | 939 | 2A | B | HDPNL
General Purpose | 2 Small & Med building General Purpose | FD Tertiary | FDT | A9XPH312 | ACTI 9 COMB BUSBAR 3P 100A 12 MODULES | 601 | 2A | A | HDPNL
General Purpose | 2 Small & Med building General Purpose | FD Tertiary | FDT | A9XPH324 | ACTI 9 COMB BUSBAR 3P 100A 24 MODULES | 656 | 2A | A | HDPNL
General Purpose | 2 Small & Med building General Purpose | FD Tertiary | FDT | A9XPH357 | ACTI 9 COMB BUSBAR 3P 100A 57 MODULES | 1005 | 2A | B | HDPNL
General Purpose | 2 Small & Med building General Purpose | FD Tertiary | FDT | A9XPH424 | ACTI 9 COMB BUSBAR 4P 100A 24 MODULES | 973 | 2A | A | HDPNL
General Purpose | 2 Small & Med building General Purpose | FD Tertiary | FDT | A9XPH524 | ACTI 9 COMB BUSBAR 4P REPART. 100A 24 MO | 563 | 2A | B | HDPNL
General Purpose | 2 Small & Med building General Purpose | FD Tertiary | FDT | A9XPH557 | ACTI 9 COMB BUSBAR 4P REPART. 100A 57 MO | 1072 | 2A | B | HDPNL
General Purpose | 2 Small & Med building General Purpose | FD Tertiary | FDT | A9XPT920 | SET OF 20 TOOTH CAPS | 1315 | 2A | B | HDPNL
Programmable | 7 Industry Programmable | Human Machine Interface | HMI | HMIDT351 | 7W Touch Advanced Display WVGA | 15591 | 2S | B | IDHMI | 260 | 135 | 210 | 1397
Programmable | 7 Industry Programmable | Human Machine Interface | HMI | HMIDT542 | 10.4 Touch Smart Display SVGA | 51838 | 2S | B | IDHMI | 370 | 190 | 304 | 4010
Programmable | 7 Industry Programmable | Human Machine Interface | HMI | HMIDT651 | 12W Touch Advanced Display WXGA | 51838 | 2S | B | IDHMI | 430 | 190 | 330 | 4270
Programmable | 7 Industry Programmable | Human Machine Interface | HMI | HMIDT732 | 15 Touch Smart Display XGA | 80762 | 2S | B | IDHMI | 520 | 150 | 370 | 6100
Programmable | 7 Industry Programmable | Human Machine Interface | HMI | HMIDT952 | 19W Touch Smart Display FWXGA | 78876 | 2S | B | IDHMI
Programmable | 7 Industry Programmable | Human Machine Interface | HMI | HMIEELCZLSPAZZ | EOTE, Basic, Email | 4159 | 2U | B | IDHMI
Programmable | 7 Industry Programmable | Human Machine Interface | HMI | HMIG2U | Standard Box for Universal Panel | 13071 | 2S | B | IDHMI
Programmable | 7 Industry Programmable | Human Machine Interface | HMI | HMIG3U | Premium BOX for Universal Panel | 28926 | 2S | B | IDHMI | 260 | 135 | 210 | 1091
Programmable | 7 Industry Programmable | Human Machine Interface | HMI | HMIG5U2 | Open BOX for Universal Panel | 40993 | 2S | B | IDHMI | 260 | 135 | 210 | 1202
Programmable | 7 Industry Programmable | Human Machine Interface | HMI | HMIGK5310 | 10.4 Keypad Panel VGA-TFT | 94957 | 2S | B | IDHMI | 370 | 220 | 445 | 5000
Programmable | 7 Industry Programmable | Human Machine Interface | HMI | HMIGTO1310 | 3.5 Color Touch Panel QVGA-TFT | 15322 | 2S | B | IDHMI | 212 | 124 | 182 | 774
Programmable | 7 Industry Programmable | Human Machine Interface | HMI | HMIGTO2300 | 5.7 Color Touch Panel QVGA-TFT | 17233 | 2S | B | IDHMI | 240 | 150 | 185 | 1129
Programmable | 7 Industry Programmable | Human Machine Interface | HMI | HMIGTO2310 | 5.7 Color Touch Panel QVGA-TFT | 26227 | 2S | B | IDHMI | 238 | 146 | 186 | 1228
Programmable | 7 Industry Programmable | Human Machine Interface | HMI | HMIGTO3510 | 7.0 Color Touch Panel WVGA-TFT | 32549 | 2S | B | IDHMI | 300 | 142 | 264 | 1580
Programmable | 7 Industry Programmable | Human Machine Interface | HMI | HMIGTO4310 | 7.5 Color Touch Panel VGA-TFT | 44033 | 2S | B | IDHMI | 306 | 146 | 264 | 1704
Programmable | 7 Industry Programmable | Human Machine Interface | HMI | HMIGTO5310 | 10.4 Color Touch Panel VGA-TFT | 54785 | 2S | B | IDHMI | 350 | 175 | 300 | 2695
Programmable | 7 Industry Programmable | Human Machine Interface | HMI | HMIGTO6310 | 12.1 Color Touch Panel SVGA-TFT | 74265 | 2S | B | IDHMI | 390 | 172 | 325 | 3240
Programmable | 7 Industry Programmable | Human Machine Interface | HMI | HMIRTWCZLSPAZZ | EOTE Runtime, Email | 9152 | 2U | B | IDHMI
Programmable | 7 Industry Programmable | Human Machine Interface | HMI | HMIZCFA32 | CFast card memory 32GB | 34228 | 2S | B | IDHMI | 76 | 12 | 110 | 35
Programmable | 7 Industry Programmable | Human Machine Interface | HMI | HMIZSD4G | SDHC-card 4GB class 10 | 7103 | 2S | A | IDHMI | 135 | 10 | 80 | 21
Programmable | 7 Industry Programmable | Human Machine Interface | HMI | PFXGP4501TAD | 10.4 Touch Panel | 53551 | 2S | B | IDHMI
Programmable | 7 Industry Programmable | Human Machine Interface | HMI | PFXGP4501TADW | 10.4 Touch Panel | 40400 | 2S | B | IDHMI
Programmable | 7 Industry Programmable | Human Machine Interface | HMI | PFXSP5400WAD | 7W Touch Display | 14059 | 2S | B | IDHMI
Programmable | 7 Industry Programmable | Human Machine Interface | HMI | PFXSP5B10 | Power BOX for SP5000 | 28390 | 2S | B | IDHMI
Programmable | 7 Industry Programmable | Human Machine Interface | HMI | PFXZCETWW1 | Monolithic EX Tower with | 5074 | 2S | B | IDHMI
Programmable | 7 Industry Programmable | Human Machine Interface | HMI | XBTZG935 | CABLE USB FOR DOWNLOAD | 5052 | 2S | B | IDHMI | 150 | 25 | 150 | 197
Configurable | 5 Industry Configurable | Human-Machine Interface basic | HMB | HMIS5T | STU rear module | 4841 | 7I | B | IDHMI | 185 | 55 | 130 | 344
Configurable | 5 Industry Configurable | Human-Machine Interface basic | HMB | HMIS65 | STU 3in5 front module | 4841 | 7I | B | IDHMI | 190 | 55 | 130 | 304
Configurable | 5 Industry Configurable | Human-Machine Interface basic | HMB | HMIS85 | STU 5in7 front module | 6990 | 7I | B | IDHMI | 267 | 56 | 184 | 702
Configurable | 5 Industry Configurable | Human-Machine Interface basic | HMB | HMIST6400 | 7" W basic operator terminal | 10945 | 2S | B | IDHMI
Configurable | 5 Industry Configurable | Human-Machine Interface basic | HMB | HMIST6500 | 10" W basic operator terminal | 21890 | 2S | B | IDHMI
Configurable | 5 Industry Configurable | Human-Machine Interface basic | HMB | HMIST6600 | 12" W basic operator terminal | 28855 | 2S | B | IDHMI
Configurable | 5 Industry Configurable | Human-Machine Interface basic | HMB | HMIST6700 | 15" W basic operator terminal | 39800 | 2S | B | IDHMI
Configurable | 5 Industry Configurable | Human-Machine Interface basic | HMB | HMISTO705 | 4.3" touch panel screen RS232C | 6962 | 2S | B | IDHMI | 180 | 70 | 130 | 363
Configurable | 5 Industry Configurable | Human-Machine Interface basic | HMB | HMISTO735 | 4.3" touch panel screen Ethernet | 7590 | 2S | B | IDHMI | 180 | 70 | 130 | 363
Configurable | 5 Industry Configurable | Human-Machine Interface basic | HMB | HMISTU655 | Touch Panel Screen 3"5 Color | 4777 | 7I | B | IDHMI | 184 | 72 | 132 | 532
Configurable | 5 Industry Configurable | Human-Machine Interface basic | HMB | HMISTU855 | Touch Panel Screen 5"7 Color | 10437 | 7I | B | IDHMI | 268 | 72 | 188 | 872
Configurable | 5 Industry Configurable | Human-Machine Interface basic | HMB | HMISTW6400 | 7" W basic Web terminal | 9851 | 2S | A | IDHMI
Programmable | 7 Industry Programmable | HVAC automation controllers | HAC | TM172ASCTB28 | M172 PERF. 28 I/OS SCREW TERMINAL BLOCKS | 660 | 2T | B | IDCOM
Programmable | 7 Industry Programmable | HVAC automation controllers | HAC | TM172ASCTB28E | M172 Exp. 28 I/Os Screw Terminal Blocks | 662 | 2T | B | IDCOM
Programmable | 7 Industry Programmable | HVAC automation controllers | HAC | TM172E28R | M172 OPT. PERF. EXPANSION 28 I/OS | 8378 | 2T | B | IDCOM
Programmable | 7 Industry Programmable | HVAC automation controllers | HAC | TM172PBG28RI | M172 Perf Blind 28 I/O Eth 2 RS485 Isol | 11503 | 2T | B | IDCOM
Configurable | 4 Large building Configurable | Insulation Monitoring & Energy Servers | PWM | A9XC2412 | CONNECTORS 5 PIN | 1244 | 2F | B | DPLVP
Configurable | 4 Large building Configurable | Insulation Monitoring & Energy Servers | PWM | A9XMWD20 | A9 PowerTag Link RF to IP gateway | 4660 | 2F | B | DPLVP
Configurable | 4 Large building Configurable | Insulation Monitoring & Energy Servers | PWM | IMD-IM10 | VIGILOHM INSULATION MONITOR IM10 | 23774 | 1L | B | DPLVP | 165 | 105 | 135 | 388
Configurable | 4 Large building Configurable | Insulation Monitoring & Energy Servers | PWM | IMD-IM10-H | VIGILOHM INSULATION MONITOR IM10 FOR HOS | 18065 | 1L | B | DPLVP | 165 | 105 | 135 | 389
Configurable | 4 Large building Configurable | Insulation Monitoring & Energy Servers | PWM | IMD-IM400 | VIGILOHM INSULATION MONITOR IM400 | 42482 | 1L | B | DPLVP | 210 | 140 | 175 | 868
Configurable | 4 Large building Configurable | Insulation Monitoring & Energy Servers | PWM | IMD-IM9-OL | VIGILOHM INSULATION MONITOR IM9 MOTOR OF | 8006 | 1O | B | DPLVP | 95 | 80 | 75 | 207
Programmable | 7 Industry Programmable | Machine automation controllers | MAC | ABE7CPA01 | ANALOGUE BASE 8 CHANELS | 3026 | 7I | B | IDMST
Programmable | 7 Industry Programmable | Machine automation controllers | MAC | ABE7CPA02 | ANALOG.BASE | 3385 | 7I | A | IDMST
Programmable | 7 Industry Programmable | Machine automation controllers | MAC | ABE7CPA21 | ANALOG.BASE | 2247 | 7I | B | IDMST
Programmable | 7 Industry Programmable | Machine automation controllers | MAC | ABE7H16C10 | WIR BAS 16ES 1 FIL | 2122 | 7I | B | IDMST
Programmable | 7 Industry Programmable | Machine automation controllers | MAC | ABE7H16R11 | WIR BAS 16IO LED 1B-1LEV | 2711 | 7I | B | IDMST
Programmable | 7 Industry Programmable | Machine automation controllers | MAC | ABE7H16R21 | WIR BAS 16IO LED 2B-2LEVE | 3122 | 7I | A | IDMST
Programmable | 7 Industry Programmable | Machine automation controllers | MAC | ABE7H16R31 | WIR BAS 16IO LED 3B/3LEVE | 3611 | 7I | B | IDMST
Programmable | 7 Industry Programmable | Machine automation controllers | MAC | ABE7H16S43 | WIR BAS 16I FUSE+DISCONN. | 5635 | 7I | B | IDMST
Programmable | 7 Industry Programmable | Machine automation controllers | MAC | ABE7P16T214 | BASE FOR EM-SS REL.FUS-CH 16O-WITHOUT CO | 7155 | 7I | B | IDMST
Programmable | 7 Industry Programmable | Machine automation controllers | MAC | ABE7P16T215 | BASE FOR EM-SS REL.FUS-CH 16O-2 COM.BY 8 | 9512 | 7I | B | IDMST
Programmable | 7 Industry Programmable | Machine automation controllers | MAC | ABE7R16S210 | BAS REL EM W10 16O 1C | 6512 | 7I | B | IDMST
Programmable | 7 Industry Programmable | Machine automation controllers | MAC | ABE7R16T210 | EM PLUG-IN RELS BASE 1N/O 16O-WITHOUT CO | 7155 | 7I | B | IDMST
Programmable | 7 Industry Programmable | Machine automation controllers | MAC | ABE7R16T230 | EM PLUG-IN RELS BASE 1C/O 16O-WITHOUT CO | 11455 | 7I | B | IDMST
Programmable | 7 Industry Programmable | Machine automation controllers | MAC | ABE7S16E2M0 | BAS REL ST W10 16I 230VAC ISOLATED | 8814 | 7I | B | IDMST
Programmable | 7 Industry Programmable | Machine automation controllers | MAC | ABFT20E200 | TWIDOFAST EXT CABLE, 2 M | 342 | 6O | B | IDMST
Programmable | 7 Industry Programmable | Machine automation controllers | MAC | ABR7S21 | EM REL.1N/O WIDTH 10MM | 105 | 6O | B | IDMST
Programmable | 7 Industry Programmable | Machine automation controllers | MAC | ABR7S23 | EM REL.1C/O WIDTH 10MM | 124 | 6O | B | IDMST
Programmable | 7 Industry Programmable | Machine automation controllers | MAC | TCSXCNAMUM3P | USB PROGRAMMING CABLE, 3M | 3955 | 6O | B | IDMST | 74 | 0 | 0 | 0
Programmable | 7 Industry Programmable | Machine automation controllers | MAC | TM241CE24R | CONTROLLER M241-24IO Relay Ethernet | 12588 | 7I | B | IDMST | 799 | 186 | 115 | 115
Programmable | 7 Industry Programmable | Machine automation controllers | MAC | TM241CE24T | CONTROLLER M241-24IO Tr.PNP Ethernet | 12588 | 7I | B | IDMST | 650 | 186 | 115 | 115
Programmable | 7 Industry Programmable | Machine automation controllers | MAC | TM241CE40R | CONTROLLER M241-40IO Relay Ethernet | 14947 | 7I | B | IDMST | 890 | 226 | 115 | 115
Programmable | 7 Industry Programmable | Machine automation controllers | MAC | TM241CE40T | CONTROLLER M241-40IO Tr.PNP Ethernet | 14947 | 7I | B | IDMST | 933 | 226 | 115 | 115
Programmable | 7 Industry Programmable | Machine automation controllers | MAC | TM241CEC24R | CONTROLLER M241-24IO Relay CAN MASTER | 14162 | 7I | B | IDMST | 774 | 186 | 115 | 115
Programmable | 7 Industry Programmable | Machine automation controllers | MAC | TM251MESE | CONTROLLER M251-2xEthernet | 11802 | 7I | B | IDMST | 374 | 170 | 115 | 115
Programmable | 7 Industry Programmable | Machine automation controllers | MAC | TM258LF42DT | M258 CTRL ETH/CAN/SL/42DIO | 36272 | 7I | B | IDMST
Programmable | 7 Industry Programmable | Machine automation controllers | MAC | TM262L10MESE8T | Logic ctrl M262 5ns/inst Eth. | 18106 | 7I | A | IDMST
Programmable | 7 Industry Programmable | Machine automation controllers | MAC | TM262L20MESE8T | Logic ctrl M262 3ns/inst Eth. | 29008 | 7I | B | IDMST
Programmable | 7 Industry Programmable | Machine automation controllers | MAC | TM3AI2H | MODULE TM3-2 ANALOG INPUTS HIGH RES. | 5288 | 7I | B | IDMST | 213 | 125 | 105 | 105
Programmable | 7 Industry Programmable | Machine automation controllers | MAC | TM3AI4 | MODULE TM3-4 ANALOG INPUTS | 5728 | 7I | B | IDMST | 205 | 125 | 105 | 105
Programmable | 7 Industry Programmable | Machine automation controllers | MAC | TM3AI4G | MODULE TM3-4 ANALOG INPUTS SPRING | 5728 | 7I | B | IDMST | 195 | 125 | 105 | 105
Programmable | 7 Industry Programmable | Machine automation controllers | MAC | TM3AI8 | MODULE TM3-8 ANALOG INPUTS | 7050 | 7I | B | IDMST | 205 | 125 | 105 | 105
Programmable | 7 Industry Programmable | Machine automation controllers | MAC | TM3AI8G | MODULE TM3-8 ANALOG INPUTS SPRING | 7050 | 7I | B | IDMST | 195 | 125 | 105 | 105
Programmable | 7 Industry Programmable | Machine automation controllers | MAC | TM3AM6 | Module TM3 - 4 AI 2 AO | 7932 | 7I | B | IDMST | 208 | 125 | 105 | 105
Programmable | 7 Industry Programmable | Machine automation controllers | MAC | TM3AM6G | TM3: 4 Ana IN & 2 Ana OUT Spring Term | 7932 | 7I | B | IDMST | 195 | 125 | 105 | 105
Programmable | 7 Industry Programmable | Machine automation controllers | MAC | TM3AQ2 | MODULE TM3-2 ANALOG OUTPUTS | 5288 | 7I | B | IDMST | 210 | 125 | 105 | 105
Programmable | 7 Industry Programmable | Machine automation controllers | MAC | TM3AQ4 | MODULE TM3-4 ANALOG OUTPUTS | 7050 | 7I | B | IDMST | 215 | 125 | 105 | 105
Programmable | 7 Industry Programmable | Machine automation controllers | MAC | TM3AQ4G | MODULE TM3-4 ANALOG OUTPUTS SPRING | 7050 | 7I | B | IDMST | 203 | 125 | 105 | 105
Programmable | 7 Industry Programmable | Machine automation controllers | MAC | TM3BCEIP | Ethernet TM3 Bus Coupler Module | 4548 | 7I | B | IDMST
Programmable | 7 Industry Programmable | Machine automation controllers | MAC | TM3DI16 | MODULE TM3-16 INPUTS | 4408 | 7I | B | IDMST | 212 | 125 | 105 | 105
Programmable | 7 Industry Programmable | Machine automation controllers | MAC | TM3DI16G | MODULE TM3-16 INPUTS SPRING | 4408 | 7I | B | IDMST | 199 | 125 | 105 | 105
Programmable | 7 Industry Programmable | Machine automation controllers | MAC | TM3DI16K | MODULE TM3-16 INPUTS HE10 | 3526 | 7I | B | IDMST | 180 | 125 | 105 | 105
Programmable | 7 Industry Programmable | Machine automation controllers | MAC | TM3DI32K | MODULE TM3-32 INPUTS HE10 | 6169 | 7I | B | IDMST | 219 | 125 | 105 | 105
Programmable | 7 Industry Programmable | Machine automation controllers | MAC | TM3DI8 | MODULE TM3-8 INPUTS | 3085 | 7I | B | IDMST | 216 | 125 | 105 | 105
Programmable | 7 Industry Programmable | Machine automation controllers | MAC | TM3DI8G | MODULE TM3-8 INPUTS SPRING | 3085 | 7I | B | IDMST | 198 | 125 | 105 | 105
Programmable | 7 Industry Programmable | Machine automation controllers | MAC | TM3DM24R | MODULE TM3-24 IO RELAYS | 6169 | 7I | B | IDMST | 266 | 125 | 105 | 105
Programmable | 7 Industry Programmable | Machine automation controllers | MAC | TM3DM24RG | MODULE TM3-24 IO RELAYS SPRING | 6169 | 7I | B | IDMST | 270 | 125 | 105 | 105
Programmable | 7 Industry Programmable | Machine automation controllers | MAC | TM3DM8R | MODULE TM3-8 IO RELAYS | 3085 | 7I | B | IDMST | 230 | 125 | 105 | 105
Programmable | 7 Industry Programmable | Machine automation controllers | MAC | TM3DM8RG | MODULE TM3-8 IO RELAYS SPRING | 3085 | 7I | B | IDMST | 207 | 125 | 105 | 105
Programmable | 7 Industry Programmable | Machine automation controllers | MAC | TM3DQ16R | MODULE TM3-16 OUT RELAYS | 4847 | 7I | B | IDMST | 250 | 125 | 105 | 105
Programmable | 7 Industry Programmable | Machine automation controllers | MAC | TM3DQ16RG | MODULE TM3-16 OUT RELAYS SPRING | 4847 | 7I | B | IDMST | 245 | 125 | 105 | 105
Programmable | 7 Industry Programmable | Machine automation controllers | MAC | TM3DQ16T | MODULE TM3-16 OUT TR.PNP | 4408 | 7I | B | IDMST | 245 | 125 | 105 | 105
Programmable | 7 Industry Programmable | Machine automation controllers | MAC | TM3DQ16TG | MODULE TM3-16 OUT TR.PNP SPRING | 4408 | 7I | B | IDMST | 202 | 125 | 105 | 105
Programmable | 7 Industry Programmable | Machine automation controllers | MAC | TM3DQ16TK | MODULE TM3-16 OUT TR.PNP HE10 | 3526 | 7I | B | IDMST | 175 | 125 | 105 | 105
Programmable | 7 Industry Programmable | Machine automation controllers | MAC | TM3DQ32TK | MODULE TM3-32 OUT TR.PNP HE10 | 6169 | 7I | B | IDMST | 221 | 125 | 105 | 105
Programmable | 7 Industry Programmable | Machine automation controllers | MAC | TM3DQ8RG | MODULE TM3-8 OUT RELAYS SPRING | 3526 | 7I | B | IDMST | 230 | 125 | 105 | 105
Programmable | 7 Industry Programmable | Machine automation controllers | MAC | TM3DQ8T | MODULE TM3-8 OUT TR.PNP | 3085 | 7I | B | IDMST | 216 | 125 | 105 | 105
Programmable | 7 Industry Programmable | Machine automation controllers | MAC | TM3DQ8TG | MODULE TM3-8 OUT TR.PNP SPRING | 3085 | 7I | B | IDMST | 198 | 125 | 105 | 105
Programmable | 7 Industry Programmable | Machine automation controllers | MAC | TM3TI4 | MODULE TM3-4 INPUTS TEMPERATURE | 7050 | 7I | B | IDMST | 211 | 125 | 105 | 105
Programmable | 7 Industry Programmable | Machine automation controllers | MAC | TM3TI4G | MODULE TM3-4 INPUTS TEMPERATURE SPRING | 7050 | 7I | B | IDMST | 202 | 125 | 105 | 105
Programmable | 7 Industry Programmable | Machine automation controllers | MAC | TM3XREC1 | MODULE TM3-BUS RECEIVER | 2646 | 7I | B | IDMST | 168 | 54 | 110 | 110
Programmable | 7 Industry Programmable | Machine automation controllers | MAC | TM3XTRA1 | MODULE TM3-BUS TRANSMITTER | 2646 | 7I | B | IDMST | 162 | 54 | 110 | 110
Programmable | 7 Industry Programmable | Machine automation controllers | MAC | TM5SAI4PH | Mod. 4AI PT100/1000 16 bits | 10628 | 7I | B | IDMST
Programmable | 7 Industry Programmable | Motion Control | MCT | BSH0703P11A2A | BSH MOTOR IEC 70MM 2,8 NM WITH KEY IP50 | 18890 | 4B | B | IDMST
Programmable | 7 Industry Programmable | Motion Control | MCT | BSH1402P21A2A | BSH MOTOR IEC 140MM 19,2 NMWO KEY IP65 S | 43392 | 4B | B | IDMST
Programmable | 7 Industry Programmable | Motion Control | MCT | LXM32AD30N4 | LXM32A CAN RJ45 30A RMS PEAK 3PH 480V | 23774 | 4B | B | IDMST
Programmable | 7 Industry Programmable | Motion Control | MCT | LXM32MD12N4 | LXM32 MODULAR 12A RMS PEAK 3PH 480V | 18608 | 4B | B | IDMST
Programmable | 7 Industry Programmable | Motion Control | MCT | VW3M8102R15 | ENCODER CABLE M23 - RJ45, 1.5M | 1587 | 4B | B | IDMST
Programmable | 7 Industry Programmable | Motion Control | MCT | VW3M8102R50 | ENCODER CABLE M23 - RJ45, 5M | 3491 | 4B | B | IDMST
Configurable | 4b Large building & Electrical Intensive | MV Products Components | MVC | 59286 | COIL MX1 2 XF COIL 100 130VDC AC | 3067 | 7E | A | PPMCP
Configurable | 4b Large building & Electrical Intensive | MV Products Components | MVC | 59290 | MN U COIL 100 130V DC AC | 3388 | 1H | B | PPMCP
Programmable | 7 Industry Programmable | Process automation controllers | ACO | 140CRA31200 | Quantum RIO Drop E/IP 1CH | 43687 | 2S | B | IDPAC | 310 | 50 | 165 | 596
Programmable | 7 Industry Programmable | Process automation controllers | ACO | 140CRA31908 | M580 QTM S908 RIO Drop Adapter | 99957 | 2S | B | IDPAC | 310 | 50 | 165 | 596
Programmable | 7 Industry Programmable | Process automation controllers | ACO | 170AAI03000 | ANALOG INPUT 8 CH.DIFF | 25657 | 2S | B | IDPAC | 260 | 55 | 180 | 398
Programmable | 7 Industry Programmable | Process automation controllers | ACO | 170AAI14000 | ANALOG INPUT 16 CH.SINGLE | 29107 | 2S | B | IDPAC | 260 | 55 | 180 | 345
Programmable | 7 Industry Programmable | Process automation controllers | ACO | 170AAO92100 | ANALOG OUTPUT 4 CH 4-20MA | 25657 | 2S | A | IDPAC | 255 | 55 | 180 | 356
Programmable | 7 Industry Programmable | Process automation controllers | ACO | 170ADI35000 | 32 DI 24VDC | 8839 | 2S | B | IDPAC | 260 | 57 | 182 | 370
Programmable | 7 Industry Programmable | Process automation controllers | ACO | 170ADM35010 | 16 DI/16 DO 24VDC, 0.5A | 10782 | 2S | B | IDPAC | 258 | 58 | 180 | 392
Programmable | 7 Industry Programmable | Process automation controllers | ACO | 170ADM39030 | 10 DI 24VDC/8 RELAY O | 8616 | 2S | B | IDPAC | 260 | 90 | 180 | 514
Programmable | 7 Industry Programmable | Process automation controllers | ACO | 170ADO34000 | 16 DO 24VDC, 0.5A | 8442 | 2S | B | IDPAC | 260 | 57 | 182 | 384
Programmable | 7 Industry Programmable | Process automation controllers | ACO | 170ADO35000 | 24V DC 32PT OUT MDL BASE | 12721 | 2S | A | IDPAC | 257 | 55 | 178 | 386
Programmable | 7 Industry Programmable | Process automation controllers | ACO | 170AMM09000 | 4 AI/2 AO 4 DI/2 DO | 30082 | 2S | B | IDPAC | 260 | 55 | 180 | 392
Programmable | 7 Industry Programmable | Process automation controllers | ACO | 170ANR12090 | 6 ANALOG IN, 4 OUT/ 8 DIGITAL IN, 8 OUT | 38741 | 2S | B | IDPAC | 260 | 55 | 180 | 384
Programmable | 7 Industry Programmable | Process automation controllers | ACO | 170ENT11002 | MOMENTUM ETHERNET COMM ADAPTER | 7285 | 2S | B | IDPAC | 260 | 55 | 180 | 235
Programmable | 7 Industry Programmable | Process automation controllers | ACO | 170INT11000 | IB-S COMM. ADAPTER | 4962 | 2S | B | IDPAC | 258 | 62 | 184 | 186
Programmable | 7 Industry Programmable | Process automation controllers | ACO | 170INT11003 | INTERBUS COMM. ADAPTER SUPI3 | 6453 | 2S | B | IDPAC | 260 | 55 | 180 | 214
Programmable | 7 Industry Programmable | Process automation controllers | ACO | 170MCI00700 | INTERBUS CBL ASSY 11 CM L | 2071 | 2S | B | IDPAC | 180 | 20 | 25 | 45
Programmable | 7 Industry Programmable | Process automation controllers | ACO | 170MCI10001 | INTERBUS S CABLE - 100CM LONG | 2080 | 2S | B | IDPAC | 160 | 15 | 130 | 74
Programmable | 7 Industry Programmable | Process automation controllers | ACO | 170XTS00100 | TB 3P > PU=3 | 1512 | 2S | B | IDPAC | 120 | 20 | 80 | 102
Programmable | 7 Industry Programmable | Process automation controllers | ACO | 170XTS00200 | 3 SPRING TERMINAL BLOCKS | 2167 | 2S | B | IDPAC | 100 | 20 | 80 | 96
Programmable | 7 Industry Programmable | Process automation controllers | ACO | 171CBU98090 | Mom,CPU M1E,Unity,Eth,RS232-R2485,IOBus, | 19047 | 2S | B | IDPAC | 207 | 70 | 110 | 185
Programmable | 7 Industry Programmable | Process automation controllers | ACO | 171CBU98091 | USB, I/OBUS,RS232/485 10/100 Ethernet GD | 20969 | 2S | B | IDPAC | 207 | 70 | 110 | 185
Programmable | 7 Industry Programmable | Process automation controllers | ACO | 490NAA27101 | MODBUS PLUS CABLE 100' | 4006 | 2S | B | IDPAC
Programmable | 7 Industry Programmable | Process automation controllers | ACO | 490NAC0100 | M580 HSBY RJ45 SFP | 2570 | 2S | B | IDPAC
Programmable | 7 Industry Programmable | Process automation controllers | ACO | 490NAC0201 | M580 HSBY SINGLEMODE FO SFP | 3427 | 2S | B | IDPAC
Programmable | 7 Industry Programmable | Process automation controllers | ACO | ABE7CPA31 | ANALOG.BASE 8CHL SUB D25 | 16292 | 2S | B | IDPAC
Programmable | 7 Industry Programmable | Process automation controllers | ACO | ABE7CPA410 | PS WIRING BLOCK FOR ISOLATED ANALOG INP | 11603 | 2S | B | IDPAC
Programmable | 7 Industry Programmable | Process automation controllers | ACO | ABE7CPA412 | WIRING BLOCK FOR 4 TC INPUTS | 9341 | 2S | B | IDPAC
Programmable | 7 Industry Programmable | Process automation controllers | ACO | BMEAHI0812 | Ana 8 In Current Isolated HART | 34203 | 2S | B | IDPAC | 115 | 54 | 110 | 237
Programmable | 7 Industry Programmable | Process automation controllers | ACO | BMEAHO0412 | Ana 4 Out Current Isolated HART | 28594 | 2S | B | IDPAC | 115 | 54 | 110 | 226
Programmable | 7 Industry Programmable | Process automation controllers | ACO | BMECRA31210 | X80 EIO Drop adapter with Eth Bkp | 32737 | 2S | B | IDPAC | 125 | 55 | 110 | 277
Programmable | 7 Industry Programmable | Process automation controllers | ACO | BMEH582040 | M580 HSBY CPU LEVEL 2 FOR R IO | 159073 | 2S | B | IDPAC | 250 | 90 | 175 | 1225
Programmable | 7 Industry Programmable | Process automation controllers | ACO | BMEH584040 | M580 HSBY CPU LEVEL 4 FOR R IO | 210951 | 2S | B | IDPAC | 250 | 90 | 175 | 1225
Programmable | 7 Industry Programmable | Process automation controllers | ACO | BMEH584040K | M580 LEVEL4 HSBY CPU KIT | 401229 | 2S | B | IDPAC | 400 | 150 | 300 | 3200
Programmable | 7 Industry Programmable | Process automation controllers | ACO | BMENOC0301 | M580 Ethernet Comm Module | 31706 | 2S | A | IDPAC | 118 | 53 | 110 | 277
Programmable | 7 Industry Programmable | Process automation controllers | ACO | BMENOC0311 | M580 FactoryCast Eth Mod. | 32451 | 2S | B | IDPAC | 118 | 53 | 110 | 277
Programmable | 7 Industry Programmable | Process automation controllers | ACO | BMENOC0321 | M580 NOC Control | 33929 | 2S | A | IDPAC | 118 | 53 | 110 | 277
Programmable | 7 Industry Programmable | Process automation controllers | ACO | BMENOS0300 | Mx80 Network Option Switch | 12363 | 2S | B | IDPAC | 125 | 55 | 110 | 277
Programmable | 7 Industry Programmable | Process automation controllers | ACO | BMENUA0100 | X80 OPC UA Module | 32664 | 2S | B | IDPAC
Programmable | 7 Industry Programmable | Process automation controllers | ACO | BMEP581020 | M580 processor level 1 for D IOs | 48041 | 2S | B | IDPAC | 260 | 95 | 180 | 1225
Programmable | 7 Industry Programmable | Process automation controllers | ACO | BMEP582020 | M580 processor level 2 for D IOs | 89911 | 2S | B | IDPAC | 260 | 95 | 180 | 1225
Programmable | 7 Industry Programmable | Process automation controllers | ACO | BMEP582040 | M580 processor level 2 for D & R IOs | 94691 | 2S | B | IDPAC | 260 | 95 | 180 | 1225
Programmable | 7 Industry Programmable | Process automation controllers | ACO | BMEP582040S | CPU M580 SIL3 - L2 | 112097 | 2S | B | IDPAC
Programmable | 7 Industry Programmable | Process automation controllers | ACO | BMEP583020 | M580 processor level 3 for D IOs | 120098 | 2S | B | IDPAC | 260 | 95 | 180 | 1225
Programmable | 7 Industry Programmable | Process automation controllers | ACO | BMEP583040 | M580 processor level 3 for D&R IOs | 148996 | 2S | B | IDPAC | 260 | 95 | 180 | 1225
Programmable | 7 Industry Programmable | Process automation controllers | ACO | BMEP584020 | M580 processor level 4 for D IOs | 205513 | 2S | B | IDPAC | 260 | 95 | 180 | 1225
Programmable | 7 Industry Programmable | Process automation controllers | ACO | BMEP584040 | M580 processor level 4 for D&R IOs | 199831 | 2S | B | IDPAC | 260 | 95 | 180 | 1225
Programmable | 7 Industry Programmable | Process automation controllers | ACO | BMEP585040 | M580 PROCESSOR LEVEL 5 FOR R IO | 298220 | 2S | B | IDPAC | 250 | 90 | 175 | 895
Programmable | 7 Industry Programmable | Process automation controllers | ACO | BMEP586040 | M580 PROCESSOR LEVEL 6 FOR R IO | 304184 | 2S | B | IDPAC | 250 | 90 | 175 | 1225
Programmable | 7 Industry Programmable | Process automation controllers | ACO | BMEP58CPROS3 | COPROCESSOR M580 SIL3 | 16308 | 2S | B | IDPAC | 260 | 95 | 180 | 895
Programmable | 7 Industry Programmable | Process automation controllers | ACO | BMEXBP0400 | 4 slots Eth backplane | 5414 | 2S | B | IDPAC | 326 | 68 | 154 | 712
Programmable | 7 Industry Programmable | Process automation controllers | ACO | BMEXBP0602 | 6 SLOTS ETHERNET BACKPLANE DUAL PS | 9011 | 2S | B | IDPAC | 450 | 65 | 155 | 1011
Programmable | 7 Industry Programmable | Process automation controllers | ACO | BMEXBP0800 | 8 slots Eth backplane | 7240 | 2S | B | IDPAC | 455 | 65 | 155 | 910
Programmable | 7 Industry Programmable | Process automation controllers | ACO | BMEXBP0800H | 8 slots hardened Eth bkp | 8596 | 2S | B | IDPAC
Programmable | 7 Industry Programmable | Process automation controllers | ACO | BMEXBP1002 | 10 SLOTS ETHERNET BACKPLANE DUAL PS | 22281 | 2S | B | IDPAC | 580 | 65 | 150 | 1220
Programmable | 7 Industry Programmable | Process automation controllers | ACO | BMEXBP1200 | 12 slots Eth backplane | 10307 | 2S | B | IDPAC | 570 | 65 | 155 | 1220
Programmable | 7 Industry Programmable | Process automation controllers | ACO | BMXAMI0410 | ANA 4 U/I IN ISOLATED HIGH SPEED | 16127 | 2S | B | IDPAC | 118 | 56 | 110 | 176
Programmable | 7 Industry Programmable | Process automation controllers | ACO | BMXAMI0800 | Ana 8 U/I In No Isol Fast | 16231 | 2S | B | IDPAC | 120 | 55 | 110 | 186
Programmable | 7 Industry Programmable | Process automation controllers | ACO | BMXAMI0810 | Ana 8 U/I In Isolated Fast | 19075 | 2S | B | IDPAC | 118 | 56 | 114 | 164
Programmable | 7 Industry Programmable | Process automation controllers | ACO | BMXAMM0600 | ANA 4 IN U/I 2 OUT U/I | 17089 | 2S | B | IDPAC | 115 | 55 | 110 | 151
Programmable | 7 Industry Programmable | Process automation controllers | ACO | BMXAMO0410 | Ana 4 U/I Out Isolated | 17604 | 2S | B | IDPAC | 120 | 55 | 110 | 226
Programmable | 7 Industry Programmable | Process automation controllers | ACO | BMXAMO0410H | Ana 4 U/I Out Isolated (Hardened) | 20954 | 2S | B | IDPAC
Programmable | 7 Industry Programmable | Process automation controllers | ACO | BMXAMO0802 | Ana 8 Current Out No Isol | 21379 | 2S | B | IDPAC | 120 | 55 | 110 | 226
Programmable | 7 Industry Programmable | Process automation controllers | ACO | BMXART0414 | ANA 4 TC/RTD ISOLATED IN | 20311 | 2S | B | IDPAC | 115 | 55 | 110 | 169
Programmable | 7 Industry Programmable | Process automation controllers | ACO | BMXART0814 | ANA 8 TC/RTD ISOLATED IN | 32343 | 2S | B | IDPAC | 115 | 55 | 110 | 215
Programmable | 7 Industry Programmable | Process automation controllers | ACO | BMXCPS2000 | STANDARD AC POWER SUPPLY | 7788 | 2S | A | IDPAC | 160 | 135 | 155 | 437
Programmable | 7 Industry Programmable | Process automation controllers | ACO | BMXCPS2010 | STANDARD ISOL DC POWER SUPPLY | 8148 | 2S | A | IDPAC | 156 | 134 | 154 | 426
Programmable | 7 Industry Programmable | Process automation controllers | ACO | BMXCPS3020 | HIGH POWER ISOL 24TO48 VDC POWER SUPPLY | 15353 | 2S | A | IDPAC | 156 | 134 | 154 | 474
Programmable | 7 Industry Programmable | Process automation controllers | ACO | BMXCPS3020H | H HIGH POWER ISOL 24TO48 VDC POWER | 20389 | 2S | B | IDPAC | 159 | 138 | 157 | 485
Programmable | 7 Industry Programmable | Process automation controllers | ACO | BMXCPS3500 | HIGH POWER AC POWER SUPPLY | 15266 | 2S | A | IDPAC | 155 | 140 | 155 | 485
Programmable | 7 Industry Programmable | Process automation controllers | ACO | BMXCPS4002 | REDUNDANT HP AC POWER SUPPLY | 36812 | 2S | B | IDPAC | 250 | 90 | 180 | 640
Programmable | 7 Industry Programmable | Process automation controllers | ACO | BMXCPS4002S | REDUNDANT HP AC POWER SUPPLY SIL3 | 54646 | 2S | B | IDPAC | 250 | 90 | 180 | 640
Programmable | 7 Industry Programmable | Process automation controllers | ACO | BMXCPS4022 | REDUNDANT HP 24-48 VDC POWER SUPPLY | 26241 | 2S | B | IDPAC
Programmable | 7 Industry Programmable | Process automation controllers | ACO | BMXCRA31200 | X80 RIO Drop E/IP STD | 21703 | 2S | B | IDPAC | 125 | 55 | 110 | 237
Programmable | 7 Industry Programmable | Process automation controllers | ACO | BMXCRA31210 | X80 RIO Drop E/IP Perf | 31811 | 2S | B | IDPAC | 125 | 55 | 110 | 277
Programmable | 7 Industry Programmable | Process automation controllers | ACO | BMXDAI0805 | Dig 8 IN 220 Vac | 5240 | 2S | B | IDPAC | 120 | 55 | 110 | 225
Programmable | 7 Industry Programmable | Process automation controllers | ACO | BMXDAI1602 | DIG 16 IN 24VAC/24VDC SOURCE | 7581 | 2S | B | IDPAC | 117 | 54 | 112 | 170
Programmable | 7 Industry Programmable | Process automation controllers | ACO | BMXDAI1604 | DIG 16I 100 TO 120 VAC | 7168 | 2S | A | IDPAC | 120 | 60 | 110 | 156
Programmable | 7 Industry Programmable | Process automation controllers | ACO | BMXDAI1615 | DIG 16X1 SUPERVISED IN 200 TO 240 VAC | 7859 | 2S | B | IDPAC
Programmable | 7 Industry Programmable | Process automation controllers | ACO | BMXDAO1605 | DIG 16 OUT TRIACS | 13704 | 2S | B | IDPAC | 120 | 55 | 110 | 218
Programmable | 7 Industry Programmable | Process automation controllers | ACO | BMXDDI1602 | DIG 16I 24 VDC SINK | 5901 | 2S | A | IDPAC | 120 | 55 | 110 | 156
Programmable | 7 Industry Programmable | Process automation controllers | ACO | BMXDDI3202K | DIG 32I 24 VDC SINK | 11284 | 2S | A | IDPAC | 115 | 55 | 110 | 154
Programmable | 7 Industry Programmable | Process automation controllers | ACO | BMXDDI6402K | DIG 64I 24 VDC SINK | 17733 | 2S | A | IDPAC | 110 | 55 | 115 | 191
Programmable | 7 Industry Programmable | Process automation controllers | ACO | BMXDDM16022 | DIG 8I 24VDC 8Q SOURCE TR | 8237 | 2S | B | IDPAC | 120 | 55 | 110 | 218
Programmable | 7 Industry Programmable | Process automation controllers | ACO | BMXDDM3202K | DIG 16I 24VDC 16Q SOUR TR | 15431 | 2S | B | IDPAC | 115 | 55 | 110 | 140
Programmable | 7 Industry Programmable | Process automation controllers | ACO | BMXDDO1602 | DIG 16Q TRANS SOURCE 0.5A | 7128 | 2S | A | IDPAC | 120 | 55 | 110 | 158
Programmable | 7 Industry Programmable | Process automation controllers | ACO | BMXDDO1612 | DIG 16 OUT TRANS SINK | 7196 | 2S | B | IDPAC | 115 | 55 | 110 | 148
Programmable | 7 Industry Programmable | Process automation controllers | ACO | BMXDDO3202K | DIG 32Q TRANS SOURCE 0.1A | 13742 | 2S | A | IDPAC | 115 | 55 | 120 | 152
Programmable | 7 Industry Programmable | Process automation controllers | ACO | BMXDDO6402K | DIG 64Q TRANS SOURCE 0.1A | 22085 | 2S | A | IDPAC | 116 | 56 | 112 | 194
Programmable | 7 Industry Programmable | Process automation controllers | ACO | BMXDRA1605 | DIG 16Q RELAYS | 9399 | 2S | B | IDPAC | 118 | 56 | 112 | 182
Programmable | 7 Industry Programmable | Process automation controllers | ACO | BMXEHC0200 | HIGH SPEED COUNTER 2 CH | 17229 | 2S | B | IDPAC | 115 | 55 | 110 | 182
Programmable | 7 Industry Programmable | Process automation controllers | ACO | BMXEHC0800 | HIGH SPEED COUNTER 8 CH | 27543 | 2S | B | IDPAC | 115 | 55 | 110 | 144
Programmable | 7 Industry Programmable | Process automation controllers | ACO | BMXFCA150 | ANALOG 1M5 CONNECTING CABLE | 2080 | 2S | B | IDPAC | 230 | 30 | 190 | 332
Programmable | 7 Industry Programmable | Process automation controllers | ACO | BMXFCA152 | TEMPERATURE 1M5 CONNECTING CABLE | 2089 | 2S | B | IDPAC | 250 | 35 | 205 | 284
Programmable | 7 Industry Programmable | Process automation controllers | ACO | BMXFCA300 | ANALOG 3M CONNECTING CABLE | 2442 | 2S | B | IDPAC | 250 | 40 | 230 | 495
Programmable | 7 Industry Programmable | Process automation controllers | ACO | BMXFCA302 | TEMPERATURE 3M CONNECTING CABLE | 2442 | 2S | B | IDPAC | 237 | 46 | 215 | 480
Programmable | 7 Industry Programmable | Process automation controllers | ACO | BMXFCC203 | FCN TO 2 HE 2M CONNECTING CABLE | 2255 | 2S | A | IDPAC | 213 | 56 | 208 | 642
Programmable | 7 Industry Programmable | Process automation controllers | ACO | BMXFCC303 | FCN TO 2 HE 3M CONNECTING CABLE | 2475 | 2S | A | IDPAC | 237 | 52 | 229 | 942
Programmable | 7 Industry Programmable | Process automation controllers | ACO | BMXFCC503 | FCN TO 2 HE 5M CONNECTING CABLE | 3819 | 2S | B | IDPAC | 290 | 50 | 270 | 1547
Programmable | 7 Industry Programmable | Process automation controllers | ACO | BMXFCW1003 | FCN 2 X 20 WIRE 10M CABLE | 5411 | 2S | B | IDPAC | 260 | 260 | 95 | 3007
Programmable | 7 Industry Programmable | Process automation controllers | ACO | BMXFCW301S | FCN 20 WIRE 3M SHIELDED CABLE | 2002 | 2S | B | IDPAC | 240 | 30 | 240 | 419
Programmable | 7 Industry Programmable | Process automation controllers | ACO | BMXFCW303 | FCN 2 X 20 WIRE 3M CABLE | 1982 | 2S | A | IDPAC | 262 | 49 | 212 | 926
Programmable | 7 Industry Programmable | Process automation controllers | ACO | BMXFCW501S | FCN 20 WIRE 5M SHIELDED CABLE | 3416 | 2S | B | IDPAC | 250 | 30 | 240 | 656
Programmable | 7 Industry Programmable | Process automation controllers | ACO | BMXFCW503 | FCN 2 X 20 WIRE 5M CABLE | 3416 | 2S | A | IDPAC | 276 | 73 | 249 | 1502
Programmable | 7 Industry Programmable | Process automation controllers | ACO | BMXFTA150 | 1.5m cord Ana 28-way | 2123 | 2S | A | IDPAC | 210 | 40 | 210 | 391
Programmable | 7 Industry Programmable | Process automation controllers | ACO | BMXFTA152 | 1.5m cord Ana 20-way | 1935 | 2S | B | IDPAC | 210 | 40 | 210 | 374
Programmable | 7 Industry Programmable | Process automation controllers | ACO | BMXFTA300 | 3m cord Ana 28-way | 2509 | 2S | A | IDPAC | 245 | 56 | 239 | 622
Programmable | 7 Industry Programmable | Process automation controllers | ACO | BMXFTA302 | 3m cord Ana 20-way | 2326 | 2S | B | IDPAC | 210 | 40 | 210 | 500
Programmable | 7 Industry Programmable | Process automation controllers | ACO | BMXFTB2000 | CAGED TERMINAL STRIP 20 POINTS | 837 | 2S | A | IDPAC | 108 | 38 | 44 | 110
Programmable | 7 Industry Programmable | Process automation controllers | ACO | BMXFTB2010 | SCREW TERMINAL STRIP 20 POINTS | 1015 | 2S | A | IDPAC | 115 | 40 | 50 | 96
Programmable | 7 Industry Programmable | Process automation controllers | ACO | BMXFTB2020 | SPRING TERMINAL STRIP 20 POINTS | 846 | 2S | B | IDPAC | 111 | 37 | 42 | 82
Programmable | 7 Industry Programmable | Process automation controllers | ACO | BMXFTB2800 | CAGED TERMINAL STRIP 28 POINTS | 1020 | 2S | A | IDPAC | 102 | 48 | 54 | 146
Programmable | 7 Industry Programmable | Process automation controllers | ACO | BMXFTB2820 | SPRING TERMINAL STRIP 28 POINTS | 968 | 2S | A | IDPAC | 110 | 30 | 50 | 84
Programmable | 7 Industry Programmable | Process automation controllers | ACO | BMXFTB4000 | CAGED TERMINAL STRIP 40 POINTS | 1307 | 2S | B | IDPAC
Programmable | 7 Industry Programmable | Process automation controllers | ACO | BMXFTB4020 | SPRING TERMINAL STRIP 40 POINTS | 1320 | 2S | B | IDPAC
Programmable | 7 Industry Programmable | Process automation controllers | ACO | BMXFTW301 | FTB 20 WIRE 3M CABLE | 1234 | 2S | A | IDPAC | 221 | 56 | 220 | 512
Programmable | 7 Industry Programmable | Process automation controllers | ACO | BMXFTW301S | FTB 20 WIRE 3M SHIELDED CABLE | 1993 | 2S | A | IDPAC | 260 | 41 | 245 | 474
Programmable | 7 Industry Programmable | Process automation controllers | ACO | BMXFTW308S | 28-wire preformed shielded FTB cable 3m | 2112 | 2S | A | IDPAC | 248 | 67 | 243 | 562
Programmable | 7 Industry Programmable | Process automation controllers | ACO | BMXFTW501 | FTB 20 WIRE 5M CABLE | 1569 | 2S | B | IDPAC | 265 | 30 | 250 | 812
Programmable | 7 Industry Programmable | Process automation controllers | ACO | BMXFTW501S | FTB 20 WIRE 5M SHIELDED CABLE | 2408 | 2S | B | IDPAC | 230 | 35 | 220 | 660
Programmable | 7 Industry Programmable | Process automation controllers | ACO | BMXFTW505 | FTB 40 WIRE 5M CABLE | 3781 | 2S | B | IDPAC
Programmable | 7 Industry Programmable | Process automation controllers | ACO | BMXFTW508S | 28-wire preformed shielded FTB cable 5m | 3101 | 2S | B | IDPAC | 230 | 40 | 230 | 750
Programmable | 7 Industry Programmable | Process automation controllers | ACO | BMXNOC0401 | EtherNet/IP & Modbus TCP M340 Module | 28844 | 2S | A | IDPAC | 120 | 55 | 110 | 219
Programmable | 7 Industry Programmable | Process automation controllers | ACO | BMXNOE0100 | ETHERNET 10/100 RJ45 | 34287 | 2S | A | IDPAC | 120 | 55 | 110 | 247
Programmable | 7 Industry Programmable | Process automation controllers | ACO | BMXNOE0110 | M340 FACTORYCAST MODULE | 40983 | 2S | B | IDPAC | 115 | 55 | 110 | 247
Programmable | 7 Industry Programmable | Process automation controllers | ACO | BMXNOM0200 | BUS MODULE 2 RS485/232 PORTS | 20936 | 2S | B | IDPAC | 115 | 55 | 110 | 257
Programmable | 7 Industry Programmable | Process automation controllers | ACO | BMXNRP0200 | Fiber Converter MM/LC 2CH 100Mb | 18689 | 2S | B | IDPAC | 125 | 55 | 110 | 244
Programmable | 7 Industry Programmable | Process automation controllers | ACO | BMXNRP0201 | Fiber Converter SM/LC 2CH 100Mb | 17048 | 2S | B | IDPAC | 130 | 60 | 110 | 246
Programmable | 7 Industry Programmable | Process automation controllers | ACO | BMXP341000 | CPU340-10 MODBUS | 12371 | 2S | A | IDPAC | 120 | 55 | 110 | 237
Programmable | 7 Industry Programmable | Process automation controllers | ACO | BMXP342000 | CPU340-20 MODBUS | 18907 | 2S | B | IDPAC | 115 | 55 | 110 | 237
Programmable | 7 Industry Programmable | Process automation controllers | ACO | BMXP3420102 | CPU340-20 MODBUS CANOPEN2 | 29708 | 2S | B | IDPAC | 115 | 55 | 110 | 252
Programmable | 7 Industry Programmable | Process automation controllers | ACO | BMXP342020 | CPU340-20 MODBUS ETHERNET | 37637 | 2S | A | IDPAC | 118 | 56 | 112 | 246
Programmable | 7 Industry Programmable | Process automation controllers | ACO | BMXP342020H | H CPU340-20 MODBUS ETHERNET | 39783 | 2S | B | IDPAC | 115 | 55 | 110 | 252
Programmable | 7 Industry Programmable | Process automation controllers | ACO | BMXP3420302 | CPU340-20 ETHERNET CANOPEN2 | 47365 | 2S | B | IDPAC | 115 | 55 | 110 | 246
Programmable | 7 Industry Programmable | Process automation controllers | ACO | BMXPRA0100 | Peripheral Remote IO Adaptor | 23990 | 2S | B | IDPAC | 120 | 55 | 110 | 256
Programmable | 7 Industry Programmable | Process automation controllers | ACO | BMXRMS004GPF | 4Go Memory card for M580 CPU | 14049 | 2S | B | IDPAC | 140 | 10 | 120 | 30
Programmable | 7 Industry Programmable | Process automation controllers | ACO | BMXRMS008MP | MEM CARD 8 MB | 3436 | 2S | B | IDPAC | 140 | 10 | 120 | 29
Programmable | 7 Industry Programmable | Process automation controllers | ACO | BMXRMS008MPF | MEM CARD 8MB FILES 16MB | 10616 | 2S | B | IDPAC | 140 | 10 | 120 | 29
Programmable | 7 Industry Programmable | Process automation controllers | ACO | BMXRMS128MPF | MEM CARD 8MB & FILES 128MB | 11936 | 2S | B | IDPAC | 142 | 6 | 121 | 29
Programmable | 7 Industry Programmable | Process automation controllers | ACO | BMXSAI0410 | X80 ANALOG 4I SIL3 4-20 MA | 64599 | 2S | B | IDPAC | 207 | 70 | 110 | 306
Programmable | 7 Industry Programmable | Process automation controllers | ACO | BMXSDI1602 | X80 DIG 16I SIL3 24VDC SINK | 60287 | 2S | B | IDPAC | 207 | 70 | 110 | 308
Programmable | 7 Industry Programmable | Process automation controllers | ACO | BMXSDO0802 | X80 DIG 8Q SIL3 24VDC SOURCE 0,5A | 46102 | 2S | B | IDPAC | 207 | 70 | 110 | 312
Programmable | 7 Industry Programmable | Process automation controllers | ACO | BMXXBC008K | BACKPLANE EXTENSION CABLE 0.8M | 1881 | 2S | B | IDPAC | 200 | 30 | 180 | 163
Programmable | 7 Industry Programmable | Process automation controllers | ACO | BMXXBC015K | BACKPLANE EXTENSION CABLE 1.5M | 2820 | 2S | B | IDPAC | 220 | 40 | 220 | 244
Programmable | 7 Industry Programmable | Process automation controllers | ACO | BMXXBC030K | BACKPLANE EXTENSION CABLE 3M | 2656 | 2S | B | IDPAC | 250 | 40 | 240 | 422
Programmable | 7 Industry Programmable | Process automation controllers | ACO | BMXXBC050K | BACKPLANE EXTENSION CABLE 5M | 6105 | 2S | B | IDPAC | 300 | 30 | 300 | 682
Programmable | 7 Industry Programmable | Process automation controllers | ACO | BMXXBE1000 | STANDARD BACKPLANE EXTENDER | 11222 | 2S | A | IDPAC | 115 | 55 | 110 | 178
Programmable | 7 Industry Programmable | Process automation controllers | ACO | BMXXBE2005 | BACKPLANE EXTENDER KIT | 20011 | 2S | A | IDPAC | 225 | 67 | 205 | 651
Programmable | 7 Industry Programmable | Process automation controllers | ACO | BMXXBP0400 | 4 SLOTS BACKPLANE | 2820 | 2S | B | IDPAC | 326 | 68 | 154 | 682
Programmable | 7 Industry Programmable | Process automation controllers | ACO | BMXXBP0600 | 6 SLOTS BACKPLANE | 4204 | 2S | B | IDPAC | 395 | 70 | 160 | 963
Programmable | 7 Industry Programmable | Process automation controllers | ACO | BMXXBP0800 | 8 SLOTS BACKPLANE | 5604 | 2S | B | IDPAC | 456 | 68 | 154 | 1016
Programmable | 7 Industry Programmable | Process automation controllers | ACO | BMXXBP1200 | 12 SLOTS BACKPLANE | 9399 | 2S | B | IDPAC | 582 | 66 | 153 | 1345
Programmable | 7 Industry Programmable | Process automation controllers | ACO | BMXXCAUSBH018 | USB GROUNDED CABLE 1M8 | 3842 | 2S | B | IDPAC | 160 | 25 | 35 | 53
Programmable | 7 Industry Programmable | Process automation controllers | ACO | BMXXEM010 | 5 PROTECTIVE COVERS | 1610 | 2S | A | IDPAC | 170 | 30 | 110 | 99
Programmable | 7 Industry Programmable | Process automation controllers | ACO | BMXXTSHSC20 | HSC CONNECTOR KIT | 846 | 2S | B | IDPAC | 130 | 20 | 80 | 23
Programmable | 7 Industry Programmable | Process automation controllers | ACO | MCSESM043F23F0 | Modicon Managed Switch 4TX | 13029 | 2S | B | IDPAC
Programmable | 7 Industry Programmable | Process automation controllers | ACO | MCSESM063F2CS0 | Modicon Managed Switch 4TX/2FX-SM | 30155 | 2S | B | IDPAC
Programmable | 7 Industry Programmable | Process automation controllers | ACO | MCSESM063F2CU0 | Modicon Managed Switch 4TX/2FX-MM | 21344 | 2S | B | IDPAC
Programmable | 7 Industry Programmable | Process automation controllers | ACO | MCSESM083F23F0 | Modicon Managed Switch 8TX | 22213 | 2S | B | IDPAC
Programmable | 7 Industry Programmable | Process automation controllers | ACO | MCSESM103F2CS0 | Modicon Managed Switch 8TX/2FX-SM | 38965 | 2S | B | IDPAC
Programmable | 7 Industry Programmable | Process automation controllers | ACO | MCSESM103F2CU0 | Modicon Managed Switch 8TX/2FX-MM | 35615 | 2S | B | IDPAC
Programmable | 7 Industry Programmable | Process automation controllers | ACO | MCSESM123F2LG0 | Modicon Managed Switch 8TX/4SFP-Gbit | 34622 | 2S | B | IDPAC
Programmable | 7 Industry Programmable | Process automation controllers | ACO | PMESWT0100 | System Weighing Transmitter 1 Channel | 42862 | 2S | B | IDPAC | 170 | 72 | 134 | 270
Programmable | 7 Industry Programmable | Process automation controllers | ACO | STBACI0320K | ANALOG C IN 4CH,4-20MA KIT CONNS,BASE | 8150 | 2S | A | IDPAC | 130 | 27 | 80 | 146
Programmable | 7 Industry Programmable | Process automation controllers | ACO | STBACI1225K | ANALOG C IN 2CHBASIC4-20AKIT CONNS,BASE | 4265 | 2S | A | IDPAC | 124 | 28 | 78 | 136
Programmable | 7 Industry Programmable | Process automation controllers | ACO | STBACI1230K | ANALOG C IN 2CH 0-20MA KIT CONNS,BASE | 4938 | 2S | B | IDPAC | 130 | 27 | 80 | 137
Programmable | 7 Industry Programmable | Process automation controllers | ACO | STBACI1400K | ANALOG C IN 8CH KIT CONNS,BASE | 10219 | 2S | A | IDPAC | 130 | 27 | 80 | 146
Programmable | 7 Industry Programmable | Process automation controllers | ACO | STBACO0220K | ANALOG C OUT 2CH 16 BIT KIT CONNS, BASE | 6495 | 2S | A | IDPAC | 130 | 27 | 80 | 141
Programmable | 7 Industry Programmable | Process automation controllers | ACO | STBACO1210K | ANALOG C OUT 2CH 0-20MA KIT CONNS,BASE | 4807 | 2S | B | IDPAC | 130 | 27 | 80 | 134
Programmable | 7 Industry Programmable | Process automation controllers | ACO | STBACO1225K | ANALOG C OUT 2CHBASIC4-20 KIT CONNS,BASE | 4265 | 2S | B | IDPAC | 130 | 27 | 80 | 136
Programmable | 7 Industry Programmable | Process automation controllers | ACO | STBART0200K | ANALOG IN 2CH RTD/TC/MV KIT CONNS,BASE | 8750 | 2S | B | IDPAC | 130 | 25 | 80 | 135
Programmable | 7 Industry Programmable | Process automation controllers | ACO | STBCPS2111K | AUX POWER SUPPLY KIT CONN,BASE | 3847 | 2S | B | IDPAC | 130 | 25 | 80 | 135
Programmable | 7 Industry Programmable | Process automation controllers | ACO | STBDDI3230K | 24VDC IN 2PT KIT CONNS, | 1222 | 2S | B | IDPAC | 130 | 27 | 80 | 135
Programmable | 7 Industry Programmable | Process automation controllers | ACO | STBDDI3610K | 24VDC IN 6PT KIT CONNS,BASE | 1642 | 2S | B | IDPAC | 130 | 27 | 80 | 133
Programmable | 7 Industry Programmable | Process automation controllers | ACO | STBDDI3725 | 24VDC IN 16PT SINK BASIC 2 WIRE | 2585 | 2S | B | IDPAC | 130 | 30 | 65 | 96
Programmable | 7 Industry Programmable | Process automation controllers | ACO | STBDDI3725KC | Basic digital input kit STB - 24 V DC - | 3557 | 2S | B | IDPAC | 126 | 38 | 78 | 188
Programmable | 7 Industry Programmable | Process automation controllers | ACO | STBDDI3725KS | 24VDC IN 16PT BASIC KIT SCREW,BASE | 3749 | 2S | A | IDPAC | 130 | 35 | 80 | 206
Programmable | 7 Industry Programmable | Process automation controllers | ACO | STBDDO3600K | 24VDC OUT 6PT KIT CONNS,BASE | 1861 | 2S | B | IDPAC | 130 | 27 | 80 | 135
Programmable | 7 Industry Programmable | Process automation controllers | ACO | STBDDO3705 | 24VDC OUT 16PT SOURCE BASIC 0.5A | 3205 | 2S | B | IDPAC | 130 | 30 | 60 | 102
Programmable | 7 Industry Programmable | Process automation controllers | ACO | STBDDO3705KC | 24VDC OUT 16PT BASIC KIT CLAMP,BASE | 4067 | 2S | B | IDPAC | 131 | 38 | 81 | 194
Programmable | 7 Industry Programmable | Process automation controllers | ACO | STBDDO3705KS | 24VDC OUT 16PT BASIC KIT SCREW,BASE | 4193 | 2S | A | IDPAC | 130 | 35 | 80 | 206
Programmable | 7 Industry Programmable | Process automation controllers | ACO | STBDRA3290K | RELAY OUT 2PT 7A 24V KIT CONNS,BASE | 2151 | 2S | B | IDPAC | 130 | 35 | 80 | 198
Programmable | 7 Industry Programmable | Process automation controllers | ACO | STBDRC3210K | output kit STB - 24 V 115..230 V AC DC - | 1465 | 2S | B | IDPAC | 130 | 27 | 80 | 147
Programmable | 7 Industry Programmable | Process automation controllers | ACO | STBEPI2145K | TESYS TYPE U 12IN/8OUT KIT WITH BASE | 3710 | 2S | B | IDPAC | 130 | 35 | 80 | 159
Programmable | 7 Industry Programmable | Process automation controllers | ACO | STBNCO2212 | CANOPEN NIM STANDARD | 5640 | 2S | B | IDPAC | 130 | 25 | 80 | 135
Programmable | 7 Industry Programmable | Process automation controllers | ACO | STBNDP2212 | PROFIBUS DP NIM STANDARD | 6408 | 2S | B | IDPAC | 130 | 25 | 80 | 135
Programmable | 7 Industry Programmable | Process automation controllers | ACO | STBNIP2212 | ETHERNET MB TCP/IP NIM STD | 6667 | 2S | A | IDPAC | 126 | 46 | 72 | 172
Programmable | 7 Industry Programmable | Process automation controllers | ACO | STBNIP2311 | Dual-port Ethernet MB/TCP NIM Standard | 10907 | 2S | A | IDPAC | 130 | 25 | 80 | 135
Programmable | 7 Industry Programmable | Process automation controllers | ACO | STBPDT3100K | 24VDC PDM STANDARD KIT CONNS,BASE | 1934 | 2S | A | IDPAC | 136 | 28 | 84 | 150
Programmable | 7 Industry Programmable | Process automation controllers | ACO | STBXBA3000 | I/O BASE SIZE3 | 770 | 2S | B | IDPAC | 130 | 35 | 50 | 60
Programmable | 7 Industry Programmable | Process automation controllers | ACO | STBXBE1100K | EOS MODULE PREF DEVICES KIT CONNS,BASE | 1784 | 2S | B | IDPAC | 130 | 25 | 80 | 135
Programmable | 7 Industry Programmable | Process automation controllers | ACO | STBXBE1300K | BOS MODULE PREF DEVICES KIT CONNS,BASE | 4162 | 2S | B | IDPAC | 130 | 25 | 80 | 135
Programmable | 7 Industry Programmable | Process automation controllers | ACO | STBXCA1002 | 1.0M BUS EXTENSION CABLE | 878 | 2S | B | IDPAC | 220 | 20 | 130 | 85
Programmable | 7 Industry Programmable | Process automation controllers | ACO | STBXMP1100 | TERMINATION PLATE - SPARE | 551 | 2S | B | IDPAC | 130 | 25 | 80 | 135
Programmable | 7 Industry Programmable | Process automation controllers | ACO | STBXMP4440 | MEMORY CARD 32K | 430 | 2S | B | IDPAC | 275 | 5 | 200 | 20
Programmable | 7 Industry Programmable | Process automation controllers | ACO | STBXTS1180 | 18 PT I/O SCREW CONN KIT QTY 2 | 389 | 2S | B | IDPAC | 160 | 15 | 120 | 51
Programmable | 7 Industry Programmable | Process automation controllers | ACO | TCSEAAF1LFS00 | ConneXium Fiber module SFP-LX/LC MM SM | 10121 | 2S | B | IDPAC | 170 | 40 | 125 | 90
Programmable | 7 Industry Programmable | Process automation controllers | ACO | TCSEAAF1LFU00 | ConneXium Fiber module SFP-SX/LC MM | 5618 | 2S | B | IDPAC | 78 | 28 | 57 | 90
Programmable | 7 Industry Programmable | Process automation controllers | ACO | TCSECE3M3M1S4 | Ethernet Cable 1M Cat 5E w/RJ45 - CE | 995 | 2S | B | IDPAC
Programmable | 7 Industry Programmable | Process automation controllers | ACO | TCSECE3M3M2S4 | Ethernet Cable 2M Cat 5E w/RJ45 - CE | 1244 | 2S | B | IDPAC
Programmable | 7 Industry Programmable | Process automation controllers | ACO | TCSEGDB23F24FA | M340 Modbus Plus Proxy | 28004 | 2S | B | IDPAC | 260 | 60 | 180 | 701
Programmable | 7 Industry Programmable | Process automation controllers | ACO | TCSEGPA23F14F | Profibus Remote Master | 33450 | 2S | A | IDPAC | 260 | 57 | 182 | 620
Programmable | 7 Industry Programmable | Process automation controllers | ACO | TCSEGPA23F14FK | H Profibus Remote Master | 45475 | 2S | B | IDPAC | 260 | 57 | 182 | 640
Programmable | 7 Industry Programmable | Process automation controllers | ACO | TCSESB083F23F0 | ConneXium B-Managed Switch - 8TX | 12999 | 2S | B | IDPAC | 240 | 65 | 160 | 444
Programmable | 7 Industry Programmable | Process automation controllers | ACO | TCSESB083F2CU0 | ConneXium Basic Switch 6TX / 2FX-MM | 19603 | 2S | B | IDPAC | 235 | 130 | 170 | 605
Programmable | 7 Industry Programmable | Process automation controllers | ACO | TCSESM063F2CU1 | ConneXium Extended Switch 6TX / 2FX-MM | 45044 | 2S | A | IDPAC | 230 | 210 | 220 | 1500
Programmable | 7 Industry Programmable | Process automation controllers | ACO | TCSESPU053F1CS0 | ConneXium P-Unmanaged Sw - 4TX/1FX-SM | 6055 | 2S | B | IDPAC
Programmable | 7 Industry Programmable | Process automation controllers | ACO | TCSESPU093F2CU0 | ConneXium P-Unmanaged Sw - 7TX/2FX-MM | 21978 | 2S | B | IDPAC
Programmable | 7 Industry Programmable | Process automation controllers | ACO | TSXCBY050K | BUS X EXT. CABLE 5M | 7252 | 2S | B | IDPAC | 280 | 40 | 280 | 642
Programmable | 7 Industry Programmable | Process automation controllers | ACO | TSXCDP301 | CABLE TERM. BY WIRE 3M | 1300 | 2S | B | IDPAC | 217 | 47 | 206 | 472
Programmable | 7 Industry Programmable | Process automation controllers | ACO | TSXCUSBMBP | USB - MODBUS PLUS CONVERTER | 48417 | 2S | B | IDPAC | 185 | 40 | 150 | 295
Programmable | 7 Industry Programmable | Process automation controllers | ACO | TSXTLYEX | 2 BUS X TERMINATOR | 2209 | 2S | A | IDPAC | 70 | 15 | 40 | 54
General Purpose | 2 Small & Med building General Purpose | PTCCB <= 630A - Easy | CCE | EZC100F3020 | MG EZC100 F 10kA 3P/3T 20A | 2612 | 1J | B | PPCCB | 140 | 95 | 85 | 805
General Purpose | 2 Small & Med building General Purpose | PTCCB <= 630A - Easy | CCE | EZC100F3080 | MG EZC100 F 10kA 3P/3T 80A | 2679 | 1J | B | PPCCB | 140 | 95 | 85 | 810
General Purpose | 2 Small & Med building General Purpose | PTCCB <= 630A - Easy | CCE | EZC100F3100 | MG EZC100 F 10kA 3P/3T 100A | 2727 | 1J | B | PPCCB | 140 | 95 | 85 | 786
General Purpose | 2 Small & Med building General Purpose | PTCCB <= 630A - Easy | CCE | EZC100H2016 | MG EZC100 H 30KA 2P 2T 16A | 2625 | 1J | B | PPCCB | 60 | 95 | 135 | 579
General Purpose | 2 Small & Med building General Purpose | PTCCB <= 630A - Easy | CCE | EZC100H2020 | MG EZC100 H 30kA 2P/2T 20A | 2809 | 1J | B | PPCCB | 140 | 95 | 55 | 559
General Purpose | 2 Small & Med building General Purpose | PTCCB <= 630A - Easy | CCE | EZC100H2040 | MG EZC100 H 30kA 2P/2T 40A | 2601 | 1J | B | PPCCB | 140 | 90 | 55 | 555
General Purpose | 2 Small & Med building General Purpose | PTCCB <= 630A - Easy | CCE | EZC100H2063 | MG EZC100 H 30KA 2P 2T 63A | 2607 | 1J | B | PPCCB | 135 | 95 | 60 | 592
General Purpose | 2 Small & Med building General Purpose | PTCCB <= 630A - Easy | CCE | EZC100H2100 | MG EZC100 H 30kA 2P/2T 100A | 2589 | 1J | B | PPCCB | 60 | 95 | 140 | 571
General Purpose | 2 Small & Med building General Purpose | PTCCB <= 630A - Easy | CCE | EZC100H3016 | MG EZC100 H 30KA 3P 3T 16A | 2264 | 1J | B | PPCCB | 140 | 95 | 85 | 826
General Purpose | 2 Small & Med building General Purpose | PTCCB <= 630A - Easy | CCE | EZC100H3025 | MG EZC100 H 30kA 3P/3T 25A | 2264 | 1J | B | PPCCB | 140 | 95 | 85 | 827
General Purpose | 2 Small & Med building General Purpose | PTCCB <= 630A - Easy | CCE | EZC100H3040 | MG EZC100 H 30kA 3P/3T 40A | 2264 | 1J | A | PPCCB | 140 | 82 | 92 | 792
General Purpose | 2 Small & Med building General Purpose | PTCCB <= 630A - Easy | CCE | EZC100H3050 | MG EZC100 H 30kA 3P/3T 50A | 2264 | 1J | B | PPCCB | 140 | 90 | 85 | 785
General Purpose | 2 Small & Med building General Purpose | PTCCB <= 630A - Easy | CCE | EZC100H3063 | MG EZC100 H 30KA 3P 3T 63A | 2264 | 1J | A | PPCCB | 140 | 90 | 80 | 806
General Purpose | 2 Small & Med building General Purpose | PTCCB <= 630A - Easy | CCE | EZC100H3080 | MG EZC100 H 30kA 3P/3T 80A | 2307 | 1J | A | PPCCB | 140 | 82 | 94 | 814
General Purpose | 2 Small & Med building General Purpose | PTCCB <= 630A - Easy | CCE | EZC100H3100 | MG EZC100 H 30kA 3P/3T 100A | 2307 | 1J | A | PPCCB | 140 | 80 | 94 | 814
General Purpose | 2 Small & Med building General Purpose | PTCCB <= 630A - Easy | CCE | EZC100H4020 | EZC100H 30KA 4P3D 020A | 3015 | 1J | B | PPCCB | 140 | 95 | 110 | 1065
General Purpose | 2 Small & Med building General Purpose | PTCCB <= 630A - Easy | CCE | EZC100H4040 | EZC100H 30KA 4P3D 040A | 3015 | 1J | B | PPCCB | 110 | 95 | 135 | 1058
General Purpose | 2 Small & Med building General Purpose | PTCCB <= 630A - Easy | CCE | EZC100H4063 | EZC100H 30KA 4P3D 063A | 3159 | 1J | B | PPCCB | 104 | 95 | 140 | 1076
General Purpose | 2 Small & Med building General Purpose | PTCCB <= 630A - Easy | CCE | EZC100H4100 | EZC100H 30KA 4P3D 100A | 3159 | 1J | B | PPCCB | 138 | 95 | 110 | 1045
General Purpose | 2 Small & Med building General Purpose | PTCCB <= 630A - Easy | CCE | EZC100N3016 | MG EZC100 N 15KA 3P 3T 16A | 2142 | 1J | B | PPCCB | 140 | 85 | 95 | 790
General Purpose | 2 Small & Med building General Purpose | PTCCB <= 630A - Easy | CCE | EZC100N3025 | MG EZC100 N 15kA 3P/3T 25A | 2142 | 1J | B | PPCCB | 140 | 95 | 85 | 794
General Purpose | 2 Small & Med building General Purpose | PTCCB <= 630A - Easy | CCE | EZC100N3032 | MG EZC100 N 15KA 3P 3T 32A | 2142 | 1J | A | PPCCB | 140 | 95 | 85 | 761
General Purpose | 2 Small & Med building General Purpose | PTCCB <= 630A - Easy | CCE | EZC100N3040 | MG EZC100 N 15kA 3P/3T 40A | 2142 | 1J | B | PPCCB | 140 | 82 | 96 | 766
General Purpose | 2 Small & Med building General Purpose | PTCCB <= 630A - Easy | CCE | EZC100N3050 | MG EZC100 N 15kA 3P/3T 50A | 2142 | 1J | B | PPCCB | 140 | 72 | 94 | 764
General Purpose | 2 Small & Med building General Purpose | PTCCB <= 630A - Easy | CCE | EZC100N3060 | MG EZC100 N 15kA 3P/3T 60A | 2142 | 1J | B | PPCCB | 140 | 82 | 94 | 784
General Purpose | 2 Small & Med building General Purpose | PTCCB <= 630A - Easy | CCE | EZC100N3063 | MG EZC100 N 15KA 3P 3T 63A | 2142 | 1J | A | PPCCB | 140 | 80 | 85 | 785
General Purpose | 2 Small & Med building General Purpose | PTCCB <= 630A - Easy | CCE | EZC100N3080 | MG EZC100 N 15kA 3P/3T 80A | 2185 | 1J | A | PPCCB | 140 | 82 | 94 | 786
General Purpose | 2 Small & Med building General Purpose | PTCCB <= 630A - Easy | CCE | EZC100N3100 | MG EZC100 N 15kA 3P/3T 100A | 2185 | 1J | A | PPCCB | 140 | 82 | 94 | 790
General Purpose | 2 Small & Med building General Purpose | PTCCB <= 630A - Easy | CCE | EZC100N4020 | EZC100N 15KA 4P3D 020A | 2714 | 1J | B | PPCCB | 140 | 90 | 110 | 1067
General Purpose | 2 Small & Med building General Purpose | PTCCB <= 630A - Easy | CCE | EZC100N4032 | EZC100N 15KA 4P3D 032A | 2714 | 1J | B | PPCCB | 140 | 90 | 100 | 985
General Purpose | 2 Small & Med building General Purpose | PTCCB <= 630A - Easy | CCE | EZC100N4100 | EZC100N 15KA 4P3D 100A | 3067 | 1J | B | PPCCB | 136 | 94 | 106 | 1010
General Purpose | 2 Small & Med building General Purpose | PTCCB <= 630A - Easy | CCE | EZC250F3100 | MG EZC250 18KA 415V 3P 100A | 2673 | 1J | A | PPCCB | 180 | 114 | 113 | 1620
General Purpose | 2 Small & Med building General Purpose | PTCCB <= 630A - Easy | CCE | EZC250F3125 | MG EZC250 18KA 415V 3P 125A | 2673 | 1J | A | PPCCB | 184 | 108 | 120 | 1592
General Purpose | 2 Small & Med building General Purpose | PTCCB <= 630A - Easy | CCE | EZC250F3150 | MG EZC250 18KA 415V 3P 150A | 3049 | 1J | A | PPCCB | 180 | 114 | 113 | 1640
General Purpose | 2 Small & Med building General Purpose | PTCCB <= 630A - Easy | CCE | EZC250F3160 | MG EZC250 18KA 415V 3P 160A | 3049 | 1J | A | PPCCB | 180 | 110 | 120 | 1497
General Purpose | 2 Small & Med building General Purpose | PTCCB <= 630A - Easy | CCE | EZC250F3175 | MG EZC250 18KA 415V 3P 175A | 3861 | 1J | B | PPCCB | 180 | 114 | 113 | 1640
General Purpose | 2 Small & Med building General Purpose | PTCCB <= 630A - Easy | CCE | EZC250F3200 | MG EZC250 18KA 415V 3P 200A | 3861 | 1J | A | PPCCB | 184 | 108 | 122 | 1584
General Purpose | 2 Small & Med building General Purpose | PTCCB <= 630A - Easy | CCE | EZC250F3225 | MG EZC250 18KA 415V 3P 225A | 3926 | 1J | B | PPCCB | 180 | 114 | 113 | 1640
General Purpose | 2 Small & Med building General Purpose | PTCCB <= 630A - Easy | CCE | EZC250F3250 | MG EZC250 18KA 415V 3P 250A | 3926 | 1J | A | PPCCB | 184 | 110 | 122 | 1582
General Purpose | 2 Small & Med building General Purpose | PTCCB <= 630A - Easy | CCE | EZC250H3100 | MG EZC250 36KA 415V 3P 100A | 3207 | 1J | B | PPCCB | 180 | 114 | 113 | 1620
General Purpose | 2 Small & Med building General Purpose | PTCCB <= 630A - Easy | CCE | EZC250H3125 | MG EZC250 36KA 415V 3P 125A | 3207 | 1J | B | PPCCB | 180 | 114 | 113 | 1635
General Purpose | 2 Small & Med building General Purpose | PTCCB <= 630A - Easy | CCE | EZC250H3160 | MG EZC250 36KA 415V 3P 160A | 3659 | 1J | B | PPCCB | 180 | 114 | 113 | 1630
General Purpose | 2 Small & Med building General Purpose | PTCCB <= 630A - Easy | CCE | EZC250H3200 | MG EZC250 36KA 415V 3P 200A | 4634 | 1J | A | PPCCB | 180 | 114 | 113 | 1642
General Purpose | 2 Small & Med building General Purpose | PTCCB <= 630A - Easy | CCE | EZC250H3250 | MG EZC250 36KA 415V 3P 250A | 4711 | 1J | B | PPCCB | 184 | 104 | 122 | 1584
General Purpose | 2 Small & Med building General Purpose | PTCCB <= 630A - Easy | CCE | EZC250N3100 | MG EZC250 25KA 415V 3P 100A | 2887 | 1J | A | PPCCB | 180 | 114 | 113 | 1620
General Purpose | 2 Small & Med building General Purpose | PTCCB <= 630A - Easy | CCE | EZC250N3125 | MG EZC250 25KA 415V 3P 125A | 2887 | 1J | A | PPCCB | 180 | 110 | 120 | 1492
General Purpose | 2 Small & Med building General Purpose | PTCCB <= 630A - Easy | CCE | EZC250N3150 | MG EZC250 25KA 415V 3P 150A | 3293 | 1J | A | PPCCB | 184 | 114 | 120 | 1582
General Purpose | 2 Small & Med building General Purpose | PTCCB <= 630A - Easy | CCE | EZC250N3160 | MG EZC250 25KA 415V 3P 160A | 3293 | 1J | A | PPCCB | 184 | 112 | 118 | 1584
General Purpose | 2 Small & Med building General Purpose | PTCCB <= 630A - Easy | CCE | EZC250N3175 | MG EZC250 25KA 415V 3P 175A | 4170 | 1J | B | PPCCB | 182 | 112 | 120 | 1590
General Purpose | 2 Small & Med building General Purpose | PTCCB <= 630A - Easy | CCE | EZC250N3200 | MG EZC250 25KA 415V 3P 200A | 4170 | 1J | A | PPCCB | 184 | 114 | 120 | 1586
General Purpose | 2 Small & Med building General Purpose | PTCCB <= 630A - Easy | CCE | EZC250N3225 | MG EZC250 25KA 415V 3P 225A | 4240 | 1J | A | PPCCB | 180 | 114 | 113 | 1640
General Purpose | 2 Small & Med building General Purpose | PTCCB <= 630A - Easy | CCE | EZC250N3250 | MG EZC250 25KA 415V 3P 250A | 4240 | 1J | A | PPCCB | 184 | 116 | 122 | 1582
General Purpose | 2 Small & Med building General Purpose | PTCCB <= 630A - Easy | CCE | EZC250N4100 | EZC250N 25KA 4P3D 100A MG EASYPACT CIRC | 3488 | 1J | B | PPCCB | 185 | 110 | 145 | 2220
General Purpose | 2 Small & Med building General Purpose | PTCCB <= 630A - Easy | CCE | EZC250N4125 | EZC250N 25KA 4P3D 125A MG EASYPACT CIRC | 3488 | 1J | B | PPCCB | 185 | 110 | 145 | 2230
General Purpose | 2 Small & Med building General Purpose | PTCCB <= 630A - Easy | CCE | EZC250N4150 | EZC250N 25KA 4P3D 150A MG EASYPACT CIRC | 5379 | 1J | B | PPCCB | 180 | 114 | 113 | 2240
General Purpose | 2 Small & Med building General Purpose | PTCCB <= 630A - Easy | CCE | EZC250N4160 | EZC250N 25KA 4P3D 160A MG EASYPACT CIRC | 5379 | 1J | B | PPCCB | 185 | 110 | 145 | 2240
General Purpose | 2 Small & Med building General Purpose | PTCCB <= 630A - Easy | CCE | EZC250N4200 | EZC250N 25KA 4P3D 200A MG EASYPACT CIRC | 6102 | 1J | B | PPCCB | 185 | 110 | 145 | 2220
General Purpose | 2 Small & Med building General Purpose | PTCCB <= 630A - Easy | CCE | EZC250N4250 | EZC250N 25KA 4P3D 250A MG EASYPACT CIRC | 6102 | 1J | B | PPCCB | 185 | 110 | 145 | 2220
General Purpose | 2 Small & Med building General Purpose | PTCCB <= 630A - Easy | CCE | LV510425 | CVS100NA 100A 3P SWITCH-DISCONNECTOR | 1485 | 1G | A | PPCCB
General Purpose | 2 Small & Med building General Purpose | PTCCB <= 630A - Easy | CCE | LV510426 | CVS100NA 100A 4P SWITCH-DISCONNECTOR | 1930 | 1G | B | PPCCB
General Purpose | 2 Small & Med building General Purpose | PTCCB <= 630A - Easy | CCE | LV516425 | CVS160NA 160A 3P SWITCH-DISCONNECTOR | 1927 | 1G | A | PPCCB
General Purpose | 2 Small & Med building General Purpose | PTCCB <= 630A - Easy | CCE | LV525425 | CVS250NA 250A 3P SWITCH-DISCONNECTOR | 2831 | 1G | A | PPCCB
General Purpose | 2 Small & Med building General Purpose | PTCCB <= 630A - Easy | CCE | ZZA_LV510300 | CVS100B TM16D 3P3D | 2118 | 1G | B | PPCCB
General Purpose | 2 Small & Med building General Purpose | PTCCB <= 630A - Easy | CCE | ZZA_LV510301 | CVS100B TM25D 3P3D | 2118 | 1G | A | PPCCB
General Purpose | 2 Small & Med building General Purpose | PTCCB <= 630A - Easy | CCE | ZZA_LV510302 | CVS100B TM32D 3P3D | 2118 | 1G | B | PPCCB
General Purpose | 2 Small & Med building General Purpose | PTCCB <= 630A - Easy | CCE | ZZA_LV510303 | CVS100B TM40D 3P3D | 2118 | 1G | A | PPCCB
General Purpose | 2 Small & Med building General Purpose | PTCCB <= 630A - Easy | CCE | ZZA_LV510304 | CVS100B TM50D 3P3D | 2118 | 1G | A | PPCCB
General Purpose | 2 Small & Med building General Purpose | PTCCB <= 630A - Easy | CCE | ZZA_LV510305 | CVS100B TM63D 3P3D | 2118 | 1G | A | PPCCB
General Purpose | 2 Small & Med building General Purpose | PTCCB <= 630A - Easy | CCE | ZZA_LV510307 | CVS100B TM100D 3P3D | 2285 | 1G | A | PPCCB
General Purpose | 2 Small & Med building General Purpose | PTCCB <= 630A - Easy | CCE | ZZA_LV510314 | CVS100B TM50D 4P3D | 3366 | 1G | B | PPCCB
General Purpose | 2 Small & Med building General Purpose | PTCCB <= 630A - Easy | CCE | ZZA_LV510315 | CVS100B TM63D 4P3D | 2753 | 1G | B | PPCCB
General Purpose | 2 Small & Med building General Purpose | PTCCB <= 630A - Easy | CCE | ZZA_LV510316 | CVS100B TM80D 4P3D | 2970 | 1G | B | PPCCB
General Purpose | 2 Small & Med building General Purpose | PTCCB <= 630A - Easy | CCE | ZZA_LV510317 | CVS100B TM100D 4P3D | 2970 | 1G | B | PPCCB
General Purpose | 2 Small & Med building General Purpose | PTCCB <= 630A - Easy | CCE | ZZA_LV510325 | CVS100B TM63D 4P4D | 3499 | 1G | B | PPCCB
General Purpose | 2 Small & Med building General Purpose | PTCCB <= 630A - Easy | CCE | ZZA_LV510326 | CVS100B TM80D 4P4D | 3578 | 1G | B | PPCCB
General Purpose | 2 Small & Med building General Purpose | PTCCB <= 630A - Easy | CCE | ZZA_LV510327 | CVS100B TM100D 4P4D | 3578 | 1G | B | PPCCB
General Purpose | 2 Small & Med building General Purpose | PTCCB <= 630A - Easy | CCE | ZZA_LV510330 | CVS100F TM16D 3P3D | 2668 | 1G | B | PPCCB
General Purpose | 2 Small & Med building General Purpose | PTCCB <= 630A - Easy | CCE | ZZA_LV510331 | CVS100F TM25D 3P3D | 2668 | 1G | B | PPCCB
General Purpose | 2 Small & Med building General Purpose | PTCCB <= 630A - Easy | CCE | ZZA_LV510332 | CVS100F TM32D 3P3D | 2668 | 1G | B | PPCCB
General Purpose | 2 Small & Med building General Purpose | PTCCB <= 630A - Easy | CCE | ZZA_LV510333 | CVS100F TM40D 3P3D | 2668 | 1G | B | PPCCB
General Purpose | 2 Small & Med building General Purpose | PTCCB <= 630A - Easy | CCE | ZZA_LV510334 | CVS100F TM50D 3P3D | 2668 | 1G | B | PPCCB
General Purpose | 2 Small & Med building General Purpose | PTCCB <= 630A - Easy | CCE | ZZA_LV510335 | CVS100F TM63D 3P3D | 2668 | 1G | A | PPCCB
General Purpose | 2 Small & Med building General Purpose | PTCCB <= 630A - Easy | CCE | ZZA_LV510336 | CVS100F TM80D 3P3D | 2718 | 1G | A | PPCCB
General Purpose | 2 Small & Med building General Purpose | PTCCB <= 630A - Easy | CCE | ZZA_LV510337 | CVS100F TM100D 3P3D | 2718 | 1G | A | PPCCB
General Purpose | 2 Small & Med building General Purpose | PTCCB <= 630A - Easy | CCE | ZZA_LV510345 | CVS100F TM63D 4P3D | 3468 | 1G | B | PPCCB
General Purpose | 2 Small & Med building General Purpose | PTCCB <= 630A - Easy | CCE | ZZA_LV510346 | CVS100F TM80D 4P3D | 3533 | 1G | B | PPCCB
General Purpose | 2 Small & Med building General Purpose | PTCCB <= 630A - Easy | CCE | ZZA_LV510357 | CVS100B TM100D 4P4D | 3946 | 1G | B | PPCCB
General Purpose | 2 Small & Med building General Purpose | PTCCB <= 630A - Easy | CCE | ZZA_LV516301 | CVS160B TM100D 3P3D | 2961 | 1G | B | PPCCB
General Purpose | 2 Small & Med building General Purpose | PTCCB <= 630A - Easy | CCE | ZZA_LV516302 | CVS160B TM125D 3P3D | 2965 | 1G | A | PPCCB
General Purpose | 2 Small & Med building General Purpose | PTCCB <= 630A - Easy | CCE | ZZA_LV516303 | CVS160B TM160D 3P3D | 2965 | 1G | A | PPCCB
General Purpose | 2 Small & Med building General Purpose | PTCCB <= 630A - Easy | CCE | ZZA_LV516312 | CVS160B TM125D 4P3D | 3854 | 1G | B | PPCCB
General Purpose | 2 Small & Med building General Purpose | PTCCB <= 630A - Easy | CCE | ZZA_LV516313 | CVS160B TM160D 4P3D | 3854 | 1G | B | PPCCB
General Purpose | 2 Small & Med building General Purpose | PTCCB <= 630A - Easy | CCE | ZZA_LV516322 | CVS160B TM125D 4P4D | 4523 | 1G | B | PPCCB
General Purpose | 2 Small & Med building General Purpose | PTCCB <= 630A - Easy | CCE | ZZA_LV516323 | CVS160B TM160D 4P4D | 4589 | 1G | B | PPCCB
General Purpose | 2 Small & Med building General Purpose | PTCCB <= 630A - Easy | CCE | ZZA_LV516342 | CVS160B TM125D 4P3D | 4178 | 1G | B | PPCCB
General Purpose | 2 Small & Med building General Purpose | PTCCB <= 630A - Easy | CCE | ZZA_LV516343 | CVS160F TM160D 4P3D | 4178 | 1G | B | PPCCB
General Purpose | 2 Small & Med building General Purpose | PTCCB <= 630A - Easy | CCE | ZZA_LV516440 | CVS160F MA150 3P3D | 4074 | 1G | B | PPCCB
General Purpose | 2 Small & Med building General Purpose | PTCCB <= 630A - Easy | CCE | ZZA_LV525301 | CVS250B TM160D 3P3D | 3826 | 1G | B | PPCCB
General Purpose | 2 Small & Med building General Purpose | PTCCB <= 630A - Easy | CCE | ZZA_LV525303 | CVS250B TM250D 3P3D | 4355 | 1G | A | PPCCB
General Purpose | 2 Small & Med building General Purpose | PTCCB <= 630A - Easy | CCE | ZZA_LV525312 | CVS250B TM200D 4P3D | 5570 | 1G | B | PPCCB
General Purpose | 2 Small & Med building General Purpose | PTCCB <= 630A - Easy | CCE | ZZA_LV525323 | CVS250B TM250D 4P4D | 7557 | 1G | B | PPCCB
General Purpose | 2 Small & Med building General Purpose | PTCCB <= 630A - Easy | CCE | ZZA_LV525331 | CVS250F TM160D 3P3D | 4164 | 1G | B | PPCCB
General Purpose | 2 Small & Med building General Purpose | PTCCB <= 630A - Easy | CCE | ZZA_LV525332 | CVS250F TM200D 3P3D | 4322 | 1G | A | PPCCB
General Purpose | 2 Small & Med building General Purpose | PTCCB <= 630A - Easy | CCE | ZZA_LV525342 | CVS250F TM200D 4P3D | 5619 | 1G | B | PPCCB
General Purpose | 2 Small & Med building General Purpose | PTCCB <= 630A - Easy | CCE | ZZA_LV525343 | CVS250F TM250D 4P3D | 5773 | 1G | B | PPCCB
General Purpose | 2 Small & Med building General Purpose | PTCCB <= 630A - Easy | CCE | ZZA_LV525352 | CVS250F TM200D 4P4D | 7791 | 1G | B | PPCCB
General Purpose | 2 Small & Med building General Purpose | PTCCB <= 630A - Easy | CCE | ZZA_LV525353 | CVS250F TM250D 4P4D | 8127 | 1G | B | PPCCB
Configurable | 4 Large building Configurable | PTCCB <= 630A - Easy | CCE | EZAFASB2 | EZ PHASE BARRIER (2PC) | 45 | 1J | B | PPCCB | 125 | 3 | 80 | 13
Configurable | 4 Large building Configurable | PTCCB <= 630A - Easy | CCE | EZAROTDS | EZ DIRECT ROTARY HANDLE STD | 609 | 1J | B | PPCCB | 120 | 95 | 111 | 382
Configurable | 4 Large building Configurable | PTCCB <= 630A - Easy | CCE | EZAROTE | EZ EXTENDED ROTARY HANDLE | 901 | 1J | A | PPCCB | 348 | 86 | 114 | 780
Configurable | 4 Large building Configurable | PTCCB <= 630A - Easy | CCE | EZAROTERY | EXTENDED ROTARY HANDLE (RED/YELLOW) | 1053 | 1J | B | PPCCB
Configurable | 4 Large building Configurable | PTCCB <= 630A - Easy | CCE | EZASHT100AC | EZ SHUNT TRIP (SHT) 100-130VAC | 841 | 1J | B | PPCCB | 75 | 20 | 90 | 62
Configurable | 4 Large building Configurable | PTCCB <= 630A - Easy | CCE | EZASHT200AC | EZ SHUNT TRIP (SHT) 200-277VAC | 841 | 1J | B | PPCCB | 25 | 85 | 70 | 52
Configurable | 4 Large building Configurable | PTCCB <= 630A - Easy | CCE | EZASPDR3P | EASYPACT SPREADER 35MM PITCH | 151 | 1J | B | PPCCB | 70 | 15 | 30 | 45
Configurable | 4 Large building Configurable | PTCCB <= 630A - Easy | CCE | EZATSHD3P | EZ TERMINAL SHIELD 3P | 185 | 1J | B | PPCCB | 110 | 60 | 120 | 87
Configurable | 4 Large building Configurable | PTCCB <= 630A - Easy | CCE | EZATSHD4P | TERMINAL SHIELDS 4P | 223 | 1J | A | PPCCB | 105 | 60 | 70 | 114
Configurable | 4 Large building Configurable | PTCCB <= 630A - Easy | CCE | EZAUX10 | EZ AUXILIARY SWITCH(AX) | 351 | 1J | B | PPCCB | 85 | 25 | 70 | 40
Configurable | 4 Large building Configurable | PTCCB <= 630A - Easy | CCE | EZC400H3320N | EZC400H TM320D 3P3D CIRCUIT BREAKER | 7734 | 1J | B | PPCCB | 290 | 150 | 160 | 5231
Configurable | 4 Large building Configurable | PTCCB <= 630A - Easy | CCE | EZC400H3400N | EZC400H TM400D 3P3D CIRCUIT BREAKER | 8273 | 1J | B | PPCCB | 290 | 150 | 160 | 5319
Configurable | 4 Large building Configurable | PTCCB <= 630A - Easy | CCE | EZC400H4320N | EZC400H TM320D 4P3D CIRCUIT BREAKER | 10312 | 1J | B | PPCCB | 300 | 150 | 200 | 7730
Configurable | 4 Large building Configurable | PTCCB <= 630A - Easy | CCE | EZC400N3320N | EZC400N TM320D 3P3D CIRCUIT BREAKER | 6445 | 1J | A | PPCCB | 292 | 116 | 152 | 4824
Configurable | 4 Large building Configurable | PTCCB <= 630A - Easy | CCE | EZC400N3350N | EZC400N TM350D 3P3D CIRCUIT BREAKER | 6894 | 1J | A | PPCCB | 290 | 150 | 160 | 4937
Configurable | 4 Large building Configurable | PTCCB <= 630A - Easy | CCE | EZC400N3400N | EZC400N TM400D 3P3D CIRCUIT BREAKER | 6894 | 1J | A | PPCCB | 294 | 152 | 160 | 4918
Configurable | 4 Large building Configurable | PTCCB <= 630A - Easy | CCE | EZC400N4320N | EZC400N TM320D 4P3D CIRCUIT BREAKER | 8594 | 1J | B | PPCCB | 288 | 150 | 200 | 6000
Configurable | 4 Large building Configurable | PTCCB <= 630A - Easy | CCE | EZC400N4350N | EZC400N TM350D 4P3D CIRCUIT BREAKER | 9192 | 1J | B | PPCCB | 300 | 150 | 200 | 7730
Configurable | 4 Large building Configurable | PTCCB <= 630A - Easy | CCE | EZC630N3500N | EZC630N TM500D 3P3D | 9927 | 1J | A | PPCCB | 290 | 150 | 160 | 5360
Configurable | 4 Large building Configurable | PTCCB <= 630A - Easy | CCE | EZC630N3600N | EZC630N TM600D 3P3D | 11912 | 1J | A | PPCCB | 290 | 150 | 160 | 5339
Configurable | 4 Large building Configurable | PTCCB <= 630A - Easy | CCE | EZC630N4600N | EZC630N TM600D 4P3D | 15883 | 1J | B | PPCCB | 287 | 150 | 203 | 7000
Configurable | 4 Large building Configurable | PTCCB <= 630A - Easy | CCE | EZEAX | EZ250 AUXILIARY SWITCH AX | 402 | 1J | B | PPCCB | 88 | 71 | 33 | 40
Configurable | 4 Large building Configurable | PTCCB <= 630A - Easy | CCE | EZEFASB2 | EZ250 PHASE BARRIERS 2PC | 57 | 1J | B | PPCCB | 9 | 2 | 5 | 25
Configurable | 4 Large building Configurable | PTCCB <= 630A - Easy | CCE | EZEROTE | EZ250 EXTENDED ROTARY HANDLE | 1418 | 1J | A | PPCCB | 360 | 86 | 122 | 1006
Configurable | 4 Large building Configurable | PTCCB <= 630A - Easy | CCE | EZETSHD3P | EZ250 TERMINAL SHIELDS 3P 2PCS | 230 | 1J | B | PPCCB | 110 | 70 | 80 | 144
Configurable | 4 Large building Configurable | PTCCB <= 630A - Easy | CCE | EZETSHD4PN | TERMINAL SHIELDS 4P 68MM EZ250 CIRCUIT | 282 | 1J | B | PPCCB | 150 | 70 | 70 | 185
Configurable | 4 Large building Configurable | PTCCB <= 630A - Easy | CCE | EZEUVRN200AC | UVR COIL MN 200V CA EZ250 CIRCUIT BREAK | 1510 | 1J | B | PPCCB | 90 | 35 | 75 | 54
Configurable | 4 Large building Configurable | PTCCB <= 630A - Easy | CCE | LV540400 | CVS400NA 400A 3P SWITCH-DISCONNECTOR | 5051 | 1G | A | PPCCB
Configurable | 4 Large building Configurable | PTCCB <= 630A - Easy | CCE | LV540401 | CVS400NA 630A 4P SWITCH-DISCONNECTOR | 6567 | 1G | B | PPCCB
Configurable | 4 Large building Configurable | PTCCB <= 630A - Easy | CCE | LV563400 | CVS630NA 600A 3P SWITCH-DISCONNECTOR | 7233 | 1G | A | PPCCB
Configurable | 4 Large building Configurable | PTCCB <= 630A - Easy | CCE | LV563505 | CVS630F ETS 2.3 630 3P3D CIRCUIT BREAKER | 16207 | 1G | B | PPCCB
Configurable | 4 Large building Configurable | PTCCB <= 630A - Easy | CCE | LV563506 | CVS630F ETS 2.3 630 4P4D CIRCUIT BREAKER | 21482 | 1G | B | PPCCB
Configurable | 4 Large building Configurable | PTCCB <= 630A - Easy | CCE | LV563510 | CVS630N ETS 2.3 630 3P3D CIRCUIT BREAKER | 18027 | 1G | B | PPCCB
Configurable | 4 Large building Configurable | PTCCB <= 630A - Easy | CCE | ZZA_LV540306 | CVS400F TM400D 3P3D | 7771 | 1G | A | PPCCB
Configurable | 4 Large building Configurable | PTCCB <= 630A - Easy | CCE | ZZA_LV540309 | CVS400F TM400D 4P3D | 10102 | 1G | B | PPCCB
Configurable | 4 Large building Configurable | PTCCB <= 630A - Easy | CCE | ZZA_LV540311 | CVS400F TM320D 4P4D | 10656 | 1G | B | PPCCB
Configurable | 4 Large building Configurable | PTCCB <= 630A - Easy | CCE | ZZA_LV540315 | CVS400N TM320D 3P3D | 12263 | 1G | B | PPCCB
Configurable | 4 Large building Configurable | PTCCB <= 630A - Easy | CCE | ZZA_LV540316 | CVS400N TM400D 3P3D | 12569 | 1G | B | PPCCB
Configurable | 4 Large building Configurable | PTCCB <= 630A - Easy | CCE | ZZA_LV563305 | CVS630F TM500D 3P3D | 11128 | 1G | A | PPCCB
Configurable | 4 Large building Configurable | PTCCB <= 630A - Easy | CCE | ZZA_LV563306 | CVS630F TM600D 3P3D | 11128 | 1G | A | PPCCB
Configurable | 4 Large building Configurable | PTCCB <= 630A - Easy | CCE | ZZA_LV563308 | CVS630F TM500D 4P3D | 14466 | 1G | B | PPCCB
Configurable | 4 Large building Configurable | PTCCB <= 630A - Easy | CCE | ZZA_LV563311 | CVS630F TM500D 4P4D | 17359 | 1G | B | PPCCB
Configurable | 4 Large building Configurable | PTCCB <= 630A - Easy | CCE | ZZA_LV563312 | CVS630F TM600D 4P4D | 17359 | 1G | B | PPCCB
Configurable | 4 Large building Configurable | PTCCB <= 630A - Easy | CCE | ZZA_LV563315 | CVS630N TM500D 3P3D | 17514 | 1G | B | PPCCB
Configurable | 4 Large building Configurable | PTCCB <= 630A - Easy | CCE | ZZA_LV563319 | CVS630N TM600D 4P3D | 22768 | 1G | B | PPCCB
Configurable | 4 Large building Configurable | PTCCB <= 630A - Easy | CCE | ZZA_LV563322 | CVS630N TM600D 4P4D | 20673 | 1G | B | PPCCB
General Purpose | 2 Small & Med building General Purpose | PTCCB <= 630A - Optimum | CCB | C103100S | SWITCH NSX100NA AC 3P 100A | 2935 | 1I | B | PPCCB
General Purpose | 2 Small & Med building General Purpose | PTCCB <= 630A - Optimum | CCB | C104100S | SWITCH NSX100NA AC 4P 100A | 3815 | 1I | B | PPCCB
General Purpose | 2 Small & Med building General Purpose | PTCCB <= 630A - Optimum | CCB | C10B3 | BASIC FRAME NSX100B 25kA AC 3P 100A | 2507 | 1I | A | PPCCB
General Purpose | 2 Small & Med building General Purpose | PTCCB <= 630A - Optimum | CCB | C10B32D040 | NSX100B 25kA AC 3P 40A 2.2 | 4810 | 1I | B | PPCCB
General Purpose | 2 Small & Med building General Purpose | PTCCB <= 630A - Optimum | CCB | C10B32D100 | NSX100B 25kA AC 3P 100A 2.2 | 4916 | 1I | B | PPCCB
General Purpose | 2 Small & Med building General Purpose | PTCCB <= 630A - Optimum | CCB | C10B3TM016 | NSX100B 25kA AC 3P3D 16A TMD | 4426 | 1I | B | PPCCB
General Purpose | 2 Small & Med building General Purpose | PTCCB <= 630A - Optimum | CCB | C10B3TM025 | NSX100B 25kA AC 3P3D 25A TMD | 4426 | 1I | B | PPCCB
General Purpose | 2 Small & Med building General Purpose | PTCCB <= 630A - Optimum | CCB | C10B3TM032 | NSX100B 25kA AC 3P3D 32A TMD | 4426 | 1I | B | PPCCB
General Purpose | 2 Small & Med building General Purpose | PTCCB <= 630A - Optimum | CCB | C10B3TM040 | NSX100B 25kA AC 3P3D 40A TMD | 4426 | 1I | B | PPCCB
General Purpose | 2 Small & Med building General Purpose | PTCCB <= 630A - Optimum | CCB | C10B3TM050 | NSX100B 25kA AC 3P3D 50A TMD | 4426 | 1I | B | PPCCB
General Purpose | 2 Small & Med building General Purpose | PTCCB <= 630A - Optimum | CCB | C10B3TM063 | NSX100B 25kA AC 3P3D 63A TMD | 4426 | 1I | B | PPCCB
General Purpose | 2 Small & Med building General Purpose | PTCCB <= 630A - Optimum | CCB | C10B3TM080 | NSX100B 25kA AC 3P3D 80A TMD | 4514 | 1I | B | PPCCB
General Purpose | 2 Small & Med building General Purpose | PTCCB <= 630A - Optimum | CCB | C10B3TM100 | NSX100B 25kA AC 3P3D 100A TMD | 4514 | 1I | B | PPCCB
General Purpose | 2 Small & Med building General Purpose | PTCCB <= 630A - Optimum | CCB | C10B4 | BASIC FRAME NSX100B 25kA AC 4P 100A | 3258 | 1I | A | PPCCB
General Purpose | 2 Small & Med building General Purpose | PTCCB <= 630A - Optimum | CCB | C10B42D100 | NSX100B 25kA AC 4P 100A 2.2 | 6391 | 1I | B | PPCCB
General Purpose | 2 Small & Med building General Purpose | PTCCB <= 630A - Optimum | CCB | C10B4TM025 | NSX100B 25kA AC 4P4D 25A TMD | 6445 | 1I | B | PPCCB
General Purpose | 2 Small & Med building General Purpose | PTCCB <= 630A - Optimum | CCB | C10B4TM032 | NSX100B 25kA AC 4P4D 32A TMD | 6445 | 1I | B | PPCCB
General Purpose | 2 Small & Med building General Purpose | PTCCB <= 630A - Optimum | CCB | C10B4TM040 | NSX100B 25kA AC 4P4D 40A TMD | 6445 | 1I | B | PPCCB
General Purpose | 2 Small & Med building General Purpose | PTCCB <= 630A - Optimum | CCB | C10B4TM063 | NSX100B 25kA AC 4P4D 63A TMD | 6445 | 1I | B | PPCCB
General Purpose | 2 Small & Med building General Purpose | PTCCB <= 630A - Optimum | CCB | C10B4TM080 | NSX100B 25kA AC 4P4D 80A TMD | 6592 | 1I | B | PPCCB
General Purpose | 2 Small & Med building General Purpose | PTCCB <= 630A - Optimum | CCB | C10B4TM100 | NSX100B 25kA AC 4P4D 100A TMD | 6592 | 1I | B | PPCCB
General Purpose | 2 Small & Med building General Purpose | PTCCB <= 630A - Optimum | CCB | C10B6TM032 | NSX100B 25kA AC 4P3D 32A TMD | 6200 | 1I | B | PPCCB
General Purpose | 2 Small & Med building General Purpose | PTCCB <= 630A - Optimum | CCB | C10B6TM040 | NSX100B 25kA AC 4P3D 40A TMD | 6200 | 1I | B | PPCCB
General Purpose | 2 Small & Med building General Purpose | PTCCB <= 630A - Optimum | CCB | C10B6TM063 | NSX100B 25kA AC 4P3D 63A TMD | 6200 | 1I | B | PPCCB
General Purpose | 2 Small & Med building General Purpose | PTCCB <= 630A - Optimum | CCB | C10B6TM100 | NSX100B 25kA AC 4P3D 100A TMD | 5869 | 1I | B | PPCCB
General Purpose | 2 Small & Med building General Purpose | PTCCB <= 630A - Optimum | CCB | C10F1TM100 | NSX100F 18kA AC-DC 1P 100A TMD | 2136 | 1I | B | PPCCB
General Purpose | 2 Small & Med building General Purpose | PTCCB <= 630A - Optimum | CCB | C10F2TM016 | NSX100F 18kA AC-DC 2P 16A TMD | 3073 | 1I | B | PPCCB
General Purpose | 2 Small & Med building General Purpose | PTCCB <= 630A - Optimum | CCB | C10F2TM063 | NSX100F 18kA AC-DC 2P 63A TMD | 3079 | 1I | B | PPCCB
General Purpose | 2 Small & Med building General Purpose | PTCCB <= 630A - Optimum | CCB | C10F2TM080 | NSX100F 18kA AC-DC 2P 80A TMD | 3130 | 1I | B | PPCCB
General Purpose | 2 Small & Med building General Purpose | PTCCB <= 630A - Optimum | CCB | C10F2TM100 | NSX100F 18kA AC-DC 2P 100A TMD | 3130 | 1I | B | PPCCB
General Purpose | 2 Small & Med building General Purpose | PTCCB <= 630A - Optimum | CCB | C10F3 | BASIC FRAME NSX100F 36kA AC 3P 100A | 2757 | 1I | A | PPCCB
General Purpose | 2 Small & Med building General Purpose | PTCCB <= 630A - Optimum | CCB | C10F32D040 | NSX100F 36kA AC 3P3D 40A 2.2 | 5060 | 1I | B | PPCCB
General Purpose | 2 Small & Med building General Purpose | PTCCB <= 630A - Optimum | CCB | C10F32D100 | NSX100F 36kA AC 3P3D 100A 2.2 | 5167 | 1I | B | PPCCB
General Purpose | 2 Small & Med building General Purpose | PTCCB <= 630A - Optimum | CCB | C10F3MA003 | NSX100F 36kA AC 3P3D 2.5A MA | 4832 | 1I | B | PPCCB
General Purpose | 2 Small & Med building General Purpose | PTCCB <= 630A - Optimum | CCB | C10F3MA007 | NSX100F 36kA AC 3P3D 6.3A MA | 4832 | 1I | B | PPCCB
General Purpose | 2 Small & Med building General Purpose | PTCCB <= 630A - Optimum | CCB | C10F3MA013 | NSX100F 36kA AC 3P3D 12.5A MA | 4832 | 1I | B | PPCCB
General Purpose | 2 Small & Med building General Purpose | PTCCB <= 630A - Optimum | CCB | C10F3MA025 | NSX100F 36kA AC 3P3D 25A MA | 4832 | 1I | B | PPCCB
General Purpose | 2 Small & Med building General Purpose | PTCCB <= 630A - Optimum | CCB | C10F3MA050 | NSX100F 36kA AC 3P3D 50A MA | 4832 | 1I | B | PPCCB
General Purpose | 2 Small & Med building General Purpose | PTCCB <= 630A - Optimum | CCB | C10F3MA100 | NSX100F 36kA AC 3P3D 100A MA | 4832 | 1I | B | PPCCB
General Purpose | 2 Small & Med building General Purpose | PTCCB <= 630A - Optimum | CCB | C10F3TM016 | NSX100F 36kA AC 3P3D 16A TMD | 4677 | 1I | B | PPCCB
General Purpose | 2 Small & Med building General Purpose | PTCCB <= 630A - Optimum | CCB | C10F3TM025 | NSX100F 36kA AC 3P3D 25A TMD | 4677 | 1I | B | PPCCB
General Purpose | 2 Small & Med building General Purpose | PTCCB <= 630A - Optimum | CCB | C10F3TM032 | NSX100F 36kA AC 3P3D 32A TMD | 4677 | 1I | B | PPCCB
General Purpose | 2 Small & Med building General Purpose | PTCCB <= 630A - Optimum | CCB | C10F3TM040 | NSX100F 36kA AC 3P3D 40A TMD | 4677 | 1I | B | PPCCB
General Purpose | 2 Small & Med building General Purpose | PTCCB <= 630A - Optimum | CCB | C10F3TM050 | NSX100F 36kA AC 3P3D 50A TMD | 4677 | 1I | B | PPCCB
General Purpose | 2 Small & Med building General Purpose | PTCCB <= 630A - Optimum | CCB | C10F3TM063 | NSX100F 36kA AC 3P3D 63A TMD | 4677 | 1I | B | PPCCB
General Purpose | 2 Small & Med building General Purpose | PTCCB <= 630A - Optimum | CCB | C10F3TM080 | NSX100F 36kA AC 3P3D 80A TMD | 4765 | 1I | B | PPCCB
General Purpose | 2 Small & Med building General Purpose | PTCCB <= 630A - Optimum | CCB | C10F3TM100 | NSX100F 36kA AC 3P3D 100A TMD | 4765 | 1I | B | PPCCB
General Purpose | 2 Small & Med building General Purpose | PTCCB <= 630A - Optimum | CCB | C10F4 | BASIC FRAME NSX100F 36kA AC 4P 100A | 3584 | 1I | A | PPCCB
General Purpose | 2 Small & Med building General Purpose | PTCCB <= 630A - Optimum | CCB | C10F42D100 | NSX100F 36kA AC 4P4D 100A 2.2 | 6716 | 1I | B | PPCCB
General Purpose | 2 Small & Med building General Purpose | PTCCB <= 630A - Optimum | CCB | C10F4TM016 | NSX100F 36kA AC 4P4D 16A TMD | 6771 | 1I | B | PPCCB
General Purpose | 2 Small & Med building General Purpose | PTCCB <= 630A - Optimum | CCB | C10F4TM025 | NSX100F 36kA AC 4P4D 25A TMD | 6771 | 1I | B | PPCCB
General Purpose | 2 Small & Med building General Purpose | PTCCB <= 630A - Optimum | CCB | C10F4TM032 | NSX100F 36kA AC 4P4D 32A TMD | 6771 | 1I | B | PPCCB
General Purpose | 2 Small & Med building General Purpose | PTCCB <= 630A - Optimum | CCB | C10F4TM040 | NSX100F 36kA AC 4P4D 40A TMD | 6771 | 1I | B | PPCCB
General Purpose | 2 Small & Med building General Purpose | PTCCB <= 630A - Optimum | CCB | C10F4TM050 | NSX100F 36kA AC 4P4D 50A TMD | 6771 | 1I | B | PPCCB
General Purpose | 2 Small & Med building General Purpose | PTCCB <= 630A - Optimum | CCB | C10F4TM063 | NSX100F 36kA AC 4P4D 63A TMD | 6771 | 1I | B | PPCCB
General Purpose | 2 Small & Med building General Purpose | PTCCB <= 630A - Optimum | CCB | C10F4TM080 | NSX100F 36kA AC 4P4D 80A TMD | 6918 | 1I | B | PPCCB
General Purpose | 2 Small & Med building General Purpose | PTCCB <= 630A - Optimum | CCB | C10F4TM100 | NSX100F 36kA AC 4P4D 100A TMD | 6918 | 1I | B | PPCCB
General Purpose | 2 Small & Med building General Purpose | PTCCB <= 630A - Optimum | CCB | C10F6TM032 | NSX100F 36kA AC 4P3D 32A TMD | 6526 | 1I | B | PPCCB
General Purpose | 2 Small & Med building General Purpose | PTCCB <= 630A - Optimum | CCB | C10F6TM040 | NSX100F 36kA AC 4P3D 40A TMD | 6526 | 1I | B | PPCCB
General Purpose | 2 Small & Med building General Purpose | PTCCB <= 630A - Optimum | CCB | C10F6TM050 | NSX100F 36kA AC 4P3D 50A TMD | 6526 | 1I | B | PPCCB
General Purpose | 2 Small & Med building General Purpose | PTCCB <= 630A - Optimum | CCB | C10F6TM063 | NSX100F 36kA AC 4P3D 63A TMD | 6526 | 1I | B | PPCCB
General Purpose | 2 Small & Med building General Purpose | PTCCB <= 630A - Optimum | CCB | C10F6TM080 | NSX100F 36kA AC 4P3D 80A TMD | 6661 | 1I | B | PPCCB
General Purpose | 2 Small & Med building General Purpose | PTCCB <= 630A - Optimum | CCB | C10F6TM100 | NSX100F 36kA AC 4P3D 100A TMD | 6661 | 1I | B | PPCCB
General Purpose | 2 Small & Med building General Purpose | PTCCB <= 630A - Optimum | CCB | C10H3 | BASIC FRAME NSX100H 70kA AC 3P 100A | 3336 | 1I | A | PPCCB
General Purpose | 2 Small & Med building General Purpose | PTCCB <= 630A - Optimum | CCB | C10H32D040 | NSX100H 70kA AC 3P3D 40A 2.2 | 5639 | 1I | B | PPCCB
General Purpose | 2 Small & Med building General Purpose | PTCCB <= 630A - Optimum | CCB | C10H32D100 | NSX100H 70kA AC 3P3D 100A 2.2 | 5745 | 1I | B | PPCCB
General Purpose | 2 Small & Med building General Purpose | PTCCB <= 630A - Optimum | CCB | C10H32M050 | NSX100H 70kA AC 3P3D 50A 2.2M | 6863 | 1I | B | PPCCB
General Purpose | 2 Small & Med building General Purpose | PTCCB <= 630A - Optimum | CCB | C10H3MA003 | NSX100H 70kA AC 3P3D 2.5A MA | 5411 | 1I | B | PPCCB
General Purpose | 2 Small & Med building General Purpose | PTCCB <= 630A - Optimum | CCB | C10H3MA007 | NSX100H 70kA AC 3P3D 6.3A MA | 5411 | 1I | B | PPCCB
General Purpose | 2 Small & Med building General Purpose | PTCCB <= 630A - Optimum | CCB | C10H3MA013 | NSX100H 70kA AC 3P3D 12.5A MA | 5411 | 1I | B | PPCCB
General Purpose | 2 Small & Med building General Purpose | PTCCB <= 630A - Optimum | CCB | C10H3MA025 | NSX100H 70kA AC 3P3D 25A MA | 5411 | 1I | B | PPCCB
General Purpose | 2 Small & Med building General Purpose | PTCCB <= 630A - Optimum | CCB | C10H3MA050 | NSX100H 70kA AC 3P3D 50A MA | 5411 | 1I | B | PPCCB
General Purpose | 2 Small & Med building General Purpose | PTCCB <= 630A - Optimum | CCB | C10H3MA100 | NSX100H 70kA AC 3P3D 100A MA | 5411 | 1I | B | PPCCB
General Purpose | 2 Small & Med building General Purpose | PTCCB <= 630A - Optimum | CCB | C10H3TM016 | NSX100H 70kA AC 3P3D 16A TMD | 5255 | 1I | B | PPCCB
General Purpose | 2 Small & Med building General Purpose | PTCCB <= 630A - Optimum | CCB | C10H3TM025 | NSX100H 70kA AC 3P3D 25A TMD | 5255 | 1I | B | PPCCB
General Purpose | 2 Small & Med building General Purpose | PTCCB <= 630A - Optimum | CCB | C10H3TM032 | NSX100H 70kA AC 3P3D 32A TMD | 5255 | 1I | B | PPCCB
General Purpose | 2 Small & Med building General Purpose | PTCCB <= 630A - Optimum | CCB | C10H3TM040 | NSX100H 70kA AC 3P3D 40A TMD | 5255 | 1I | B | PPCCB
General Purpose | 2 Small & Med building General Purpose | PTCCB <= 630A - Optimum | CCB | C10H3TM050 | NSX100H 70kA AC 3P3D 50A TMD | 5256 | 1I | B | PPCCB
General Purpose | 2 Small & Med building General Purpose | PTCCB <= 630A - Optimum | CCB | C10H3TM063 | NSX100H 70kA AC 3P3D 63A TMD | 5255 | 1I | B | PPCCB
General Purpose | 2 Small & Med building General Purpose | PTCCB <= 630A - Optimum | CCB | C10H3TM080 | NSX100H 70kA AC 3P3D 80A TMD | 5344 | 1I | B | PPCCB
General Purpose | 2 Small & Med building General Purpose | PTCCB <= 630A - Optimum | CCB | C10H3TM100 | NSX100H 70kA AC 3P3D 100A TMD | 5344 | 1I | B | PPCCB
General Purpose | 2 Small & Med building General Purpose | PTCCB <= 630A - Optimum | CCB | C10H4 | BASIC FRAME NSX100H 70kA AC 4P 100A | 4337 | 1I | B | PPCCB
General Purpose | 2 Small & Med building General Purpose | PTCCB <= 630A - Optimum | CCB | C10H4TM032 | NSX100H 70kA AC 4P4D 32A TMD | 7523 | 1I | B | PPCCB
General Purpose | 2 Small & Med building General Purpose | PTCCB <= 630A - Optimum | CCB | C10H4TM040 | NSX100H 70kA AC 4P4D 40A TMD | 7523 | 1I | B | PPCCB
General Purpose | 2 Small & Med building General Purpose | PTCCB <= 630A - Optimum | CCB | C10H4TM063 | NSX100H 70kA AC 4P4D 63A TMD | 7523 | 1I | B | PPCCB
General Purpose | 2 Small & Med building General Purpose | PTCCB <= 630A - Optimum | CCB | C10H4TM080 | NSX100H 70kA AC 4P4D 80A TMD | 7670 | 1I | B | PPCCB
General Purpose | 2 Small & Med building General Purpose | PTCCB <= 630A - Optimum | CCB | C10H4TM100 | NSX100H 70kA AC 4P4D 100A TMD | 7670 | 1I | B | PPCCB
General Purpose | 2 Small & Med building General Purpose | PTCCB <= 630A - Optimum | CCB | C10H6TM080 | NSX100H 70kA AC 4P3D 80A TMD | 7414 | 1I | B | PPCCB
General Purpose | 2 Small & Med building General Purpose | PTCCB <= 630A - Optimum | CCB | C10L3 | BASIC FRAME NSX100L 150kA AC 3P 100A | 4037 | 1I | A | PPCCB
General Purpose | 2 Small & Med building General Purpose | PTCCB <= 630A - Optimum | CCB | C10M2TM016 | NSX100M 25kA AC-DC 2P 16A TMD | 3226 | 1I | B | PPCCB
General Purpose | 2 Small & Med building General Purpose | PTCCB <= 630A - Optimum | CCB | C10M2TM020 | NSX100M 25kA AC-DC 2P 20A TMD | 3226 | 1I | B | PPCCB
General Purpose | 2 Small & Med building General Purpose | PTCCB <= 630A - Optimum | CCB | C10M2TM040 | NSX100M 25kA AC-DC 2P 40A TMD | 3226 | 1I | B | PPCCB
General Purpose | 2 Small & Med building General Purpose | PTCCB <= 630A - Optimum | CCB | C10N1TM025 | NSX100N 25kA AC-DC 1P 25A TMD | 2134 | 1I | B | PPCCB
General Purpose | 2 Small & Med building General Purpose | PTCCB <= 630A - Optimum | CCB | C10N1TM040 | NSX100N 25kA AC-DC 1P 40A TMD | 2032 | 1I | B | PPCCB
General Purpose | 2 Small & Med building General Purpose | PTCCB <= 630A - Optimum | CCB | C10N1TM063 | NSX100N 25kA AC-DC 1P 63A TMD | 1838 | 1I | B | PPCCB
General Purpose | 2 Small & Med building General Purpose | PTCCB <= 630A - Optimum | CCB | C10N3 | BASIC FRAME NSX100N 50kA AC 3P 100A | 3033 | 1I | A | PPCCB
General Purpose | 2 Small & Med building General Purpose | PTCCB <= 630A - Optimum | CCB | C10N32D040 | NSX100N 50kA AC 3P3D 40A 2.2 | 5336 | 1I | B | PPCCB
General Purpose | 2 Small & Med building General Purpose | PTCCB <= 630A - Optimum | CCB | C10N32D100 | NSX100N 50kA AC 3P3D 100A 2.2 | 5442 | 1I | B | PPCCB
General Purpose | 2 Small & Med building General Purpose | PTCCB <= 630A - Optimum | CCB | C10N3MA003 | NSX100N 50kA AC 3P3D 2.5A MA | 5108 | 1I | B | PPCCB
General Purpose | 2 Small & Med building General Purpose | PTCCB <= 630A - Optimum | CCB | C10N3MA007 | NSX100N 50kA AC 3P3D 6.3A MA | 5108 | 1I | B | PPCCB
General Purpose | 2 Small & Med building General Purpose | PTCCB <= 630A - Optimum | CCB | C10N3MA013 | NSX100N 50kA AC 3P3D 12.5A MA | 5108 | 1I | B | PPCCB
General Purpose | 2 Small & Med building General Purpose | PTCCB <= 630A - Optimum | CCB | C10N3MA025 | NSX100N 50kA AC 3P3D 25A MA | 5108 | 1I | B | PPCCB
General Purpose | 2 Small & Med building General Purpose | PTCCB <= 630A - Optimum | CCB | C10N3MA050 | NSX100N 50kA AC 3P3D 50A MA | 5108 | 1I | B | PPCCB
General Purpose | 2 Small & Med building General Purpose | PTCCB <= 630A - Optimum | CCB | C10N3MA100 | NSX100N 50kA AC 3P3D 100A MA | 5108 | 1I | B | PPCCB
General Purpose | 2 Small & Med building General Purpose | PTCCB <= 630A - Optimum | CCB | C10N3TM016 | NSX100N 50kA AC 3P3D 16A TMD | 4952 | 1I | B | PPCCB
General Purpose | 2 Small & Med building General Purpose | PTCCB <= 630A - Optimum | CCB | C10N3TM025 | NSX100N 50kA AC 3P3D 25A TMD | 4952 | 1I | B | PPCCB
General Purpose | 2 Small & Med building General Purpose | PTCCB <= 630A - Optimum | CCB | C10N3TM032 | NSX100N 50kA AC 3P3D 32A TMD | 4952 | 1I | B | PPCCB
General Purpose | 2 Small & Med building General Purpose | PTCCB <= 630A - Optimum | CCB | C10N3TM040 | NSX100N 50kA AC 3P3D 40A TMD | 4952 | 1I | B | PPCCB
General Purpose | 2 Small & Med building General Purpose | PTCCB <= 630A - Optimum | CCB | C10N3TM050 | NSX100N 50kA AC 3P3D 50A TMD | 4952 | 1I | B | PPCCB
General Purpose | 2 Small & Med building General Purpose | PTCCB <= 630A - Optimum | CCB | C10N3TM063 | NSX100N 50kA AC 3P3D 63A TMD | 4952 | 1I | B | PPCCB
General Purpose | 2 Small & Med building General Purpose | PTCCB <= 630A - Optimum | CCB | C10N3TM080 | NSX100N 50kA AC 3P3D 80A TMD | 5041 | 1I | B | PPCCB
General Purpose | 2 Small & Med building General Purpose | PTCCB <= 630A - Optimum | CCB | C10N3TM100 | NSX100N 50kA AC 3P3D 100A TMD | 5041 | 1I | B | PPCCB
General Purpose | 2 Small & Med building General Purpose | PTCCB <= 630A - Optimum | CCB | C10N4 | BASIC FRAME NSX100N 50kA AC 4P 100A | 3942 | 1I | A | PPCCB
General Purpose | 2 Small & Med building General Purpose | PTCCB <= 630A - Optimum | CCB | C10N42D100 | NSX100N 50kA AC 4P4D 100A 2.2 | 7075 | 1I | B | PPCCB
General Purpose | 2 Small & Med building General Purpose | PTCCB <= 630A - Optimum | CCB | C10N4TM016 | NSX100N 50kA AC 4P4D 16A TMD | 7129 | 1I | B | PPCCB
General Purpose | 2 Small & Med building General Purpose | PTCCB <= 630A - Optimum | CCB | C10N4TM025 | NSX100N 50kA AC 4P4D 25A TMD | 7129 | 1I | B | PPCCB
General Purpose | 2 Small & Med building General Purpose | PTCCB <= 630A - Optimum | CCB | C10N4TM032 | NSX100N 50kA AC 4P4D 32A TMD | 7129 | 1I | B | PPCCB
General Purpose | 2 Small & Med building General Purpose | PTCCB <= 630A - Optimum | CCB | C10N4TM040 | NSX100N 50kA AC 4P4D 40A TMD | 7129 | 1I | B | PPCCB
General Purpose | 2 Small & Med building General Purpose | PTCCB <= 630A - Optimum | CCB | C10N4TM063 | NSX100N 50kA AC 4P4D 63A TMD | 7129 | 1I | B | PPCCB
General Purpose | 2 Small & Med building General Purpose | PTCCB <= 630A - Optimum | CCB | C10N4TM080 | NSX100N 50kA AC 4P4D 80A TMD | 7276 | 1I | B | PPCCB
General Purpose | 2 Small & Med building General Purpose | PTCCB <= 630A - Optimum | CCB | C10N4TM100 | NSX100N 50kA AC 4P4D 100A TMD | 7276 | 1I | B | PPCCB
General Purpose | 2 Small & Med building General Purpose | PTCCB <= 630A - Optimum | CCB | C10N6TM016 | NSX100N 50kA AC 4P3D 16A TMD | 6713 | 1I | B | PPCCB
General Purpose | 2 Small & Med building General Purpose | PTCCB <= 630A - Optimum | CCB | C10N6TM025 | NSX100N 50kA AC 4P3D 25A TMD | 6884 | 1I | B | PPCCB
General Purpose | 2 Small & Med building General Purpose | PTCCB <= 630A - Optimum | CCB | C10N6TM040 | NSX100N 50kA AC 4P3D 40A TMD | 6884 | 1I | B | PPCCB
General Purpose | 2 Small & Med building General Purpose | PTCCB <= 630A - Optimum | CCB | C10N6TM050 | NSX100N 50kA AC 4P3D 50A TMD | 6884 | 1I | B | PPCCB
General Purpose | 2 Small & Med building General Purpose | PTCCB <= 630A - Optimum | CCB | C10N6TM063 | NSX100N 50kA AC 4P3D 63A TMD | 6884 | 1I | B | PPCCB
General Purpose | 2 Small & Med building General Purpose | PTCCB <= 630A - Optimum | CCB | C10R4TM063 | NSX100R 200kA AC 4P 63A TMD | 19270 | 1I | B | PPCCB
General Purpose | 2 Small & Med building General Purpose | PTCCB <= 630A - Optimum | CCB | C10S3 | BASIC FRAME NSX100S 100kA AC 3P 100A | 3670 | 1I | A | PPCCB
General Purpose | 2 Small & Med building General Purpose | PTCCB <= 630A - Optimum | CCB | C10V32D040 | NSX100HB1 75kA AC 3P 40A 2.2 | 8078 | 1I | B | PPCCB
General Purpose | 2 Small & Med building General Purpose | PTCCB <= 630A - Optimum | CCB | C10V32D100 | NSX100HB1 75kA AC 3P 100A 2.2 | 8078 | 1I | B | PPCCB
General Purpose | 2 Small & Med building General Purpose | PTCCB <= 630A - Optimum | CCB | C10V32M025 | NSX100HB1 75kA AC 3P 25A 2.2M | 8627 | 1I | B | PPCCB
General Purpose | 2 Small & Med building General Purpose | PTCCB <= 630A - Optimum | CCB | C10V32M050 | NSX100HB1 75kA AC 3P 50A 2.2M | 8627 | 1I | B | PPCCB
General Purpose | 2 Small & Med building General Purpose | PTCCB <= 630A - Optimum | CCB | C10V32M100 | NSX100HB1 75kA AC 3P 100A 2.2M | 8644 | 1I | B | PPCCB
General Purpose | 2 Small & Med building General Purpose | PTCCB <= 630A - Optimum | CCB | C10V3MA013 | NSX100HB1 75kA AC 3P 12.5A MA | 6795 | 1I | A | PPCCB
General Purpose | 2 Small & Med building General Purpose | PTCCB <= 630A - Optimum | CCB | C10V3MA025 | NSX100HB1 75kA AC 3P 25A MA | 6795 | 1I | A | PPCCB
General Purpose | 2 Small & Med building General Purpose | PTCCB <= 630A - Optimum | CCB | C10V3MA050 | NSX100HB1 75kA AC 3P 50A MA | 6795 | 1I | A | PPCCB
General Purpose | 2 Small & Med building General Purpose | PTCCB <= 630A - Optimum | CCB | C10V3MA100 | NSX100HB1 75kA AC 3P 100A MA | 6795 | 1I | A | PPCCB
General Purpose | 2 Small & Med building General Purpose | PTCCB <= 630A - Optimum | CCB | C10V3TM040 | NSX100HB1 75kA AC 3P 40A TMD | 6881 | 1I | A | PPCCB
General Purpose | 2 Small & Med building General Purpose | PTCCB <= 630A - Optimum | CCB | C10V3TM050 | NSX100HB1 75kA AC 3P 50A TMD | 6881 | 1I | A | PPCCB
General Purpose | 2 Small & Med building General Purpose | PTCCB <= 630A - Optimum | CCB | C10V3TM063 | NSX100HB1 75kA AC 3P 63A TMD | 6881 | 1I | A | PPCCB
General Purpose | 2 Small & Med building General Purpose | PTCCB <= 630A - Optimum | CCB | C10V3TM080 | NSX100HB1 75kA AC 3P 80A TMD | 7143 | 1I | B | PPCCB
General Purpose | 2 Small & Med building General Purpose | PTCCB <= 630A - Optimum | CCB | C10V3TM100 | NSX100HB1 75kA AC 3P 100A TMD | 7143 | 1I | A | PPCCB
General Purpose | 2 Small & Med building General Purpose | PTCCB <= 630A - Optimum | CCB | C10V4TM100 | NSX100HB1 75kA AC 4P 100A TMD | 9400 | 1I | B | PPCCB
General Purpose | 2 Small & Med building General Purpose | PTCCB <= 630A - Optimum | CCB | C10W32D040 | NSX100HB2 100kA AC 3P 40A 2.2 | 12798 | 1I | B | PPCCB
General Purpose | 2 Small & Med building General Purpose | PTCCB <= 630A - Optimum | CCB | C113050LS | SWITCH NSXm100NA AC 3P 50A ELINK | 3066 | 1I | B | PPCCB
General Purpose | 2 Small & Med building General Purpose | PTCCB <= 630A - Optimum | CCB | C113100LS | SWITCH NSXm100NA AC 3P 100A ELINK | 3066 | 1I | B | PPCCB
General Purpose | 2 Small & Med building General Purpose | PTCCB <= 630A - Optimum | CCB | C11B3TM016L | NSXm100B 25kA AC 3P 16A TMD ELINK | 3830 | 1I | B | PPCCB
General Purpose | 2 Small & Med building General Purpose | PTCCB <= 630A - Optimum | CCB | C11B3TM025L | NSXm100B 25kA AC 3P 25A TMD ELINK | 3830 | 1I | B | PPCCB
General Purpose | 2 Small & Med building General Purpose | PTCCB <= 630A - Optimum | CCB | C11B3TM032L | NSXm100B 25kA AC 3P 32A TMD ELINK | 3830 | 1I | B | PPCCB
General Purpose | 2 Small & Med building General Purpose | PTCCB <= 630A - Optimum | CCB | C11B3TM063L | NSXm100B 25kA AC 3P 63A TMD ELINK | 3830 | 1I | B | PPCCB
General Purpose | 2 Small & Med building General Purpose | PTCCB <= 630A - Optimum | CCB | C11B3TM080L | NSXm100B 25kA AC 3P 80A TMD ELINK | 3907 | 1I | B | PPCCB
General Purpose | 2 Small & Med building General Purpose | PTCCB <= 630A - Optimum | CCB | C11B3TM100L | NSXm100B 25kA AC 3P 100A TMD ELINK | 3907 | 1I | B | PPCCB
General Purpose | 2 Small & Med building General Purpose | PTCCB <= 630A - Optimum | CCB | C11B44V025L | NSXm100B 25kA AC 4P 25A 4.1 ELINK | 11298 | 1I | B | PPCCB
General Purpose | 2 Small & Med building General Purpose | PTCCB <= 630A - Optimum | CCB | C11B4TM016L | NSXm100B 25kA AC 4P4D 16A TMD ELINK | 4979 | 1I | B | PPCCB
General Purpose | 2 Small & Med building General Purpose | PTCCB <= 630A - Optimum | CCB | C11B4TM025L | NSXm100B 25kA AC 4P4D 25A TMD ELINK | 4979 | 1I | B | PPCCB
General Purpose | 2 Small & Med building General Purpose | PTCCB <= 630A - Optimum | CCB | C11B4TM063L | NSXm100B 25kA AC 4P4D 63A TMD ELINK | 4979 | 1I | B | PPCCB
General Purpose | 2 Small & Med building General Purpose | PTCCB <= 630A - Optimum | CCB | C11B4TM100L | NSXm100B 25kA AC 4P4D 100A TMD ELINK | 5079 | 1I | B | PPCCB
General Purpose | 2 Small & Med building General Purpose | PTCCB <= 630A - Optimum | CCB | C11E34V025L | NSXm100E 16kA AC 3P 25A 4.1 ELINK | 10125 | 1I | B | PPCCB
General Purpose | 2 Small & Med building General Purpose | PTCCB <= 630A - Optimum | CCB | C11E34V100L | NSXm100E 16kA AC 3P 100A 4.1 ELINK | 10190 | 1I | B | PPCCB
General Purpose | 2 Small & Med building General Purpose | PTCCB <= 630A - Optimum | CCB | C11E3TM025L | NSXm100E 16kA AC 3P 25A TMD ELINK | 3447 | 1I | B | PPCCB
General Purpose | 2 Small & Med building General Purpose | PTCCB <= 630A - Optimum | CCB | C11E3TM050L | NSXm100E 16kA AC 3P 50A TMD ELINK | 3447 | 1I | B | PPCCB
General Purpose | 2 Small & Med building General Purpose | PTCCB <= 630A - Optimum | CCB | C11E3TM063L | NSXm100E 16kA AC 3P 63A TMD ELINK | 3447 | 1I | B | PPCCB
General Purpose | 2 Small & Med building General Purpose | PTCCB <= 630A - Optimum | CCB | C11E3TM080L | NSXm100E 16kA AC 3P 80A TMD ELINK | 3516 | 1I | B | PPCCB
General Purpose | 2 Small & Med building General Purpose | PTCCB <= 630A - Optimum | CCB | C11E3TM100L | NSXm100E 16kA AC 3P 100A TMD ELINK | 3516 | 1I | B | PPCCB
General Purpose | 2 Small & Med building General Purpose | PTCCB <= 630A - Optimum | CCB | C11E44V100L | NSXm100E 16kA AC 4P 100A 4.1 ELINK | 10327 | 1I | B | PPCCB
General Purpose | 2 Small & Med building General Purpose | PTCCB <= 630A - Optimum | CCB | C11E4TM016L | NSXm100E 16kA AC 4P4D 16A TMD ELINK | 4481 | 1I | B | PPCCB
General Purpose | 2 Small & Med building General Purpose | PTCCB <= 630A - Optimum | CCB | C11E4TM100L | NSXm100E 16kA AC 4P4D 100A TMD ELINK | 4571 | 1I | B | PPCCB
General Purpose | 2 Small & Med building General Purpose | PTCCB <= 630A - Optimum | CCB | C11F34V100L | NSXm100F 36kA AC 3P 100A 4.1 ELINK | 12205 | 1I | B | PPCCB
General Purpose | 2 Small & Med building General Purpose | PTCCB <= 630A - Optimum | CCB | C11F3TM016L | NSXm100F 36kA AC 3P 16A TMD ELINK | 4047 | 1I | B | PPCCB
General Purpose | 2 Small & Med building General Purpose | PTCCB <= 630A - Optimum | CCB | C11F3TM025L | NSXm100F 36kA AC 3P 25A TMD ELINK | 4047 | 1I | B | PPCCB
General Purpose | 2 Small & Med building General Purpose | PTCCB <= 630A - Optimum | CCB | C11F3TM032L | NSXm100F 36kA AC 3P 32A TMD ELINK | 4047 | 1I | B | PPCCB
General Purpose | 2 Small & Med building General Purpose | PTCCB <= 630A - Optimum | CCB | C11F3TM040L | NSXm100F 36kA AC 3P 40A TMD ELINK | 4047 | 1I | B | PPCCB
General Purpose | 2 Small & Med building General Purpose | PTCCB <= 630A - Optimum | CCB | C11F3TM050L | NSXm100F 36kA AC 3P 50A TMD ELINK | 4047 | 1I | B | PPCCB
General Purpose | 2 Small & Med building General Purpose | PTCCB <= 630A - Optimum | CCB | C11F3TM063L | NSXm100F 36kA AC 3P 63A TMD ELINK | 4047 | 1I | A | PPCCB
General Purpose | 2 Small & Med building General Purpose | PTCCB <= 630A - Optimum | CCB | C11F3TM080L | NSXm100F 36kA AC 3P 80A TMD ELINK | 4124 | 1I | B | PPCCB
General Purpose | 2 Small & Med building General Purpose | PTCCB <= 630A - Optimum | CCB | C11F3TM100L | NSXm100F 36kA AC 3P 100A TMD ELINK | 4124 | 1I | B | PPCCB
General Purpose | 2 Small & Med building General Purpose | PTCCB <= 630A - Optimum | CCB | C11F4TM063L | NSXm100F 36kA AC 4P4D 63A TMD ELINK | 5261 | 1I | B | PPCCB
General Purpose | 2 Small & Med building General Purpose | PTCCB <= 630A - Optimum | CCB | C11F4TM100L | NSXm100F 36kA AC 4P4D 100A TMD ELINK | 5361 | 1I | B | PPCCB
General Purpose | 2 Small & Med building General Purpose | PTCCB <= 630A - Optimum | CCB | C11H3TM016L | NSXm100H 70kA AC 3P 16A TMD ELINK | 4548 | 1I | B | PPCCB
General Purpose | 2 Small & Med building General Purpose | PTCCB <= 630A - Optimum | CCB | C11H3TM050L | NSXm100H 70kA AC 3P 50A TMD ELINK | 4548 | 1I | B | PPCCB
General Purpose | 2 Small & Med building General Purpose | PTCCB <= 630A - Optimum | CCB | C11H3TM100L | NSXm100H 70kA AC 3P 100A TMD ELINK | 4625 | 1I | B | PPCCB
General Purpose | 2 Small & Med building General Purpose | PTCCB <= 630A - Optimum | CCB | C11N3TM016L | NSXm100N 50kA AC 3P 16A TMD ELINK | 4286 | 1I | B | PPCCB
General Purpose | 2 Small & Med building General Purpose | PTCCB <= 630A - Optimum | CCB | C11N3TM025L | NSXm100N 50kA AC 3P 25A TMD ELINK | 4286 | 1I | B | PPCCB
General Purpose | 2 Small & Med building General Purpose | PTCCB <= 630A - Optimum | CCB | C11N3TM032L | NSXm100N 50kA AC 3P 32A TMD ELINK | 4286 | 1I | B | PPCCB
General Purpose | 2 Small & Med building General Purpose | PTCCB <= 630A - Optimum | CCB | C11N3TM050L | NSXm100N 50kA AC 3P 50A TMD ELINK | 4286 | 1I | B | PPCCB
General Purpose | 2 Small & Med building General Purpose | PTCCB <= 630A - Optimum | CCB | C123160LS | SWITCH NSXm160NA AC 3P 160A ELINK | 3066 | 1I | B | PPCCB
General Purpose | 2 Small & Med building General Purpose | PTCCB <= 630A - Optimum | CCB | C12B3TM125L | NSXm160B 25kA AC 3P 125A TMD ELINK | 4727 | 1I | B | PPCCB
General Purpose | 2 Small & Med building General Purpose | PTCCB <= 630A - Optimum | CCB | C12B3TM160L | NSXm160B 25kA AC 3P 160A TMD ELINK | 4727 | 1I | B | PPCCB
General Purpose | 2 Small & Med building General Purpose | PTCCB <= 630A - Optimum | CCB | C12B4TM160L | NSXm160B 25kA AC 4P4D 160A TMD ELINK | 6144 | 1I | B | PPCCB
General Purpose | 2 Small & Med building General Purpose | PTCCB <= 630A - Optimum | CCB | C12E34V160L | NSXm160E 16kA AC 3P 160A 4.1 ELINK | 10887 | 1I | B | PPCCB
General Purpose | 2 Small & Med building General Purpose | PTCCB <= 630A - Optimum | CCB | C12E3TM125L | NSXm160E 16kA AC 3P 125A TMD ELINK | 4254 | 1I | B | PPCCB
General Purpose | 2 Small & Med building General Purpose | PTCCB <= 630A - Optimum | CCB | C12E3TM160L | NSXm160E 16kA AC 3P 160A TMD ELINK | 4254 | 1I | B | PPCCB
General Purpose | 2 Small & Med building General Purpose | PTCCB <= 630A - Optimum | CCB | C12E4TM125L | NSXm160E 16kA AC 4P4D 125A TMD ELINK | 5530 | 1I | B | PPCCB
General Purpose | 2 Small & Med building General Purpose | PTCCB <= 630A - Optimum | CCB | C12E4TM160L | NSXm160E 16kA AC 4P4D 160A TMD ELINK | 5530 | 1I | B | PPCCB
General Purpose | 2 Small & Med building General Purpose | PTCCB <= 630A - Optimum | CCB | C12F3TM160L | NSXm160F 36kA AC 3P 160A TMD ELINK | 4876 | 1I | B | PPCCB
General Purpose | 2 Small & Med building General Purpose | PTCCB <= 630A - Optimum | CCB | C12F4TM125L | NSXm160F 36kA AC 4P4D 125A TMD ELINK | 6338 | 1I | B | PPCCB
General Purpose | 2 Small & Med building General Purpose | PTCCB <= 630A - Optimum | CCB | C12F4TM160L | NSXm160F 36kA AC 4P4D 160A TMD ELINK | 6338 | 1I | B | PPCCB
General Purpose | 2 Small & Med building General Purpose | PTCCB <= 630A - Optimum | CCB | C12H3TM160L | NSXm160H 70kA AC 3P 160A TMD ELINK | 5533 | 1I | B | PPCCB
General Purpose | 2 Small & Med building General Purpose | PTCCB <= 630A - Optimum | CCB | C12N3TM125L | NSXm160N 50kA AC 3P 125A TMD ELINK | 5189 | 1I | B | PPCCB
General Purpose | 2 Small & Med building General Purpose | PTCCB <= 630A - Optimum | CCB | C12N3TM160L | NSXm160N 50kA AC 3P 160A TMD ELINK | 5189 | 1I | B | PPCCB
General Purpose | 2 Small & Med building General Purpose | PTCCB <= 630A - Optimum | CCB | C163160S | SWITCH NSX160NA AC 3P 160A | 3550 | 1I | B | PPCCB
General Purpose | 2 Small & Med building General Purpose | PTCCB <= 630A - Optimum | CCB | C164160S | SWITCH NSX160NA AC 4P 160A | 4615 | 1I | B | PPCCB
General Purpose | 2 Small & Med building General Purpose | PTCCB <= 630A - Optimum | CCB | C16B3 | BASIC FRAME NSX160B 25kA AC 3P 160A | 3447 | 1I | A | PPCCB
General Purpose | 2 Small & Med building General Purpose | PTCCB <= 630A - Optimum | CCB | C16B32D160 | NSX160B 25kA AC 3P 160A 2.2 | 5865 | 1I | B | PPCCB
General Purpose | 2 Small & Med building General Purpose | PTCCB <= 630A - Optimum | CCB | C16B3TM080 | NSX160B 25kA AC 3P3D 80A TMD | 5455 | 1I | B | PPCCB
General Purpose | 2 Small & Med building General Purpose | PTCCB <= 630A - Optimum | CCB | C16B3TM100 | NSX160B 25kA AC 3P3D 100A TMD | 5455 | 1I | B | PPCCB
General Purpose | 2 Small & Med building General Purpose | PTCCB <= 630A - Optimum | CCB | C16B3TM125 | NSX160B 25kA AC 3P3D 125A TMD | 5462 | 1I | B | PPCCB
General Purpose | 2 Small & Med building General Purpose | PTCCB <= 630A - Optimum | CCB | C16B3TM160 | NSX160B 25kA AC 3P3D 160A TMD | 5462 | 1I | B | PPCCB
General Purpose | 2 Small & Med building General Purpose | PTCCB <= 630A - Optimum | CCB | C16B4 | BASIC FRAME NSX160B 25kA AC 4P 160A | 4481 | 1I | A | PPCCB
General Purpose | 2 Small & Med building General Purpose | PTCCB <= 630A - Optimum | CCB | C16B42D100 | NSX160B 25kA AC 4P 100A 2.2 | 7613 | 1I | B | PPCCB
General Purpose | 2 Small & Med building General Purpose | PTCCB <= 630A - Optimum | CCB | C16B42D160 | NSX160B 25kA AC 4P 160A 2.2 | 7624 | 1I | B | PPCCB
General Purpose | 2 Small & Med building General Purpose | PTCCB <= 630A - Optimum | CCB | C16B4TM125 | NSX160B 25kA AC 4P4D 125A TMD | 8332 | 1I | B | PPCCB
General Purpose | 2 Small & Med building General Purpose | PTCCB <= 630A - Optimum | CCB | C16B4TM160 | NSX160B 25kA AC 4P4D 160A TMD | 8453 | 1I | B | PPCCB
General Purpose | 2 Small & Med building General Purpose | PTCCB <= 630A - Optimum | CCB | C16B6TM160 | NSX160B 25kA AC 4P3D 160A TMD | 7100 | 1I | B | PPCCB
General Purpose | 2 Small & Med building General Purpose | PTCCB <= 630A - Optimum | CCB | C16F2TM125 | NSX160F 18kA AC-DC 2P 125A TMD | 5003 | 1I | B | PPCCB
General Purpose | 2 Small & Med building General Purpose | PTCCB <= 630A - Optimum | CCB | C16F3 | BASIC FRAME NSX160F 36kA AC 3P 160A | 3619 | 1I | A | PPCCB
General Purpose | 2 Small & Med building General Purpose | PTCCB <= 630A - Optimum | CCB | C16F32D100 | NSX160F 36kA AC 3P3D 100A 2.2 | 6029 | 1I | B | PPCCB
General Purpose | 2 Small & Med building General Purpose | PTCCB <= 630A - Optimum | CCB | C16F32D160 | NSX160F 36kA AC 3P3D 160A 2.2 | 6037 | 1I | B | PPCCB
General Purpose | 2 Small & Med building General Purpose | PTCCB <= 630A - Optimum | CCB | C16F3D | BASIC FRAME NSX160F 36kA DC 3P 160A | 2608 | 1I | B | PPCCB
General Purpose | 2 Small & Med building General Purpose | PTCCB <= 630A - Optimum | CCB | C16F3MA100 | NSX160F 36kA AC 3P3D 100A MA | 5694 | 1I | B | PPCCB
General Purpose | 2 Small & Med building General Purpose | PTCCB <= 630A - Optimum | CCB | C16F3MA150 | NSX160F 36kA AC 3P3D 150A MA | 5891 | 1I | B | PPCCB
General Purpose | 2 Small & Med building General Purpose | PTCCB <= 630A - Optimum | CCB | C16F3TM080 | NSX160F 36kA AC 3P3D 80A TMD | 5627 | 1I | B | PPCCB
General Purpose | 2 Small & Med building General Purpose | PTCCB <= 630A - Optimum | CCB | C16F3TM100 | NSX160F 36kA AC 3P3D 100A TMD | 5627 | 1I | B | PPCCB
General Purpose | 2 Small & Med building General Purpose | PTCCB <= 630A - Optimum | CCB | C16F3TM125 | NSX160F 36kA AC 3P3D 125A TMD | 5634 | 1I | B | PPCCB
General Purpose | 2 Small & Med building General Purpose | PTCCB <= 630A - Optimum | CCB | C16F3TM160 | NSX160F 36kA AC 3P3D 160A TMD | 5634 | 1I | B | PPCCB
General Purpose | 2 Small & Med building General Purpose | PTCCB <= 630A - Optimum | CCB | C16F4 | BASIC FRAME NSX160F 36kA AC 4P 160A | 4705 | 1I | A | PPCCB
General Purpose | 2 Small & Med building General Purpose | PTCCB <= 630A - Optimum | CCB | C16F42D160 | NSX160F 36kA AC 4P4D 160A 2.2 | 9417 | 1I | B | PPCCB
General Purpose | 2 Small & Med building General Purpose | PTCCB <= 630A - Optimum | CCB | C16F4TM080 | NSX160F 36kA AC 4P4D 80A TMD | 8038 | 1I | B | PPCCB
General Purpose | 2 Small & Med building General Purpose | PTCCB <= 630A - Optimum | CCB | C16F4TM125 | NSX160F 36kA AC 4P4D 125A TMD | 8556 | 1I | B | PPCCB
General Purpose | 2 Small & Med building General Purpose | PTCCB <= 630A - Optimum | CCB | C16F4TM160 | NSX160F 36kA AC 4P4D 160A TMD | 8677 | 1I | B | PPCCB
General Purpose | 2 Small & Med building General Purpose | PTCCB <= 630A - Optimum | CCB | C16F6TM125 | NSX160F 36kA AC 4P3D 125A TMD | 8259 | 1I | B | PPCCB
General Purpose | 2 Small & Med building General Purpose | PTCCB <= 630A - Optimum | CCB | C16F6TM160 | NSX160F 36kA AC 4P3D 160A TMD | 8372 | 1I | B | PPCCB
General Purpose | 2 Small & Med building General Purpose | PTCCB <= 630A - Optimum | CCB | C16H3 | BASIC FRAME NSX160H 70kA AC 3P 160A | 4379 | 1I | A | PPCCB
General Purpose | 2 Small & Med building General Purpose | PTCCB <= 630A - Optimum | CCB | C16H32D100 | NSX160H 70kA AC 3P3D 100A 2.2 | 6789 | 1I | B | PPCCB
General Purpose | 2 Small & Med building General Purpose | PTCCB <= 630A - Optimum | CCB | C16H32D160 | NSX160H 70kA AC 3P3D 160A 2.2 | 6797 | 1I | B | PPCCB
General Purpose | 2 Small & Med building General Purpose | PTCCB <= 630A - Optimum | CCB | C16H32M150 | NSX160H 70kA AC 3P3D 150A 2.2M | 8241 | 1I | B | PPCCB
General Purpose | 2 Small & Med building General Purpose | PTCCB <= 630A - Optimum | CCB | C16H3MA100 | NSX160H 70kA AC 3P3D 100A MA | 6454 | 1I | B | PPCCB
General Purpose | 2 Small & Med building General Purpose | PTCCB <= 630A - Optimum | CCB | C16H3MA150 | NSX160H 70kA AC 3P3D 150A MA | 6651 | 1I | B | PPCCB
General Purpose | 2 Small & Med building General Purpose | PTCCB <= 630A - Optimum | CCB | C16H3TM125 | NSX160H 70kA AC 3P3D 125A TMD | 6394 | 1I | B | PPCCB
General Purpose | 2 Small & Med building General Purpose | PTCCB <= 630A - Optimum | CCB | C16H3TM160 | NSX160H 70kA AC 3P3D 160A TMD | 6394 | 1I | B | PPCCB
General Purpose | 2 Small & Med building General Purpose | PTCCB <= 630A - Optimum | CCB | C16H4 | BASIC FRAME NSX160H 70kA AC 4P 160A | 5693 | 1I | B | PPCCB
General Purpose | 2 Small & Med building General Purpose | PTCCB <= 630A - Optimum | CCB | C16H42D160 | NSX160H 70kA AC 4P4D 160A 2.2 | 8836 | 1I | B | PPCCB
General Purpose | 2 Small & Med building General Purpose | PTCCB <= 630A - Optimum | CCB | C16L3 | BASIC FRAME NSX160L 150kA AC 3P 160A | 5299 | 1I | A | PPCCB
General Purpose | 2 Small & Med building General Purpose | PTCCB <= 630A - Optimum | CCB | C16N3 | BASIC FRAME NSX160N 50kA AC 3P 160A | 3981 | 1I | A | PPCCB
General Purpose | 2 Small & Med building General Purpose | PTCCB <= 630A - Optimum | CCB | C16N32D100 | NSX160N 50kA AC 3P3D 100A 2.2 | 6390 | 1I | B | PPCCB
General Purpose | 2 Small & Med building General Purpose | PTCCB <= 630A - Optimum | CCB | C16N32D160 | NSX160N 50kA AC 3P3D 160A 2.2 | 6399 | 1I | B | PPCCB
General Purpose | 2 Small & Med building General Purpose | PTCCB <= 630A - Optimum | CCB | C16N3MA150 | NSX160N 50kA AC 3P3D 150A MA | 6253 | 1I | A | PPCCB
General Purpose | 2 Small & Med building General Purpose | PTCCB <= 630A - Optimum | CCB | C16N3TM080 | NSX160N 50kA AC 3P3D 80A TMD | 5989 | 1I | B | PPCCB
General Purpose | 2 Small & Med building General Purpose | PTCCB <= 630A - Optimum | CCB | C16N3TM100 | NSX160N 50kA AC 3P3D 100A TMD | 5989 | 1I | B | PPCCB
General Purpose | 2 Small & Med building General Purpose | PTCCB <= 630A - Optimum | CCB | C16N3TM125 | NSX160N 50kA AC 3P3D 125A TMD | 5996 | 1I | A | PPCCB
General Purpose | 2 Small & Med building General Purpose | PTCCB <= 630A - Optimum | CCB | C16N3TM160 | NSX160N 50kA AC 3P3D 160A TMD | 5996 | 1I | B | PPCCB
General Purpose | 2 Small & Med building General Purpose | PTCCB <= 630A - Optimum | CCB | C16N4 | BASIC FRAME NSX160N 50kA AC 4P 160A | 5175 | 1I | B | PPCCB
General Purpose | 2 Small & Med building General Purpose | PTCCB <= 630A - Optimum | CCB | C16N42D160 | NSX160N 50kA AC 4P4D 160A 2.2 | 8318 | 1I | B | PPCCB
General Purpose | 2 Small & Med building General Purpose | PTCCB <= 630A - Optimum | CCB | C16N4TM100 | NSX160N 50kA AC 4P4D 100A TMD | 8509 | 1I | B | PPCCB
General Purpose | 2 Small & Med building General Purpose | PTCCB <= 630A - Optimum | CCB | C16N4TM125 | NSX160N 50kA AC 4P4D 125A TMD | 9026 | 1I | B | PPCCB
General Purpose | 2 Small & Med building General Purpose | PTCCB <= 630A - Optimum | CCB | C16N4TM160 | NSX160N 50kA AC 4P4D 160A TMD | 9148 | 1I | B | PPCCB
General Purpose | 2 Small & Med building General Purpose | PTCCB <= 630A - Optimum | CCB | C16N6TM125 | NSX160N 50kA AC 4P3D 125A TMD | 8730 | 1I | B | PPCCB
General Purpose | 2 Small & Med building General Purpose | PTCCB <= 630A - Optimum | CCB | C16N6TM160 | NSX160N 50kA AC 4P3D 160A TMD | 8842 | 1I | B | PPCCB
General Purpose | 2 Small & Med building General Purpose | PTCCB <= 630A - Optimum | CCB | C16S3 | BASIC FRAME NSX160S 100kA AC 3P 160A | 4817 | 1I | B | PPCCB
General Purpose | 2 Small & Med building General Purpose | PTCCB <= 630A - Optimum | CCB | C16S3D | BASIC FRAME NSX160S 100kA DC 3P 160A | 2668 | 1I | B | PPCCB
General Purpose | 2 Small & Med building General Purpose | PTCCB <= 630A - Optimum | CCB | C253250S | SWITCH NSX250NA AC 3P 250A | 5215 | 1I | B | PPCCB
General Purpose | 2 Small & Med building General Purpose | PTCCB <= 630A - Optimum | CCB | C254250S | SWITCH NSX250NA AC 4P 250A | 6779 | 1I | B | PPCCB
General Purpose | 2 Small & Med building General Purpose | PTCCB <= 630A - Optimum | CCB | C25B3 | BASIC FRAME NSX250B 25kA AC 3P 250A | 5033 | 1I | A | PPCCB
General Purpose | 2 Small & Med building General Purpose | PTCCB <= 630A - Optimum | CCB | C25B32D250 | NSX250B 25kA AC 3P 250A 2.2 | 8621 | 1I | B | PPCCB
General Purpose | 2 Small & Med building General Purpose | PTCCB <= 630A - Optimum | CCB | C25B3TM125 | NSX250B 25kA AC 3P3D 125A TMD | 7048 | 1I | B | PPCCB
General Purpose | 2 Small & Med building General Purpose | PTCCB <= 630A - Optimum | CCB | C25B3TM160 | NSX250B 25kA AC 3P3D 160A TMD | 7048 | 1I | B | PPCCB
General Purpose | 2 Small & Med building General Purpose | PTCCB <= 630A - Optimum | CCB | C25B3TM200 | NSX250B 25kA AC 3P3D 200A TMD | 7893 | 1I | B | PPCCB
General Purpose | 2 Small & Med building General Purpose | PTCCB <= 630A - Optimum | CCB | C25B3TM250 | NSX250B 25kA AC 3P3D 250A TMD | 8023 | 1I | B | PPCCB
General Purpose | 2 Small & Med building General Purpose | PTCCB <= 630A - Optimum | CCB | C25B4 | BASIC FRAME NSX250B 25kA AC 4P 250A | 6543 | 1I | A | PPCCB
General Purpose | 2 Small & Med building General Purpose | PTCCB <= 630A - Optimum | CCB | C25B42D100 | NSX250B 25kA AC 4P 100A 2.2 | 9675 | 1I | B | PPCCB
General Purpose | 2 Small & Med building General Purpose | PTCCB <= 630A - Optimum | CCB | C25B42D250 | NSX250B 25kA AC 4P 250A 2.2 | 11207 | 1I | B | PPCCB
General Purpose | 2 Small & Med building General Purpose | PTCCB <= 630A - Optimum | CCB | C25B4TM160 | NSX250B 25kA AC 4P4D 160A TMD | 12122 | 1I | B | PPCCB
General Purpose | 2 Small & Med building General Purpose | PTCCB <= 630A - Optimum | CCB | C25B4TM200 | NSX250B 25kA AC 4P4D 200A TMD | 13331 | 1I | B | PPCCB
General Purpose | 2 Small & Med building General Purpose | PTCCB <= 630A - Optimum | CCB | C25B4TM250 | NSX250B 25kA AC 4P4D 250A TMD | 13921 | 1I | B | PPCCB
General Purpose | 2 Small & Med building General Purpose | PTCCB <= 630A - Optimum | CCB | C25B6TM200 | NSX250B 25kA AC 4P3D 200A TMD | 12808 | 1I | B | PPCCB
General Purpose | 2 Small & Med building General Purpose | PTCCB <= 630A - Optimum | CCB | C25B6TM250 | NSX250B 25kA AC 4P3D 250A TMD | 10429 | 1I | B | PPCCB
General Purpose | 2 Small & Med building General Purpose | PTCCB <= 630A - Optimum | CCB | C25F3 | BASIC FRAME NSX250F 36kA AC 3P 250A | 5285 | 1I | A | PPCCB
General Purpose | 2 Small & Med building General Purpose | PTCCB <= 630A - Optimum | CCB | C25F32D100 | NSX250F 36kA AC 3P3D 100A 2.2 | 7694 | 1I | B | PPCCB
General Purpose | 2 Small & Med building General Purpose | PTCCB <= 630A - Optimum | CCB | C25F32D160 | NSX250F 36kA AC 3P3D 160A 2.2 | 7702 | 1I | B | PPCCB
General Purpose | 2 Small & Med building General Purpose | PTCCB <= 630A - Optimum | CCB | C25F32D250 | NSX250F 36kA AC 3P3D 250A 2.2 | 8872 | 1I | B | PPCCB
General Purpose | 2 Small & Med building General Purpose | PTCCB <= 630A - Optimum | CCB | C25F3D | BASIC FRAME NSX250F 36kA DC 3P 250A | 6009 | 1I | A | PPCCB
General Purpose | 2 Small & Med building General Purpose | PTCCB <= 630A - Optimum | CCB | C25F3MA150 | NSX250F 36kA AC 3P3D 150A MA | 7556 | 1I | B | PPCCB
General Purpose | 2 Small & Med building General Purpose | PTCCB <= 630A - Optimum | CCB | C25F3MA220 | NSX250F 36kA AC 3P3D 220A MA | 9151 | 1I | B | PPCCB
General Purpose | 2 Small & Med building General Purpose | PTCCB <= 630A - Optimum | CCB | C25F3TM125 | NSX250F 36kA AC 3P3D 125A TMD | 7299 | 1I | B | PPCCB
General Purpose | 2 Small & Med building General Purpose | PTCCB <= 630A - Optimum | CCB | C25F3TM160 | NSX250F 36kA AC 3P3D 160A TMD | 7299 | 1I | B | PPCCB
General Purpose | 2 Small & Med building General Purpose | PTCCB <= 630A - Optimum | CCB | C25F3TM200 | NSX250F 36kA AC 3P3D 200A TMD | 8144 | 1I | B | PPCCB
General Purpose | 2 Small & Med building General Purpose | PTCCB <= 630A - Optimum | CCB | C25F3TM250 | NSX250F 36kA AC 3P3D 250A TMD | 8274 | 1I | B | PPCCB
General Purpose | 2 Small & Med building General Purpose | PTCCB <= 630A - Optimum | CCB | C25F4 | BASIC FRAME NSX250F 36kA AC 4P 250A | 6870 | 1I | A | PPCCB
General Purpose | 2 Small & Med building General Purpose | PTCCB <= 630A - Optimum | CCB | C25F42D160 | NSX250F 36kA AC 4P4D 160A 2.2 | 10013 | 1I | B | PPCCB
General Purpose | 2 Small & Med building General Purpose | PTCCB <= 630A - Optimum | CCB | C25F42D250 | NSX250F 36kA AC 4P4D 250A 2.2 | 14993 | 1I | B | PPCCB
General Purpose | 2 Small & Med building General Purpose | PTCCB <= 630A - Optimum | CCB | C25F4TM160 | NSX250F 36kA AC 4P4D 160A TMD | 12449 | 1I | B | PPCCB
General Purpose | 2 Small & Med building General Purpose | PTCCB <= 630A - Optimum | CCB | C25F4TM200 | NSX250F 36kA AC 4P4D 200A TMD | 13658 | 1I | B | PPCCB
General Purpose | 2 Small & Med building General Purpose | PTCCB <= 630A - Optimum | CCB | C25F4TM250 | NSX250F 36kA AC 4P4D 250A TMD | 14248 | 1I | B | PPCCB
General Purpose | 2 Small & Med building General Purpose | PTCCB <= 630A - Optimum | CCB | C25F6TM200 | NSX250F 36kA AC 4P3D 200A TMD | 13136 | 1I | B | PPCCB
General Purpose | 2 Small & Med building General Purpose | PTCCB <= 630A - Optimum | CCB | C25F6TM250 | NSX250F 36kA AC 4P3D 250A TMD | 13680 | 1I | B | PPCCB
General Purpose | 2 Small & Med building General Purpose | PTCCB <= 630A - Optimum | CCB | C25H3 | BASIC FRAME NSX250H 70kA AC 3P 250A | 6394 | 1I | A | PPCCB
General Purpose | 2 Small & Med building General Purpose | PTCCB <= 630A - Optimum | CCB | C25H32D160 | NSX250H 70kA AC 3P3D 160A 2.2 | 8812 | 1I | B | PPCCB
General Purpose | 2 Small & Med building General Purpose | PTCCB <= 630A - Optimum | CCB | C25H32D250 | NSX250H 70kA AC 3P3D 250A 2.2 | 9982 | 1I | B | PPCCB
General Purpose | 2 Small & Med building General Purpose | PTCCB <= 630A - Optimum | CCB | C25H32M150 | NSX250H 70kA AC 3P3D 150A 2.2M | 10256 | 1I | B | PPCCB
General Purpose | 2 Small & Med building General Purpose | PTCCB <= 630A - Optimum | CCB | C25H32M220 | NSX250H 70kA AC 3P3D 220A 2.2M | 12968 | 1I | B | PPCCB
General Purpose | 2 Small & Med building General Purpose | PTCCB <= 630A - Optimum | CCB | C25H3MA150 | NSX250H 70kA AC 3P3D 150A MA | 8666 | 1I | B | PPCCB
General Purpose | 2 Small & Med building General Purpose | PTCCB <= 630A - Optimum | CCB | C25H3MA220 | NSX250H 70kA AC 3P3D 220A MA | 10261 | 1I | B | PPCCB
General Purpose | 2 Small & Med building General Purpose | PTCCB <= 630A - Optimum | CCB | C25H3TM125 | NSX250H 70kA AC 3P3D 125A TMD | 8409 | 1I | B | PPCCB
General Purpose | 2 Small & Med building General Purpose | PTCCB <= 630A - Optimum | CCB | C25H3TM160 | NSX250H 70kA AC 3P3D 160A TMD | 8409 | 1I | B | PPCCB
General Purpose | 2 Small & Med building General Purpose | PTCCB <= 630A - Optimum | CCB | C25H3TM200 | NSX250H 70kA AC 3P3D 200A TMD | 9254 | 1I | B | PPCCB
General Purpose | 2 Small & Med building General Purpose | PTCCB <= 630A - Optimum | CCB | C25H3TM250 | NSX250H 70kA AC 3P3D 250A TMD | 9384 | 1I | B | PPCCB
General Purpose | 2 Small & Med building General Purpose | PTCCB <= 630A - Optimum | CCB | C25H4TM200 | NSX250H 70kA AC 4P4D 200A TMD | 15100 | 1I | B | PPCCB
General Purpose | 2 Small & Med building General Purpose | PTCCB <= 630A - Optimum | CCB | C25H4TM250 | NSX250H 70kA AC 4P4D 250A TMD | 15691 | 1I | B | PPCCB
General Purpose | 2 Small & Med building General Purpose | PTCCB <= 630A - Optimum | CCB | C25H6TM250 | NSX250H 70kA AC 4P3D 250A TMD | 15123 | 1I | B | PPCCB
General Purpose | 2 Small & Med building General Purpose | PTCCB <= 630A - Optimum | CCB | C25L3 | BASIC FRAME NSX250L 150kA AC 3P 250A | 7737 | 1I | A | PPCCB
General Purpose | 2 Small & Med building General Purpose | PTCCB <= 630A - Optimum | CCB | C25N3 | BASIC FRAME NSX250N 50kA AC 3P 250A | 5813 | 1I | A | PPCCB
General Purpose | 2 Small & Med building General Purpose | PTCCB <= 630A - Optimum | CCB | C25N32D160 | NSX250N 50kA AC 3P3D 160A 2.2 | 8231 | 1I | B | PPCCB
General Purpose | 2 Small & Med building General Purpose | PTCCB <= 630A - Optimum | CCB | C25N32D250 | NSX250N 50kA AC 3P3D 250A 2.2 | 9401 | 1I | B | PPCCB
General Purpose | 2 Small & Med building General Purpose | PTCCB <= 630A - Optimum | CCB | C25N3MA150 | NSX250N 50kA AC 3P3D 150A MA | 8084 | 1I | B | PPCCB
General Purpose | 2 Small & Med building General Purpose | PTCCB <= 630A - Optimum | CCB | C25N3MA220 | NSX250N 50kA AC 3P3D 220A MA | 9680 | 1I | B | PPCCB
General Purpose | 2 Small & Med building General Purpose | PTCCB <= 630A - Optimum | CCB | C25N3TM125 | NSX250N 50kA AC 3P3D 125A TMD | 7828 | 1I | B | PPCCB
General Purpose | 2 Small & Med building General Purpose | PTCCB <= 630A - Optimum | CCB | C25N3TM160 | NSX250N 50kA AC 3P3D 160A TMD | 7828 | 1I | B | PPCCB
General Purpose | 2 Small & Med building General Purpose | PTCCB <= 630A - Optimum | CCB | C25N3TM200 | NSX250N 50kA AC 3P3D 200A TMD | 8673 | 1I | B | PPCCB
General Purpose | 2 Small & Med building General Purpose | PTCCB <= 630A - Optimum | CCB | C25N3TM250 | NSX250N 50kA AC 3P3D 250A TMD | 8803 | 1I | B | PPCCB
General Purpose | 2 Small & Med building General Purpose | PTCCB <= 630A - Optimum | CCB | C25N4 | BASIC FRAME NSX250N 50kA AC 4P 250A | 7557 | 1I | A | PPCCB
General Purpose | 2 Small & Med building General Purpose | PTCCB <= 630A - Optimum | CCB | C25N42D250 | NSX250N 50kA AC 4P4D 250A 2.2 | 12221 | 1I | B | PPCCB
General Purpose | 2 Small & Med building General Purpose | PTCCB <= 630A - Optimum | CCB | C25N4TM160 | NSX250N 50kA AC 4P4D 160A TMD | 13136 | 1I | B | PPCCB
General Purpose | 2 Small & Med building General Purpose | PTCCB <= 630A - Optimum | CCB | C25N4TM200 | NSX250N 50kA AC 4P4D 200A TMD | 14345 | 1I | B | PPCCB
General Purpose | 2 Small & Med building General Purpose | PTCCB <= 630A - Optimum | CCB | C25N4TM250 | NSX250N 50kA AC 4P4D 250A TMD | 14935 | 1I | B | PPCCB
General Purpose | 2 Small & Med building General Purpose | PTCCB <= 630A - Optimum | CCB | C25R3MA220 | NSX250R 200kA AC 3P 220A MA | 15933 | 1I | B | PPCCB
General Purpose | 2 Small & Med building General Purpose | PTCCB <= 630A - Optimum | CCB | C25R3TM250 | NSX250R 200kA AC 3P 250A TMD | 16517 | 1I | B | PPCCB
General Purpose | 2 Small & Med building General Purpose | PTCCB <= 630A - Optimum | CCB | C25S3 | BASIC FRAME NSX250S 100kA AC 3P 250A | 7034 | 1I | B | PPCCB
General Purpose | 2 Small & Med building General Purpose | PTCCB <= 630A - Optimum | CCB | C25S3D | BASIC FRAME NSX250S 100kA DC 3P 250A | 3125 | 1I | A | PPCCB
General Purpose | 2 Small & Med building General Purpose | PTCCB <= 630A - Optimum | CCB | C25S4D | BASIC FRAME NSX250S 100kA DC 4P 250A | 5631 | 1I | B | PPCCB
General Purpose | 2 Small & Med building General Purpose | PTCCB <= 630A - Optimum | CCB | C25V32D160 | NSX250HB1 75kA AC 3P 160A 2.2 | 12399 | 1I | B | PPCCB
General Purpose | 2 Small & Med building General Purpose | PTCCB <= 630A - Optimum | CCB | C25V32D250 | NSX250HB1 75kA AC 3P 250A 2.2 | 17229 | 1I | B | PPCCB
General Purpose | 2 Small & Med building General Purpose | PTCCB <= 630A - Optimum | CCB | C25V32M150 | NSX250HB1 75kA AC 3P 150A 2.2M | 16477 | 1I | B | PPCCB
General Purpose | 2 Small & Med building General Purpose | PTCCB <= 630A - Optimum | CCB | C25V32M220 | NSX250HB1 75kA AC 3P 220A 2.2M | 17225 | 1I | B | PPCCB
General Purpose | 2 Small & Med building General Purpose | PTCCB <= 630A - Optimum | CCB | C25V35E250 | NSX250HB1 75kA AC 3P 250A 5.2E | 26268 | 1I | B | PPCCB
General Purpose | 2 Small & Med building General Purpose | PTCCB <= 630A - Optimum | CCB | C25V36E100 | NSX250HB1 75kA AC 3P 100A 6.2E | 19630 | 1I | B | PPCCB
General Purpose | 2 Small & Med building General Purpose | PTCCB <= 630A - Optimum | CCB | C25V3MA150 | NSX250HB1 75kA AC 3P 150A MA | 14749 | 1I | A | PPCCB
General Purpose | 2 Small & Med building General Purpose | PTCCB <= 630A - Optimum | CCB | C25V3MA220 | NSX250HB1 75kA AC 3P 220A MA | 15917 | 1I | A | PPCCB
General Purpose | 2 Small & Med building General Purpose | PTCCB <= 630A - Optimum | CCB | C25V3TM125 | NSX250HB1 75kA AC 3P 125A TMD | 14523 | 1I | B | PPCCB
General Purpose | 2 Small & Med building General Purpose | PTCCB <= 630A - Optimum | CCB | C25V3TM160 | NSX250HB1 75kA AC 3P 160A TMD | 15698 | 1I | A | PPCCB
General Purpose | 2 Small & Med building General Purpose | PTCCB <= 630A - Optimum | CCB | C25V3TM200 | NSX250HB1 75kA AC 3P 200A TMD | 16702 | 1I | B | PPCCB
General Purpose | 2 Small & Med building General Purpose | PTCCB <= 630A - Optimum | CCB | C25V3TM250 | NSX250HB1 75kA AC 3P 250A TMD | 16702 | 1I | B | PPCCB
General Purpose | 2 Small & Med building General Purpose | PTCCB <= 630A - Optimum | CCB | C25W35E250 | NSX250HB2 100kA AC 3P 250A 5.2E | 16631 | 1I | B | PPCCB
General Purpose | 2 Small & Med building General Purpose | PTCCB <= 630A - Optimum | CCB | LV426841 | COIL MX AC 24 V 50/60 HZ | 1880 | 1I | B | PPCCB
General Purpose | 2 Small & Med building General Purpose | PTCCB <= 630A - Optimum | CCB | LV426843 | COIL MX AC 110-130 V 50/60 HZ | 1880 | 1I | B | PPCCB
General Purpose | 2 Small & Med building General Purpose | PTCCB <= 630A - Optimum | CCB | LV426844 | COIL MX AC 208-240 V 50/60 HZ | 1880 | 1I | B | PPCCB
General Purpose | 2 Small & Med building General Purpose | PTCCB <= 630A - Optimum | CCB | LV426930T | ROTARY HANDLE DIR 100/160m BLK | 1088 | 1I | B | PPCCB
General Purpose | 2 Small & Med building General Purpose | PTCCB <= 630A - Optimum | CCB | LV426932T | ROTARY HANDLE EXT 100/160m BLK IP54 | 2658 | 1I | B | PPCCB
General Purpose | 2 Small & Med building General Purpose | PTCCB <= 630A - Optimum | CCB | LV426934T | ROTARY HANDLE EXT 100/160m R-Y IP65 | 3344 | 1I | B | PPCCB
General Purpose | 2 Small & Med building General Purpose | PTCCB <= 630A - Optimum | CCB | LV426935T | ROTARY HANDLE SIDE 100/160m BLK IP54 | 3476 | 1I | B | PPCCB
General Purpose | 2 Small & Med building General Purpose | PTCCB <= 630A - Optimum | CCB | LV426937 | OPEN DOOR SHAFT OPERATOR NSXM PP B GV4 | 528 | 1I | B | PPCCB
General Purpose | 2 Small & Med building General Purpose | PTCCB <= 630A - Optimum | CCB | LV426940 | Spreader 3P IEC Dis and GV4 | 471 | 1I | B | PPCCB
General Purpose | 2 Small & Med building General Purpose | PTCCB <= 630A - Optimum | CCB | LV426950 | AUXILIARY CONTACT OF or SD NSXm & PP-B | 863 | 1I | B | PPCCB
Configurable | 4 Large building Configurable | PTCCB <= 630A - Optimum | CCB | 28900 | NON-AUTOMATIC MOLDED CASE SWITCH 690V | 1261 | 1I | A | PPCCB
Configurable | 4 Large building Configurable | PTCCB <= 630A - Optimum | CCB | 28901 | INS40 4P 40A - SWITCH DISCONNECTOR | 1565 | 1I | A | PPCCB
Configurable | 4 Large building Configurable | PTCCB <= 630A - Optimum | CCB | 28902 | INS63 3P 63 A | 1531 | 1I | A | PPCCB
Configurable | 4 Large building Configurable | PTCCB <= 630A - Optimum | CCB | 28903 | NON-AUTOMATIC SWITCH, INTERPACT IN63 4P | 1836 | 1I | B | PPCCB
Configurable | 4 Large building Configurable | PTCCB <= 630A - Optimum | CCB | 28904 | INS80 3P 80 A - SWITCH DISCONNECTOR | 1700 | 1I | A | PPCCB
Configurable | 4 Large building Configurable | PTCCB <= 630A - Optimum | CCB | 28905 | INS80 4P 80A - SWITCH DISCONNECTOR | 2126 | 1I | A | PPCCB
Configurable | 4 Large building Configurable | PTCCB <= 630A - Optimum | CCB | 28908 | INS100 3P 100A | 2040 | 1I | A | PPCCB
Configurable | 4 Large building Configurable | PTCCB <= 630A - Optimum | CCB | 28909 | INS100 4P 100A | 2482 | 1I | B | PPCCB
Configurable | 4 Large building Configurable | PTCCB <= 630A - Optimum | CCB | 28910 | INS125 3P 125A | 2533 | 1I | A | PPCCB
Configurable | 4 Large building Configurable | PTCCB <= 630A - Optimum | CCB | 28911 | NON-AUTOMATIC SWITCH INTERPACT INS125 12 | 2669 | 1I | B | PPCCB
Configurable | 4 Large building Configurable | PTCCB <= 630A - Optimum | CCB | 28912 | INS160 3P 160A | 2720 | 1I | A | PPCCB
Configurable | 4 Large building Configurable | PTCCB <= 630A - Optimum | CCB | 28913 | INS160 4P 160 A - SWITCH DISCONNECTOR | 3145 | 1I | A | PPCCB
Configurable | 4 Large building Configurable | PTCCB <= 630A - Optimum | CCB | 28916 | NON-AUTO SWITCH, INTERPACT INS 40A 3P | 1258 | 1I | B | PPCCB
Configurable | 4 Large building Configurable | PTCCB <= 630A - Optimum | CCB | 28943 | EXTENDED LATERALE ROT. HANDEL (INS40 A 1 | 645 | 1I | B | PPCCB
Configurable | 4 Large building Configurable | PTCCB <= 630A - Optimum | CCB | 28953 | MECHANICAL INTERLOCK (INS40/160) | 1332 | 1I | B | PPCCB
Configurable | 4 Large building Configurable | PTCCB <= 630A - Optimum | CCB | 28956 | 2 TERMINAL SHROUDS 3/4P | 276 | 1I | B | PPCCB
Configurable | 4 Large building Configurable | PTCCB <= 630A - Optimum | CCB | 28957 | 2 TERMINAL SHIELDS 3/4P | 344 | 1I | A | PPCCB
Configurable | 4 Large building Configurable | PTCCB <= 630A - Optimum | CCB | 28958 | 2 TERMINAL SHIELDS 3/4P | 414 | 1I | A | PPCCB
Configurable | 4 Large building Configurable | PTCCB <= 630A - Optimum | CCB | 28959 | 6 INTERPHASE BARRIERS (INS100/160) | 312 | 1I | A | PPCCB
Configurable | 4 Large building Configurable | PTCCB <= 630A - Optimum | CCB | 29370 | REMOVABLE TOGGLE PADLOCK.DEVICE(NS80/63 | 374 | 1I | B | PPCCB
Configurable | 4 Large building Configurable | PTCCB <= 630A - Optimum | CCB | 29450 | 1 AUX.SWITCH C/O CONTACT OF/SDE/SDVNS80 | 692 | 1I | A | PPCCB
Configurable | 4 Large building Configurable | PTCCB <= 630A - Optimum | CCB | 29452 | Set of 2 Humidity and Thermal sensor | 845 | 1I | A | PPCCB
Configurable | 4 Large building Configurable | PTCCB <= 630A - Optimum | CCB | 29472 | ACP AND AUTO UA 220V/240VAC 50HZ (NS | 20985 | 1I | B | PPCCB
Configurable | 4 Large building Configurable | PTCCB <= 630A - Optimum | CCB | 31052 | FRONT ROTARY HANDLE INS 320 TO 630 BLACK | 1346 | 1I | A | PPCCB | 1292 | 493 | 95 | 95
Configurable | 4 Large building Configurable | PTCCB <= 630A - Optimum | CCB | 31058 | RIGHT SIDE ROTARY HANDLE INS, INV 250 RE | 1160 | 1I | B | PPCCB | 455 | 490 | 95 | 95
Configurable | 4 Large building Configurable | PTCCB <= 630A - Optimum | CCB | 31087 | LOCKING DEVICE FOR RONIS/PROFALUX KEYLOC | 479 | 1I | B | PPCCB
Configurable | 4 Large building Configurable | PTCCB <= 630A - Optimum | CCB | 31100 | INS250 3P 100 A - SWITCH DISCONNECTOR | 3026 | 1I | B | PPCCB
Configurable | 4 Large building Configurable | PTCCB <= 630A - Optimum | CCB | 31101 | INS250 4P 100 A - SWITCH DISCONNECTOR | 3637 | 1I | B | PPCCB
Configurable | 4 Large building Configurable | PTCCB <= 630A - Optimum | CCB | 31102 | NON-AUTOMATIC SWITCH INTERPACT INS250-20 | 3383 | 1I | A | PPCCB
Configurable | 4 Large building Configurable | PTCCB <= 630A - Optimum | CCB | 31103 | INS250 4P 200 A - SWITCH DISCONNECTOR | 4250 | 1I | B | PPCCB
Configurable | 4 Large building Configurable | PTCCB <= 630A - Optimum | CCB | 31104 | INS250 3P 160 A - SWITCH DISCONNECTOR | 2794 | 1I | A | PPCCB
Configurable | 4 Large building Configurable | PTCCB <= 630A - Optimum | CCB | 31105 | INS250 4P 160 A - SWITCH DISCONNECTOR | 3944 | 1I | B | PPCCB
Configurable | 4 Large building Configurable | PTCCB <= 630A - Optimum | CCB | 31106 | INS250 3P 250 A - SWITCH DISCONNECTOR | 3624 | 1I | A | PPCCB
Configurable | 4 Large building Configurable | PTCCB <= 630A - Optimum | CCB | 31107 | INS250 4P 250 A - SWITCH DISCONNECTOR | 4029 | 1I | A | PPCCB
Configurable | 4 Large building Configurable | PTCCB <= 630A - Optimum | CCB | 31108 | INS320 3P 320 A - SWITCH DISCONNECTOR | 5099 | 1I | A | PPCCB
Configurable | 4 Large building Configurable | PTCCB <= 630A - Optimum | CCB | 31109 | INS320 4P 320 A - SWITCH DISCONNECTOR | 6017 | 1I | B | PPCCB
Configurable | 4 Large building Configurable | PTCCB <= 630A - Optimum | CCB | 31110 | INS400 3P 400 A - SWITCH DISCONNECTOR | 6527 | 1I | A | PPCCB
Configurable | 4 Large building Configurable | PTCCB <= 630A - Optimum | CCB | 31111 | INS400 4P 400 A - SWITCH DISCONNECTOR | 8259 | 1I | B | PPCCB
Configurable | 4 Large building Configurable | PTCCB <= 630A - Optimum | CCB | 31112 | INS500 3P 500 A - SWITCH DISCONNECTOR | 9415 | 1I | A | PPCCB
Configurable | 4 Large building Configurable | PTCCB <= 630A - Optimum | CCB | 31113 | INS500 4P 500 A - SWITCH DISCONNECTOR | 10825 | 1I | B | PPCCB
Configurable | 4 Large building Configurable | PTCCB <= 630A - Optimum | CCB | 31115 | INS630 4P 630 A - SWITCH DISCONNECTOR | 12321 | 1I | B | PPCCB
Configurable | 4 Large building Configurable | PTCCB <= 630A - Optimum | CCB | 31134 | INS630 3P 630 A R/Y - SWITCH DISCONNECTO | 10520 | 1I | B | PPCCB
Configurable | 4 Large building Configurable | PTCCB <= 630A - Optimum | CCB | 31140 | MANUAL SOURCECHANGEOVER INS250 3P 100 A | 11028 | 1I | B | PPATS
Configurable | 4 Large building Configurable | PTCCB <= 630A - Optimum | CCB | 31141 | MANUAL SOURCECHANGEOVER INS250 4P 100 A | 11580 | 1I | B | PPCCB
Configurable | 4 Large building Configurable | PTCCB <= 630A - Optimum | CCB | 31144 | MANUAL SOURCECHANGEOVER INS250 3P 160 A | 11307 | 1I | B | PPCCB
Configurable | 4 Large building Configurable | PTCCB <= 630A - Optimum | CCB | 31146 | MANUAL SOURCECHANGEOVER INS250 3P 250 A | 12383 | 1I | B | PPATS
Configurable | 4 Large building Configurable | PTCCB <= 630A - Optimum | CCB | 31147 | MANUAL SOURCECHANGEOVER INS250 4P 250 A | 13137 | 1I | B | PPATS
Configurable | 4 Large building Configurable | PTCCB <= 630A - Optimum | CCB | 31150 | MANUAL SOURCECHANGEOVER INS400 3P 400 A | 19435 | 1I | B | PPCCB
Configurable | 4 Large building Configurable | PTCCB <= 630A - Optimum | CCB | 31151 | MANUAL SOURCECHANGEOVER INS400 4P 400 A | 19971 | 1I | B | PPATS
Configurable | 4 Large building Configurable | PTCCB <= 630A - Optimum | CCB | 31153 | MANUAL SOURCECHANGEOVER INS500 4P 500 A | 15196 | 1I | B | PPCCB
Configurable | 4 Large building Configurable | PTCCB <= 630A - Optimum | CCB | 31155 | MANUAL SOURCECHANGEOVER INS630 4P 630 A | 20749 | 1I | B | PPCCB
Configurable | 4 Large building Configurable | PTCCB <= 630A - Optimum | CCB | 31288 | INS630B TO 2500 FRONT STD ROTARY HANDLE | 2361 | 1I | A | PPCCB
Configurable | 4 Large building Configurable | PTCCB <= 630A - Optimum | CCB | 31296 | BLACK SPARE ROTARY HANDLE INS/INV800-160 | 1044 | 1I | B | PPCCB
Configurable | 4 Large building Configurable | PTCCB <= 630A - Optimum | CCB | 31301 | ADDITIONAL CABLE LUG ADAPTERS 3P(INS/INV | 2910 | 1I | B | PPCCB
Configurable | 4 Large building Configurable | PTCCB <= 630A - Optimum | CCB | 31305 | 95 MM PITCH SPREADER SET FLAT CONNECTION | 2910 | 1I | B | PPCCB
Configurable | 4 Large building Configurable | PTCCB <= 630A - Optimum | CCB | 31315 | INTERPHASES BARRIERS | 909 | 1I | A | PPCCB
Configurable | 4 Large building Configurable | PTCCB <= 630A - Optimum | CCB | 41940 | RONIS LOCK 1351 (NS100/630- C1251/IN1000 | 1326 | 1I | A | PPCCB
Configurable | 4 Large building Configurable | PTCCB <= 630A - Optimum | CCB | 41950 | 2 RONIS LOCKS 1351(1 KEY) NS100/630 C801 | 1575 | 1I | A | PPCCB
Configurable | 4 Large building Configurable | PTCCB <= 630A - Optimum | CCB | 42888 | PROFALUX LOCK KS5B24D4Z C801/1251-NS100/ | 543 | 1I | B | PPCCB
Configurable | 4 Large building Configurable | PTCCB <= 630A - Optimum | CCB | 44936 | PADLOCKING DEVICE C125/C1251NHL. | 243 | 1I | B | PPCCB
Configurable | 4 Large building Configurable | PTCCB <= 630A - Optimum | CCB | 50437 | CLOSED TOROID TA30 DIA. 30MM | 2991 | 1I | A | PPCCB
Configurable | 4 Large building Configurable | PTCCB <= 630A - Optimum | CCB | 50438 | CLOSED TOROID PA50 DIA. 50MM | 3893 | 1I | A | PPCCB
Configurable | 4 Large building Configurable | PTCCB <= 630A - Optimum | CCB | 50439 | CLOSED TOROID IA80 DIA.80MM | 5521 | 1I | A | PPCCB
Configurable | 4 Large building Configurable | PTCCB <= 630A - Optimum | CCB | 50440 | CLOSED TO ROID FOR RESIDUAL CURRENT PROT | 6750 | 1I | B | PPCCB
Configurable | 4 Large building Configurable | PTCCB <= 630A - Optimum | CCB | 50441 | CLOSED TOROID SA200 DIA. 200MM | 9778 | 1I | B | PPCCB
Configurable | 4 Large building Configurable | PTCCB <= 630A - Optimum | CCB | 50442 | CLOSED TO ROID FOR RESIDUAL CURRENT PROT | 15560 | 1I | B | PPCCB
Configurable | 4 Large building Configurable | PTCCB <= 630A - Optimum | CCB | 56053 | Vigirex rectangular sensor 280x115 mm | 15375 | 1I | B | PPCCB
Configurable | 4 Large building Configurable | PTCCB <= 630A - Optimum | CCB | 56135 | EARTHLEAKAGE RELAY RH10M 300 MA 240 V | 4735 | 1I | B | PPCCB
Configurable | 4 Large building Configurable | PTCCB <= 630A - Optimum | CCB | 56163 | EARTHLEAKAGE RELAY RH21M 300 MA 0.06 S 2 | 6079 | 1I | B | PPCCB
Configurable | 4 Large building Configurable | PTCCB <= 630A - Optimum | CCB | 56170 | RH99M 12a24Vca 12a48Vcc 50 60Hz | 10427 | 1I | B | PPCCB
Configurable | 4 Large building Configurable | PTCCB <= 630A - Optimum | CCB | 56172 | EARTHLEAKAGE RELAY RH99M WITH MANUAL RES | 8622 | 1I | B | PPCCB
Configurable | 4 Large building Configurable | PTCCB <= 630A - Optimum | CCB | 56173 | EARTHLEAKAGE RELAY RH99M WITH MANUAL RES | 8622 | 1I | B | PPCCB
Configurable | 4 Large building Configurable | PTCCB <= 630A - Optimum | CCB | 56190 | EARTHLEAKAGE RELAY RH99M WITH AU TO MATI | 9503 | 1I | B | PPCCB
Configurable | 4 Large building Configurable | PTCCB <= 630A - Optimum | CCB | 56193 | EARTHLEAKAGE RELAY RH99M WITH AU TO MATI | 4946 | 1I | B | PPCCB
Configurable | 4 Large building Configurable | PTCCB <= 630A - Optimum | CCB | 56195 | EARTHLEAKAGE RELAY RH99M WITH AU TO MATI | 8778 | 1I | B | PPCCB
Configurable | 4 Large building Configurable | PTCCB <= 630A - Optimum | CCB | 56234 | EARTHLEAKAGE RELAY RH10P 250 MA 240 V | 5030 | 1I | B | PPCCB
Configurable | 4 Large building Configurable | PTCCB <= 630A - Optimum | CCB | 56272 | EARTHLEAKAGE RELAY RH99P WITH MANUAL RES | 9325 | 1I | A | PPCCB
Configurable | 4 Large building Configurable | PTCCB <= 630A - Optimum | CCB | 56505 | RH197P 24 TO 130V DC AND 48V AC | 6013 | 1I | B | PPCCB
Configurable | 4 Large building Configurable | PTCCB <= 630A - Optimum | CCB | C1032D040 | TRIP UNIT NSX100 AC 3P3D 40A 2.2 | 2304 | 1I | A | PPCCB
Configurable | 4 Large building Configurable | PTCCB <= 630A - Optimum | CCB | C1032D100 | TRIP UNIT NSX100 AC 3P3D 100A 2.2 | 2410 | 1I | A | PPCCB
Configurable | 4 Large building Configurable | PTCCB <= 630A - Optimum | CCB | C1032M025 | TRIP UNIT NSX100 AC 3P3D 25A 2.2M | 3528 | 1I | A | PPCCB
Configurable | 4 Large building Configurable | PTCCB <= 630A - Optimum | CCB | C1032M050 | TRIP UNIT NSX100 AC 3P3D 50A 2.2M | 3528 | 1I | A | PPCCB
Configurable | 4 Large building Configurable | PTCCB <= 630A - Optimum | CCB | C1032M100 | TRIP UNIT NSX100 AC 3P3D 100A 2.2M | 3528 | 1I | A | PPCCB
Configurable | 4 Large building Configurable | PTCCB <= 630A - Optimum | CCB | C1035E040 | TRIP UNIT NSX100 AC 3P3D 40A 5.2E | 2914 | 1I | B | PPCCB
Configurable | 4 Large building Configurable | PTCCB <= 630A - Optimum | CCB | C1035E100 | TRIP UNIT NSX100 AC 3P3D 100A 5.2E | 3048 | 1I | B | PPCCB
Configurable | 4 Large building Configurable | PTCCB <= 630A - Optimum | CCB | C103MA003 | TRIP UNIT NSX100 AC 3P3D 2.5A MA | 2075 | 1I | A | PPCCB
Configurable | 4 Large building Configurable | PTCCB <= 630A - Optimum | CCB | C103MA007 | TRIP UNIT NSX100 AC 3P3D 6.3A MA | 2075 | 1I | A | PPCCB
Configurable | 4 Large building Configurable | PTCCB <= 630A - Optimum | CCB | C103MA013 | TRIP UNIT NSX100 AC 3P3D 12.5A MA | 2075 | 1I | A | PPCCB
Configurable | 4 Large building Configurable | PTCCB <= 630A - Optimum | CCB | C103MA025 | TRIP UNIT NSX100 AC 3P3D 25A MA | 2075 | 1I | A | PPCCB
Configurable | 4 Large building Configurable | PTCCB <= 630A - Optimum | CCB | C103MA050 | TRIP UNIT NSX100 AC 3P3D 50A MA | 2075 | 1I | A | PPCCB
Configurable | 4 Large building Configurable | PTCCB <= 630A - Optimum | CCB | C103MA100 | TRIP UNIT NSX100 AC 3P3D 100A MA | 2075 | 1I | A | PPCCB
Configurable | 4 Large building Configurable | PTCCB <= 630A - Optimum | CCB | C103TM016 | TRIP UNIT NSX100 AC 3P3D 16A TMD | 1920 | 1I | A | PPCCB
Configurable | 4 Large building Configurable | PTCCB <= 630A - Optimum | CCB | C103TM025 | TRIP UNIT NSX100 AC 3P3D 25A TMD | 1920 | 1I | A | PPCCB
Configurable | 4 Large building Configurable | PTCCB <= 630A - Optimum | CCB | C103TM032 | TRIP UNIT NSX100 AC 3P3D 32A TMD | 1920 | 1I | A | PPCCB
Configurable | 4 Large building Configurable | PTCCB <= 630A - Optimum | CCB | C103TM040 | TRIP UNIT NSX100 AC 3P3D 40A TMD | 1920 | 1I | A | PPCCB
Configurable | 4 Large building Configurable | PTCCB <= 630A - Optimum | CCB | C103TM050 | TRIP UNIT NSX100 AC 3P3D 50A TMD | 1920 | 1I | A | PPCCB
Configurable | 4 Large building Configurable | PTCCB <= 630A - Optimum | CCB | C103TM063 | TRIP UNIT NSX100 AC 3P3D 63A TMD | 1920 | 1I | A | PPCCB
Configurable | 4 Large building Configurable | PTCCB <= 630A - Optimum | CCB | C103TM080 | TRIP UNIT NSX100 AC 3P3D 80A TMD | 2008 | 1I | A | PPCCB
Configurable | 4 Large building Configurable | PTCCB <= 630A - Optimum | CCB | C103TM100 | TRIP UNIT NSX100 AC 3P3D 100A TMD | 2008 | 1I | A | PPCCB
Configurable | 4 Large building Configurable | PTCCB <= 630A - Optimum | CCB | C103TM100D | TRIP UNIT NSX100 DC 3P 100A TMD | 2086 | 1I | B | PPCCB
Configurable | 4 Large building Configurable | PTCCB <= 630A - Optimum | CCB | C1042D040 | TRIP UNIT NSX100 AC 4P4D 40A 2.2 | 2995 | 1I | B | PPCCB
Configurable | 4 Large building Configurable | PTCCB <= 630A - Optimum | CCB | C1042D100 | TRIP UNIT NSX100 AC 4P4D 100A 2.2 | 3133 | 1I | B | PPCCB
Configurable | 4 Large building Configurable | PTCCB <= 630A - Optimum | CCB | C1045E040 | TRIP UNIT NSX100 AC 4P4D 40A 5.2E | 3865 | 1I | B | PPCCB
Configurable | 4 Large building Configurable | PTCCB <= 630A - Optimum | CCB | C1045E100 | TRIP UNIT NSX100 AC 4P4D 100A 5.2E | 3963 | 1I | B | PPCCB
Configurable | 4 Large building Configurable | PTCCB <= 630A - Optimum | CCB | C1046E040 | TRIP UNIT NSX100 AC 4P4D 40A 6.2E | 4792 | 1I | B | PPCCB
Configurable | 4 Large building Configurable | PTCCB <= 630A - Optimum | CCB | C1046E100 | TRIP UNIT NSX100 AC 4P4D 100A 6.2E | 5013 | 1I | B | PPCCB
Configurable | 4 Large building Configurable | PTCCB <= 630A - Optimum | CCB | C104TM016 | TRIP UNIT NSX100 AC 4P4D 16A TMD | 3187 | 1I | B | PPCCB
Configurable | 4 Large building Configurable | PTCCB <= 630A - Optimum | CCB | C104TM025 | TRIP UNIT NSX100 AC 4P4D 25A TMD | 3187 | 1I | B | PPCCB
Configurable | 4 Large building Configurable | PTCCB <= 630A - Optimum | CCB | C104TM032 | TRIP UNIT NSX100 AC 4P4D 32A TMD | 3187 | 1I | B | PPCCB
Configurable | 4 Large building Configurable | PTCCB <= 630A - Optimum | CCB | C104TM040 | TRIP UNIT NSX100 AC 4P4D 40A TMD | 3187 | 1I | B | PPCCB
Configurable | 4 Large building Configurable | PTCCB <= 630A - Optimum | CCB | C104TM050 | TRIP UNIT NSX100 AC 4P4D 50A TMD | 3187 | 1I | B | PPCCB
Configurable | 4 Large building Configurable | PTCCB <= 630A - Optimum | CCB | C104TM063 | TRIP UNIT NSX100 AC 4P4D 63A TMD | 3187 | 1I | A | PPCCB
Configurable | 4 Large building Configurable | PTCCB <= 630A - Optimum | CCB | C104TM080 | TRIP UNIT NSX100 AC 4P4D 80A TMD | 3334 | 1I | A | PPCCB
Configurable | 4 Large building Configurable | PTCCB <= 630A - Optimum | CCB | C104TM100 | TRIP UNIT NSX100 AC 4P4D 100A TMD | 3334 | 1I | A | PPCCB
Configurable | 4 Large building Configurable | PTCCB <= 630A - Optimum | CCB | C106TM016 | TRIP UNIT NSX100 AC 4P3D 16A TMD | 2771 | 1I | B | PPCCB
Configurable | 4 Large building Configurable | PTCCB <= 630A - Optimum | CCB | C106TM040 | TRIP UNIT NSX100 AC 4P3D 40A TMD | 2942 | 1I | A | PPCCB
Configurable | 4 Large building Configurable | PTCCB <= 630A - Optimum | CCB | C106TM050 | TRIP UNIT NSX100 AC 4P3D 50A TMD | 2942 | 1I | B | PPCCB
Configurable | 4 Large building Configurable | PTCCB <= 630A - Optimum | CCB | C106TM080 | TRIP UNIT NSX100 AC 4P3D 80A TMD | 3077 | 1I | A | PPCCB
Configurable | 4 Large building Configurable | PTCCB <= 630A - Optimum | CCB | C106TM100 | TRIP UNIT NSX100 AC 4P3D 100A TMD | 3077 | 1I | A | PPCCB
Configurable | 4 Large building Configurable | PTCCB <= 630A - Optimum | CCB | C1632D160 | TRIP UNIT NSX160 AC 3P3D 160A 2.2 | 2418 | 1I | A | PPCCB
Configurable | 4 Large building Configurable | PTCCB <= 630A - Optimum | CCB | C1632M150 | TRIP UNIT NSX160 AC 3P3D 150A 2.2M | 3862 | 1I | A | PPCCB
Configurable | 4 Large building Configurable | PTCCB <= 630A - Optimum | CCB | C1635E160 | TRIP UNIT NSX160 AC 3P3D 160A 5.2E | 3059 | 1I | B | PPCCB
Configurable | 4 Large building Configurable | PTCCB <= 630A - Optimum | CCB | C1636E160 | TRIP UNIT NSX160 AC 3P3D 160A 6.2E | 3870 | 1I | B | PPCCB
Configurable | 4 Large building Configurable | PTCCB <= 630A - Optimum | CCB | C163MA150 | TRIP UNIT NSX160 AC 3P3D 150A MA | 2272 | 1I | A | PPCCB
Configurable | 4 Large building Configurable | PTCCB <= 630A - Optimum | CCB | C163TM125 | TRIP UNIT NSX160 AC 3P3D 125A TMD | 2015 | 1I | A | PPCCB
Configurable | 4 Large building Configurable | PTCCB <= 630A - Optimum | CCB | C163TM160 | TRIP UNIT NSX160 AC 3P3D 160A TMD | 2015 | 1I | A | PPCCB
Configurable | 4 Large building Configurable | PTCCB <= 630A - Optimum | CCB | C163TM160D | TRIP UNIT NSX160 DC 3P 160A TMD | 2086 | 1I | B | PPCCB
Configurable | 4 Large building Configurable | PTCCB <= 630A - Optimum | CCB | C1642D160 | TRIP UNIT NSX160 AC 4P4D 160A 2.2 | 3144 | 1I | B | PPCCB
Configurable | 4 Large building Configurable | PTCCB <= 630A - Optimum | CCB | C1645E160 | TRIP UNIT NSX160 AC 4P4D 160A 5.2E | 3977 | 1I | B | PPCCB
Configurable | 4 Large building Configurable | PTCCB <= 630A - Optimum | CCB | C1646E160 | TRIP UNIT NSX160 AC 4P4D 160A 6.2E | 5030 | 1I | B | PPCCB
Configurable | 4 Large building Configurable | PTCCB <= 630A - Optimum | CCB | C164TM125 | TRIP UNIT NSX160 AC 4P4D 125A TMD | 3851 | 1I | A | PPCCB
Configurable | 4 Large building Configurable | PTCCB <= 630A - Optimum | CCB | C164TM160 | TRIP UNIT NSX160 AC 4P4D 160A TMD | 3973 | 1I | B | PPCCB
Configurable | 4 Large building Configurable | PTCCB <= 630A - Optimum | CCB | C166TM125 | TRIP UNIT NSX160 AC 4P3D 125A TMD | 3555 | 1I | A | PPCCB
Configurable | 4 Large building Configurable | PTCCB <= 630A - Optimum | CCB | C166TM160 | TRIP UNIT NSX160 AC 4P3D 160A TMD | 3668 | 1I | A | PPCCB
Configurable | 4 Large building Configurable | PTCCB <= 630A - Optimum | CCB | C1BN2TM800D | NSX1200N 50kA DC 2P 800A TMD | 54443 | 1I | B | PPCCB
Configurable | 4 Large building Configurable | PTCCB <= 630A - Optimum | CCB | C2532D250 | TRIP UNIT NSX250 AC 3P3D 250A 2.2 | 3588 | 1I | A | PPCCB
Configurable | 4 Large building Configurable | PTCCB <= 630A - Optimum | CCB | C2532M220 | TRIP UNIT NSX250 AC 3P3D 220A 2.2M | 6574 | 1I | A | PPCCB
Configurable | 4 Large building Configurable | PTCCB <= 630A - Optimum | CCB | C2535E250 | TRIP UNIT NSX250 AC 3P3D 250A 5.2E | 4539 | 1I | B | PPCCB
Configurable | 4 Large building Configurable | PTCCB <= 630A - Optimum | CCB | C2536E250 | TRIP UNIT NSX250 AC 3P3D 250A 6.2E | 5492 | 1I | A | PPCCB
Configurable | 4 Large building Configurable | PTCCB <= 630A - Optimum | CCB | C253MA220 | TRIP UNIT NSX250 AC 3P3D 220A MA | 3867 | 1I | A | PPCCB
Configurable | 4 Large building Configurable | PTCCB <= 630A - Optimum | CCB | C253TM160 | TRIP UNIT NSX250 AC 3P3D 160A TMD | 2015 | 1I | A | PPCCB
Configurable | 4 Large building Configurable | PTCCB <= 630A - Optimum | CCB | C253TM200 | TRIP UNIT NSX250 AC 3P3D 200A TMD | 2860 | 1I | A | PPCCB
Configurable | 4 Large building Configurable | PTCCB <= 630A - Optimum | CCB | C253TM200D | TRIP UNIT NSX250 DC 3P 200A TMD | 3719 | 1I | B | PPCCB
Configurable | 4 Large building Configurable | PTCCB <= 630A - Optimum | CCB | C253TM250 | TRIP UNIT NSX250 AC 3P3D 250A TMD | 2990 | 1I | A | PPCCB
Configurable | 4 Large building Configurable | PTCCB <= 630A - Optimum | CCB | C253TM250D | TRIP UNIT NSX250 DC 3P 250A TMD | 3719 | 1I | A | PPCCB
Configurable | 4 Large building Configurable | PTCCB <= 630A - Optimum | CCB | C2542D250 | TRIP UNIT NSX250 AC 4P4D 250A 2.2 | 4665 | 1I | A | PPCCB
Configurable | 4 Large building Configurable | PTCCB <= 630A - Optimum | CCB | C2545E250 | TRIP UNIT NSX250 AC 4P4D 250A 5.2E | 5901 | 1I | B | PPCCB
Configurable | 4 Large building Configurable | PTCCB <= 630A - Optimum | CCB | C254TM200 | TRIP UNIT NSX250 AC 4P4D 200A TMD | 6789 | 1I | A | PPCCB
Configurable | 4 Large building Configurable | PTCCB <= 630A - Optimum | CCB | C254TM250 | TRIP UNIT NSX250 AC 4P4D 250A TMD | 7379 | 1I | A | PPCCB
Configurable | 4 Large building Configurable | PTCCB <= 630A - Optimum | CCB | C254TM250D | TRIP UNIT NSX250 DC 4P 250A TMD | 4277 | 1I | B | PPCCB
Configurable | 4 Large building Configurable | PTCCB <= 630A - Optimum | CCB | C256TM200 | TRIP UNIT NSX250 AC 4P3D 200A TMD | 6266 | 1I | A | PPCCB
Configurable | 4 Large building Configurable | PTCCB <= 630A - Optimum | CCB | C4031M320 | TRIP UNIT NSX400 AC 3P3D 320A 1.3M | 3146 | 1I | A | PPCCB
Configurable | 4 Large building Configurable | PTCCB <= 630A - Optimum | CCB | C4032D250 | TRIP UNIT NSX400 AC 3P3D 250A 2.3 | 4306 | 1I | A | PPCCB
Configurable | 4 Large building Configurable | PTCCB <= 630A - Optimum | CCB | C4032D400 | TRIP UNIT NSX400 AC 3P3D 400A 2.3 | 5167 | 1I | A | PPCCB
Configurable | 4 Large building Configurable | PTCCB <= 630A - Optimum | CCB | C4032M320 | TRIP UNIT NSX400 AC 3P3D 320A 2.3M | 5347 | 1I | A | PPCCB
Configurable | 4 Large building Configurable | PTCCB <= 630A - Optimum | CCB | C403400DS | SWITCH NSX400NA DC 3P 400A | 11914 | 1I | B | PPCCB
Configurable | 4 Large building Configurable | PTCCB <= 630A - Optimum | CCB | C403400S | SWITCH NSX400NA AC 3P3D 400A | 8167 | 1I | A | PPCCB
Configurable | 4 Large building Configurable | PTCCB <= 630A - Optimum | CCB | C4035E400 | TRIP UNIT NSX400 AC 3P3D 400A 5.3E | 6820 | 1I | A | PPCCB
Configurable | 4 Large building Configurable | PTCCB <= 630A - Optimum | CCB | C4036E400 | TRIP UNIT NSX400 AC 3P3D 400A 6.3E | 8627 | 1I | B | PPCCB
Configurable | 4 Large building Configurable | PTCCB <= 630A - Optimum | CCB | C4042D250 | TRIP UNIT NSX400 AC 4P4D 250A 2.3 | 5741 | 1I | B | PPCCB
Configurable | 4 Large building Configurable | PTCCB <= 630A - Optimum | CCB | C4042D400 | TRIP UNIT NSX400 AC 4P4D 400A 2.3 | 6889 | 1I | A | PPCCB
Configurable | 4 Large building Configurable | PTCCB <= 630A - Optimum | CCB | C404400D1S | SWITCH NSX400NA DCPV 4P 400A | 35168 | 1I | B | PPCCB
Configurable | 4 Large building Configurable | PTCCB <= 630A - Optimum | CCB | C404400S | SWITCH NSX400NA AC 4P4D 400A | 10617 | 1I | B | PPCCB
Configurable | 4 Large building Configurable | PTCCB <= 630A - Optimum | CCB | C4045E400 | TRIP UNIT NSX400 AC 4P4D 400A 5.3E | 9093 | 1I | B | PPCCB
Configurable | 4 Large building Configurable | PTCCB <= 630A - Optimum | CCB | C4046E400 | TRIP UNIT NSX400 AC 4P4D 400A 6.3E | 11503 | 1I | B | PPCCB
Configurable | 4 Large building Configurable | PTCCB <= 630A - Optimum | CCB | C40F3 | BASIC FRAME NSX400F 36kA AC 3P 400A | 7398 | 1I | A | PPCCB
Configurable | 4 Large building Configurable | PTCCB <= 630A - Optimum | CCB | C40F31M320 | NSX400F 36kA AC 3P3D 320A 1.3M | 10543 | 1I | B | PPCCB
Configurable | 4 Large building Configurable | PTCCB <= 630A - Optimum | CCB | C40F32D250 | NSX400F 36kA AC 3P3D 250A 2.3 | 11703 | 1I | B | PPCCB
Configurable | 4 Large building Configurable | PTCCB <= 630A - Optimum | CCB | C40F32D400 | NSX400F 36kA AC 3P3D 400A 2.3 | 12565 | 1I | A | PPCCB
Configurable | 4 Large building Configurable | PTCCB <= 630A - Optimum | CCB | C40F32M320 | NSX400F 36kA AC 3P3D 320A 2.3M | 12745 | 1I | B | PPCCB
Configurable | 4 Large building Configurable | PTCCB <= 630A - Optimum | CCB | C40F3TM320D | NSX400F 36kA DC 3P 320A TMD | 15204 | 1I | B | PPCCB
Configurable | 4 Large building Configurable | PTCCB <= 630A - Optimum | CCB | C40F3TM400D | NSX400F 36kA DC 3P 400A TMD | 15773 | 1I | B | PPCCB
Configurable | 4 Large building Configurable | PTCCB <= 630A - Optimum | CCB | C40F4 | BASIC FRAME NSX400F 36kA AC 4P 400A | 9864 | 1I | A | PPCCB
Configurable | 4 Large building Configurable | PTCCB <= 630A - Optimum | CCB | C40F42D250 | NSX400F 36kA AC 4P4D 250A 2.3 | 15604 | 1I | B | PPCCB
Configurable | 4 Large building Configurable | PTCCB <= 630A - Optimum | CCB | C40F42D400 | NSX400F 36kA AC 4P4D 400A 2.3 | 16334 | 1I | B | PPCCB
Configurable | 4 Large building Configurable | PTCCB <= 630A - Optimum | CCB | C40F4TM320D | NSX400F 36kA DC 4P 320A TMD | 19766 | 1I | B | PPCCB
Configurable | 4 Large building Configurable | PTCCB <= 630A - Optimum | CCB | C40F4TM400D | NSX400F 36kA DC 4P 400A TMD | 20505 | 1I | B | PPCCB
Configurable | 4 Large building Configurable | PTCCB <= 630A - Optimum | CCB | C40H3 | BASIC FRAME NSX400H 70kA AC 3P 400A | 8952 | 1I | A | PPCCB
Configurable | 4 Large building Configurable | PTCCB <= 630A - Optimum | CCB | C40H31M320 | NSX400H 70kA AC 3P3D 320A 1.3M | 12097 | 1I | B | PPCCB
Configurable | 4 Large building Configurable | PTCCB <= 630A - Optimum | CCB | C40H32D400 | NSX400H 70kA AC 3P3D 400A 2.3 | 14118 | 1I | B | PPCCB
Configurable | 4 Large building Configurable | PTCCB <= 630A - Optimum | CCB | C40H32M320 | NSX400H 70kA AC 3P3D 320A 2.3M | 14298 | 1I | B | PPCCB
Configurable | 4 Large building Configurable | PTCCB <= 630A - Optimum | CCB | C40H42D400 | NSX400H 70kA AC 4P4D 400A 2.3 | 18824 | 1I | B | PPCCB
Configurable | 4 Large building Configurable | PTCCB <= 630A - Optimum | CCB | C40K32D400 | NSX400K 10kA AC 3P3D 400A 2.3 | 21823 | 1I | B | PPCCB
Configurable | 4 Large building Configurable | PTCCB <= 630A - Optimum | CCB | C40L3 | BASIC FRAME NSX400L 150kA AC 3P 400A | 10831 | 1I | A | PPCCB
Configurable | 4 Large building Configurable | PTCCB <= 630A - Optimum | CCB | C40N3 | BASIC FRAME NSX400N 50kA AC 3P 400A | 8138 | 1I | A | PPCCB
Configurable | 4 Large building Configurable | PTCCB <= 630A - Optimum | CCB | C40N31M320 | NSX400N 50kA AC 3P3D 320A 1.3M | 11283 | 1I | B | PPCCB
Configurable | 4 Large building Configurable | PTCCB <= 630A - Optimum | CCB | C40N32D250 | NSX400N 50kA AC 3P3D 250A 2.3 | 12443 | 1I | B | PPCCB
Configurable | 4 Large building Configurable | PTCCB <= 630A - Optimum | CCB | C40N32D400 | NSX400N 50kA AC 3P3D 400A 2.3 | 13304 | 1I | B | PPCCB
Configurable | 4 Large building Configurable | PTCCB <= 630A - Optimum | CCB | C40N32M320 | NSX400N 50kA AC 3P3D 320A 2.3M | 13485 | 1I | B | PPCCB
Configurable | 4 Large building Configurable | PTCCB <= 630A - Optimum | CCB | C40N4 | BASIC FRAME NSX400N 50kA AC 4P 400A | 10850 | 1I | A | PPCCB
Configurable | 4 Large building Configurable | PTCCB <= 630A - Optimum | CCB | C40N42D250 | NSX400N 50kA AC 4P4D 250A 2.3 | 16591 | 1I | B | PPCCB
Configurable | 4 Large building Configurable | PTCCB <= 630A - Optimum | CCB | C40N42D400 | NSX400N 50kA AC 4P4D 400A 2.3 | 17739 | 1I | B | PPCCB
Configurable | 4 Large building Configurable | PTCCB <= 630A - Optimum | CCB | C40R32D400 | NSX400R 200kA AC 3P 400A 2.3 | 31857 | 1I | B | PPCCB
Configurable | 4 Large building Configurable | PTCCB <= 630A - Optimum | CCB | C40S3 | BASIC FRAME NSX400S 100kA AC 3P 400A | 9847 | 1I | B | PPCCB
Configurable | 4 Large building Configurable | PTCCB <= 630A - Optimum | CCB | C40S3TM320D | NSX400S 100kA DC 3P 320A TMD | 26872 | 1I | B | PPCCB
Configurable | 4 Large building Configurable | PTCCB <= 630A - Optimum | CCB | C40V31M320 | NSX400HB1 75kA AC 3P 320A 1.3M | 22904 | 1I | B | PPCCB
Configurable | 4 Large building Configurable | PTCCB <= 630A - Optimum | CCB | C40V32D400 | NSX400HB1 75kA AC 3P 400A 2.3 | 24361 | 1I | A | PPCCB
Configurable | 4 Large building Configurable | PTCCB <= 630A - Optimum | CCB | C40V32M320 | NSX400HB1 75kA AC 3P 320A 2.3M | 23550 | 1I | B | PPCCB
Configurable | 4 Large building Configurable | PTCCB <= 630A - Optimum | CCB | C40W31M320 | NSX400HB2 100kA AC 3P 320A 1.3M | 19257 | 1I | B | PPCCB
Configurable | 4 Large building Configurable | PTCCB <= 630A - Optimum | CCB | C40W32D400 | NSX400HB2 100kA AC 3P 400A 2.3 | 20938 | 1I | B | PPCCB
Configurable | 4 Large building Configurable | PTCCB <= 630A - Optimum | CCB | C6331M500 | TRIP UNIT NSX630 AC 3P3D 500A 1.3M | 3460 | 1I | A | PPCCB
Configurable | 4 Large building Configurable | PTCCB <= 630A - Optimum | CCB | C6332D630 | TRIP UNIT NSX630 AC 3P3D 630A 2.3 | 6200 | 1I | A | PPCCB
Configurable | 4 Large building Configurable | PTCCB <= 630A - Optimum | CCB | C6332M500 | TRIP UNIT NSX630 AC 3P3D 500A 2.3M | 5882 | 1I | B | PPCCB
Configurable | 4 Large building Configurable | PTCCB <= 630A - Optimum | CCB | C6335E630 | TRIP UNIT NSX630 AC 3P3D 630A 5.3E | 8184 | 1I | A | PPCCB
Configurable | 4 Large building Configurable | PTCCB <= 630A - Optimum | CCB | C633630S | SWITCH NSX630NA AC 3P3D 630A | 12686 | 1I | B | PPCCB
Configurable | 4 Large building Configurable | PTCCB <= 630A - Optimum | CCB | C6336E630 | TRIP UNIT NSX630 AC 3P3D 630A 6.3E | 10353 | 1I | B | PPCCB
Configurable | 4 Large building Configurable | PTCCB <= 630A - Optimum | CCB | C6341M500 | TRIP UNIT NSX630 AC 4P4D 500A 1.3M | 4284 | 1I | B | PPCCB
Configurable | 4 Large building Configurable | PTCCB <= 630A - Optimum | CCB | C6342D630 | TRIP UNIT NSX630 AC 4P4D 630A 2.3 | 8267 | 1I | A | PPCCB
Configurable | 4 Large building Configurable | PTCCB <= 630A - Optimum | CCB | C6345E630 | TRIP UNIT NSX630 AC 4P4D 630A 5.3E | 10912 | 1I | B | PPCCB
Configurable | 4 Large building Configurable | PTCCB <= 630A - Optimum | CCB | C634630S | SWITCH NSX630NA AC 4P4D 630A | 16491 | 1I | B | PPCCB
Configurable | 4 Large building Configurable | PTCCB <= 630A - Optimum | CCB | C6346E630 | TRIP UNIT NSX630 AC 4P4D 630A 6.3E | 13804 | 1I | B | PPCCB
Configurable | 4 Large building Configurable | PTCCB <= 630A - Optimum | CCB | C63F3 | BASIC FRAME NSX630F 36kA AC 3P 630A | 13316 | 1I | A | PPCCB
Configurable | 4 Large building Configurable | PTCCB <= 630A - Optimum | CCB | C63F31M500 | NSX630F 36kA AC 3P3D 500A 1.3M | 16776 | 1I | B | PPCCB
Configurable | 4 Large building Configurable | PTCCB <= 630A - Optimum | CCB | C63F32D630 | NSX630F 36kA AC 3P3D 630A 2.3 | 19516 | 1I | B | PPCCB
Configurable | 4 Large building Configurable | PTCCB <= 630A - Optimum | CCB | C63F32M500 | NSX630F 36kA AC 3P3D 500A 2.3M | 19197 | 1I | B | PPCCB
Configurable | 4 Large building Configurable | PTCCB <= 630A - Optimum | CCB | C63F3TM500D | NSX630F 36kA DC 3P 500A TMD | 15773 | 1I | B | PPCCB
Configurable | 4 Large building Configurable | PTCCB <= 630A - Optimum | CCB | C63F3TM600D | NSX630F 36kA DC 3P 600A TMD | 20341 | 1I | B | PPCCB
Configurable | 4 Large building Configurable | PTCCB <= 630A - Optimum | CCB | C63F4 | BASIC FRAME NSX630F 36kA AC 4P 630A | 17755 | 1I | A | PPCCB
Configurable | 4 Large building Configurable | PTCCB <= 630A - Optimum | CCB | C63F42D630 | NSX630F 36kA AC 4P4D 630A 2.3 | 25370 | 1I | B | PPCCB
Configurable | 4 Large building Configurable | PTCCB <= 630A - Optimum | CCB | C63H3 | BASIC FRAME NSX630H 70kA AC 3P 630A | 16112 | 1I | A | PPCCB
Configurable | 4 Large building Configurable | PTCCB <= 630A - Optimum | CCB | C63H31M500 | NSX630H 70kA AC 3P3D 500A 1.3M | 19572 | 1I | B | PPCCB
Configurable | 4 Large building Configurable | PTCCB <= 630A - Optimum | CCB | C63H32D630 | NSX630H 70kA AC 3P3D 630A 2.3 | 22312 | 1I | B | PPCCB
Configurable | 4 Large building Configurable | PTCCB <= 630A - Optimum | CCB | C63H32M500 | NSX630H 70kA AC 3P3D 500A 2.3M | 21994 | 1I | B | PPCCB
Configurable | 4 Large building Configurable | PTCCB <= 630A - Optimum | CCB | C63H4 | BASIC FRAME NSX630H 70kA AC 4P 630A | 21483 | 1I | B | PPCCB
Configurable | 4 Large building Configurable | PTCCB <= 630A - Optimum | CCB | C63H42D630 | NSX630H 70kA AC 4P4D 630A 2.3 | 29749 | 1I | B | PPCCB
Configurable | 4 Large building Configurable | PTCCB <= 630A - Optimum | CCB | C63L3 | BASIC FRAME NSX630L 150kA AC 3P 630A | 19496 | 1I | A | PPCCB
Configurable | 4 Large building Configurable | PTCCB <= 630A - Optimum | CCB | C63N3 | BASIC FRAME NSX630N 50kA AC 3P 630A | 14648 | 1I | A | PPCCB
Configurable | 4 Large building Configurable | PTCCB <= 630A - Optimum | CCB | C63N31M500 | NSX630N 50kA AC 3P3D 500A 1.3M | 18107 | 1I | B | PPCCB
Configurable | 4 Large building Configurable | PTCCB <= 630A - Optimum | CCB | C63N32D630 | NSX630N 50kA AC 3P3D 630A 2.3 | 20847 | 1I | B | PPCCB
Configurable | 4 Large building Configurable | PTCCB <= 630A - Optimum | CCB | C63N32M500 | NSX630N 50kA AC 3P3D 500A 2.3M | 20529 | 1I | B | PPCCB
Configurable | 4 Large building Configurable | PTCCB <= 630A - Optimum | CCB | C63N4 | BASIC FRAME NSX630N 50kA AC 4P 630A | 19530 | 1I | A | PPCCB
Configurable | 4 Large building Configurable | PTCCB <= 630A - Optimum | CCB | C63N42D630 | NSX630N 50kA AC 4P4D 630A 2.3 | 29450 | 1I | B | PPCCB
Configurable | 4 Large building Configurable | PTCCB <= 630A - Optimum | CCB | C63R32D630 | NSX630R 200kA AC 3P 630A 2.3 | 38537 | 1I | B | PPCCB
Configurable | 4 Large building Configurable | PTCCB <= 630A - Optimum | CCB | C63S3 | BASIC FRAME NSX630S 100kA AC 3P 630A | 17724 | 1I | B | PPCCB
Configurable | 4 Large building Configurable | PTCCB <= 630A - Optimum | CCB | C63S4 | BASIC FRAME NSX630S 100kA AC 4P 630A | 23417 | 1I | B | PPCCB
Configurable | 4 Large building Configurable | PTCCB <= 630A - Optimum | CCB | C63V31M500 | NSX630HB1 75kA AC 3P 500A 1.3M | 28751 | 1I | B | PPCCB
Configurable | 4 Large building Configurable | PTCCB <= 630A - Optimum | CCB | C63V32D630 | NSX630HB1 75kA AC 3P 630A 2.3 | 30212 | 1I | A | PPCCB
Configurable | 4 Large building Configurable | PTCCB <= 630A - Optimum | CCB | C63V32M500 | NSX630HB1 75kA AC 3P 500A 2.3M | 30699 | 1I | B | PPCCB
Configurable | 4 Large building Configurable | PTCCB <= 630A - Optimum | CCB | LV428941 | EXTENDED FRONT ROT. HANDLE INS 40A TO 16 | 895 | 1I | B | PPCCB
Configurable | 4 Large building Configurable | PTCCB <= 630A - Optimum | CCB | LV428942 | EXTENDED FRONT ROT. HANDLE RED/YELLOW IN | 691 | 1I | A | PPCCB
Configurable | 4 Large building Configurable | PTCCB <= 630A - Optimum | CCB | LV429221 | 3 DOUBLE L-SHAPED TERMINAL EXT BARRIERS | 334 | 1I | B | PPCCB
Configurable | 4 Large building Configurable | PTCCB <= 630A - Optimum | CCB | LV429223 | 3 45ｰ TERMINAL EXT PH BARRIERS | 334 | 1I | B | PPCCB
Configurable | 4 Large building Configurable | PTCCB <= 630A - Optimum | CCB | LV429235 | 2 SHORT REAR CONNECTIONS | 812 | 1I | A | PPCCB
Configurable | 4 Large building Configurable | PTCCB <= 630A - Optimum | CCB | LV429236 | 2 LONG REAR CONNECTIONS | 1028 | 1I | A | PPCCB
Configurable | 4 Large building Configurable | PTCCB <= 630A - Optimum | CCB | LV429242 | 3 STEEL CONNECTORS (1X 1.5-95MMｲ) | 370 | 1I | A | PPCCB
Configurable | 4 Large building Configurable | PTCCB <= 630A - Optimum | CCB | LV429243 | 4 STEEL CONNECTORS (1X 1.5-95MMｲ) | 414 | 1I | A | PPCCB
Configurable | 4 Large building Configurable | PTCCB <= 630A - Optimum | CCB | LV429248 | 3 CONNECTORS (6X 1.5-35MMｲ) PH BARRIERS | 2144 | 1I | B | PPCCB
Configurable | 4 Large building Configurable | PTCCB <= 630A - Optimum | CCB | LV429252 | 3 CU 120MMｲ CRIMP LUGS PH BARRIERS INV/ | 387 | 1I | B | PPCCB
Configurable | 4 Large building Configurable | PTCCB <= 630A - Optimum | CCB | LV429268 | 2 PINS FOR PLUG IN BASE | 393 | 1I | A | PPCCB
Configurable | 4 Large building Configurable | PTCCB <= 630A - Optimum | CCB | LV429270 | SAFETY TRIP INTERLOCK LINK | 324 | 1I | A | PPCCB
Configurable | 4 Large building Configurable | PTCCB <= 630A - Optimum | CCB | LV429272 | 9 WIRE AUXILIARY CONNECTORS NSX100 630 | 970 | 1I | B | PPCCB
Configurable | 4 Large building Configurable | PTCCB <= 630A - Optimum | CCB | LV429273 | 1X 9 WIRE FIXED CONNECTOR FOR BASE | 694 | 1I | B | PPCCB
Configurable | 4 Large building Configurable | PTCCB <= 630A - Optimum | CCB | LV429274 | 1X 9 WIRE MOVING CONNECTOR FOR BREAKER | 444 | 1I | A | PPCCB
Configurable | 4 Large building Configurable | PTCCB <= 630A - Optimum | CCB | LV429275 | SUPPORT FOR MOVING CABLE BLOCK NS100 25 | 227 | 1I | A | PPCCB
Configurable | 4 Large building Configurable | PTCCB <= 630A - Optimum | CCB | LV429282 | CHASSIS SIDE PLATE FOR PLUG IN BASE 3 4P | 2377 | 1I | B | PPCCB
Configurable | 4 Large building Configurable | PTCCB <= 630A - Optimum | CCB | LV429283 | CHASSIS CIRCUIT BREAKER SIDE PLATE 3 4P | 829 | 1I | A | PPCCB
Configurable | 4 Large building Configurable | PTCCB <= 630A - Optimum | CCB | LV429290 | COMPACT PLUG IN BASE KIT 4P | 5435 | 1I | B | PPCCB
Configurable | 4 Large building Configurable | PTCCB <= 630A - Optimum | CCB | LV429292 | VIGICOMPACT PLUG IN KIT 4P | 7665 | 1I | B | PPCCB
Configurable | 4 Large building Configurable | PTCCB <= 630A - Optimum | CCB | LV429308 | 3 EDGEWISE TERMINAL EXT PH BARRIERS | 309 | 1I | B | PPCCB
Configurable | 4 Large building Configurable | PTCCB <= 630A - Optimum | CCB | LV429312 | BAG OF SCREWS FOR COMPACT NSX100 250 | 238 | 1I | B | PPCCB
Configurable | 4 Large building Configurable | PTCCB <= 630A - Optimum | CCB | LV429317 | IP40 ESCUTCHEON ALL CONTROL TYPE | 205 | 1I | B | PPCCB
Configurable | 4 Large building Configurable | PTCCB <= 630A - Optimum | CCB | LV429329 | 6 INTERPHASE BARRIERS INV INS NSX100 25 | 247 | 1I | A | PPCCB
Configurable | 4 Large building Configurable | PTCCB <= 630A - Optimum | CCB | LV429337 | DIRECT STANDARD ROTARY HANDLE | 2092 | 1I | B | PPCCB
Configurable | 4 Large building Configurable | PTCCB <= 630A - Optimum | CCB | LV429337T | ROTARY HANDLE DIR 100-250 BLK | 2092 | 1I | B | PPCCB
Configurable | 4 Large building Configurable | PTCCB <= 630A - Optimum | CCB | LV429338T | ROTARY HANDLE EXT 100-250 BLK. | 2311 | 1I | B | PPCCB
Configurable | 4 Large building Configurable | PTCCB <= 630A - Optimum | CCB | LV429339T | ROTARY HANDLE DIR 100-250 R-Y | 2575 | 1I | B | PPCCB
Configurable | 4 Large building Configurable | PTCCB <= 630A - Optimum | CCB | LV429340T | ROTARY HANDLE EXT 100-250 R-Y | 2500 | 1I | B | PPCCB
Configurable | 4 Large building Configurable | PTCCB <= 630A - Optimum | CCB | LV429343T | ROTARY HANDLE EXT 100-250 TELESCOPIC | 2506 | 1I | B | PPCCB
Configurable | 4 Large building Configurable | PTCCB <= 630A - Optimum | CCB | LV429344 | ROT HANDLE KEYLOCK ADAPTER W O KEYLOCK | 597 | 1I | A | PPCCB
Configurable | 4 Large building Configurable | PTCCB <= 630A - Optimum | CCB | LV429345 | 1 EARLY-BREAk CONTACT | 1734 | 1I | B | PPCCB
Configurable | 4 Large building Configurable | PTCCB <= 630A - Optimum | CCB | LV429346 | 2 EARLY-MAKE CONTACTS | 1821 | 1I | B | PPCCB
Configurable | 4 Large building Configurable | PTCCB <= 630A - Optimum | CCB | LV429354 | MECHANICAL INTERLOCKING FOR TOGGLE | 4818 | 1I | B | PPCCB
Configurable | 4 Large building Configurable | PTCCB <= 630A - Optimum | CCB | LV429354T | INTERLOCKING 100-250 FOR TOGGLE | 5107 | 1I | B | PPCCB
Configurable | 4 Large building Configurable | PTCCB <= 630A - Optimum | CCB | LV429369 | MECHANICAL INTERLOCKING FOR 2 ROT HANDLE | 3845 | 1I | B | PPCCB
Configurable | 4 Large building Configurable | PTCCB <= 630A - Optimum | CCB | LV429369ET | INTERLOCKING 100-250 FOR EXT ROT-HANDLE | 4076 | 1I | B | PPCCB
Configurable | 4 Large building Configurable | PTCCB <= 630A - Optimum | CCB | LV429384 | Bobina de disparo MX 24V 50/60Hz NSX100 | 1885 | 1I | A | PPCCB
Configurable | 4 Large building Configurable | PTCCB <= 630A - Optimum | CCB | LV429386 | MX 110-130V 50/60HZ SHUNT RELEASE | 1885 | 1I | A | PPCCB
Configurable | 4 Large building Configurable | PTCCB <= 630A - Optimum | CCB | LV429387 | MX 220-240V50/60HZ 208-277V60HZ SHT | 1885 | 1I | A | PPCCB
Configurable | 4 Large building Configurable | PTCCB <= 630A - Optimum | CCB | LV429388 | MX 380-415V50/60HZ 440-480V60HZ SHT | 1885 | 1I | A | PPCCB
Configurable | 4 Large building Configurable | PTCCB <= 630A - Optimum | CCB | LV429389 | MX 525V 50HZ 600V 60HZ SHUNT RELEASE | 1885 | 1I | A | PPCCB
Configurable | 4 Large building Configurable | PTCCB <= 630A - Optimum | CCB | LV429390 | MX 24V DC SHUNT RELEASE. | 2178 | 1I | A | PPCCB
Configurable | 4 Large building Configurable | PTCCB <= 630A - Optimum | CCB | LV429392 | MX 48V DC SHUNT RELEASE | 2178 | 1I | B | PPCCB
Configurable | 4 Large building Configurable | PTCCB <= 630A - Optimum | CCB | LV429393 | MX 125V DC SHUNT RELEASE | 2178 | 1I | B | PPCCB
Configurable | 4 Large building Configurable | PTCCB <= 630A - Optimum | CCB | LV429402 | MN 12V DC UNDERVOLTAGE RELEASE | 2965 | 1I | B | PPCCB
Configurable | 4 Large building Configurable | PTCCB <= 630A - Optimum | CCB | LV429404 | MN 24V 50/60HZ UNDERVOLTAGE RELEASE | 2720 | 1I | A | PPCCB
Configurable | 4 Large building Configurable | PTCCB <= 630A - Optimum | CCB | LV429406 | CB UNDERVOLTAGE RELEASE 110-130V 50/60HZ | 2720 | 1I | A | PPCCB
Configurable | 4 Large building Configurable | PTCCB <= 630A - Optimum | CCB | LV429407 | MN 220-240V50/60HZ 208-277V60HZ UVR | 2720 | 1I | A | PPCCB
Configurable | 4 Large building Configurable | PTCCB <= 630A - Optimum | CCB | LV429408 | MN 380-415V50/60HZ 440-480V60HZ UVR | 2720 | 1I | B | PPCCB
Configurable | 4 Large building Configurable | PTCCB <= 630A - Optimum | CCB | LV429409 | MN 525V 50HZ 600V 60HZ UVR | 2720 | 1I | A | PPCCB
Configurable | 4 Large building Configurable | PTCCB <= 630A - Optimum | CCB | LV429410 | MN 24V DC UNDERVOLTAGE RELEASE | 2965 | 1I | A | PPCCB
Configurable | 4 Large building Configurable | PTCCB <= 630A - Optimum | CCB | LV429411 | MN 30V DC UNDERVOLTAGE RELEASE | 2965 | 1I | B | PPCCB
Configurable | 4 Large building Configurable | PTCCB <= 630A - Optimum | CCB | LV429414 | MN 250V DC UNDERVOLTAGE RELEASE | 2965 | 1I | A | PPCCB
Configurable | 4 Large building Configurable | PTCCB <= 630A - Optimum | CCB | LV429424 | SDTAM 24/415V AC/DC THERMAL FAULT MODULE | 2738 | 1I | A | PPCCB
Configurable | 4 Large building Configurable | PTCCB <= 630A - Optimum | CCB | LV429427 | 220-240V AC 50/60HZ MN DELAY UNIT | 2596 | 1I | A | PPCCB
Configurable | 4 Large building Configurable | PTCCB <= 630A - Optimum | CCB | LV429434 | 220 240V 50 60HZ 208 277V 60HZ MT100 160 | 8810 | 1I | A | PPCCB
Configurable | 4 Large building Configurable | PTCCB <= 630A - Optimum | CCB | LV429435 | 380 415V 50 60HZ 440 480V 60HZ MT100 160 | 10281 | 1I | A | PPCCB
Configurable | 4 Large building Configurable | PTCCB <= 630A - Optimum | CCB | LV429436 | 24 30V DC MT100 160 | 10093 | 1I | B | PPCCB
Configurable | 4 Large building Configurable | PTCCB <= 630A - Optimum | CCB | LV429451 | SDE ADAPTER FOR TRIP UNIT NSX100-250 CI | 268 | 1I | A | PPCCB
Configurable | 4 Large building Configurable | PTCCB <= 630A - Optimum | CCB | LV429454 | Wireless auxiliary contact NSX | 2237 | 1I | B | PPCCB
Configurable | 4 Large building Configurable | PTCCB <= 630A - Optimum | CCB | LV429488 | Vigi 200-440V 3P for NSX100/160 | 9339 | 1I | A | PPCCB
Configurable | 4 Large building Configurable | PTCCB <= 630A - Optimum | CCB | LV429489 | Vigi 200-440V 4P for NSX100/160 | 7595 | 1I | A | PPCCB
Configurable | 4 Large building Configurable | PTCCB <= 630A - Optimum | CCB | LV429490 | Vigi 440V-690V 3P for NSX100/160 | 11674 | 1I | B | PPCCB
Configurable | 4 Large building Configurable | PTCCB <= 630A - Optimum | CCB | LV429491 | Vigi 440V-690V 4P for NSX100/160 | 16230 | 1I | B | PPCCB
Configurable | 4 Large building Configurable | PTCCB <= 630A - Optimum | CCB | LV429492 | Vigi 200-440V 3P for NSX250 | 9339 | 1I | B | PPCCB
Configurable | 4 Large building Configurable | PTCCB <= 630A - Optimum | CCB | LV429493 | Vigi 200-440V 4P for NSX250 | 7595 | 1I | A | PPCCB
Configurable | 4 Large building Configurable | PTCCB <= 630A - Optimum | CCB | LV429494 | Vigi 440-690V 3P for NSX250 | 14082 | 1I | A | PPCCB
Configurable | 4 Large building Configurable | PTCCB <= 630A - Optimum | CCB | LV429495 | Vigi 440-690V 4P for NSX250 | 18907 | 1I | A | PPCCB
Configurable | 4 Large building Configurable | PTCCB <= 630A - Optimum | CCB | LV429496 | Vigi add on 480V-550V 3P 30mA to 30A for | 5211 | 1I | A | PPCCB
Configurable | 4 Large building Configurable | PTCCB <= 630A - Optimum | CCB | LV429515 | 1 3P SHORT TERMINAL SHIELD | 304 | 1I | A | PPCCB
Configurable | 4 Large building Configurable | PTCCB <= 630A - Optimum | CCB | LV429516 | 1 4P SHORT TERMINAL SHIELD | 354 | 1I | B | PPCCB
Configurable | 4 Large building Configurable | PTCCB <= 630A - Optimum | CCB | LV429517 | 1 3P LONG TERMINAL SHIELD | 387 | 1I | A | PPCCB
Configurable | 4 Large building Configurable | PTCCB <= 630A - Optimum | CCB | LV429518 | 1 4P LONG TERMINAL SHIELD | 489 | 1I | A | PPCCB
Configurable | 4 Large building Configurable | PTCCB <= 630A - Optimum | CCB | LV429525 | IP30 ESCUTCHEON ALL CONTROL TYPE | 406 | 1I | B | PPCCB
Configurable | 4 Large building Configurable | PTCCB <= 630A - Optimum | CCB | LV429526 | TRIP UNIT ACCESS ESCUTCHEON FOR TOGGLE | 200 | 1I | B | PPCCB
Configurable | 4 Large building Configurable | PTCCB <= 630A - Optimum | CCB | LV429528 | NS RETROFIT FRONT COVER (SMALL CUT-OUT) | 272 | 1I | B | PPCCB
Configurable | 4 Large building Configurable | PTCCB <= 630A - Optimum | CCB | LV431050 | EXTENDED FRONT ROT. HANDLE (INS250 / INV | 982 | 1I | A | PPCCB
Configurable | 4 Large building Configurable | PTCCB <= 630A - Optimum | CCB | LV431051 | EXTENDED FRONT ROT. HANDLE RED/YELLOW (I | 690 | 1I | B | PPCCB
Configurable | 4 Large building Configurable | PTCCB <= 630A - Optimum | CCB | LV431540 | 110 130V AC 50 60HZ MT250 | 10995 | 1I | B | PPCCB
Configurable | 4 Large building Configurable | PTCCB <= 630A - Optimum | CCB | LV431541 | 220 240V 50 60HZ 208 277V 60HZ MT250 | 11069 | 1I | A | PPCCB
Configurable | 4 Large building Configurable | PTCCB <= 630A - Optimum | CCB | LV431542 | 380 415V 50 60HZ 440 480V 60HZ MT250 | 11069 | 1I | B | PPCCB
Configurable | 4 Large building Configurable | PTCCB <= 630A - Optimum | CCB | LV431543 | 24 30V DC MT250 | 11069 | 1I | B | PPCCB
Configurable | 4 Large building Configurable | PTCCB <= 630A - Optimum | CCB | LV431545 | 110 130V DC MT250 | 11069 | 1I | B | PPCCB
Configurable | 4 Large building Configurable | PTCCB <= 630A - Optimum | CCB | LV431563 | 3P SPREADER PH BARRIERS | 410 | 1I | A | PPCCB
Configurable | 4 Large building Configurable | PTCCB <= 630A - Optimum | CCB | LV431564 | 4P SPREADER PH BARRIERS | 568 | 1I | A | PPCCB
Configurable | 4 Large building Configurable | PTCCB <= 630A - Optimum | CCB | LV432464 | Vigi 200-440V 3P for NSX400/630 | 20833 | 1I | A | PPCCB
Configurable | 4 Large building Configurable | PTCCB <= 630A - Optimum | CCB | LV432465 | Vigi 200-440V 4P for NSX400/630 | 24394 | 1I | A | PPCCB
Configurable | 4 Large building Configurable | PTCCB <= 630A - Optimum | CCB | LV432466 | Vigi 440V-550V 3P for NSX400/630 | 20833 | 1I | A | PPCCB
Configurable | 4 Large building Configurable | PTCCB <= 630A - Optimum | CCB | LV432467 | Vigi 440V-550V 4P for NSX400/630 | 24394 | 1I | A | PPCCB
Configurable | 4 Large building Configurable | PTCCB <= 630A - Optimum | CCB | LV432475 | 2 SHORT REAR CONNECTIONS | 1952 | 1I | A | PPCCB
Configurable | 4 Large building Configurable | PTCCB <= 630A - Optimum | CCB | LV432476 | 2 LONG REAR CONNECTIONS | 2344 | 1I | A | PPCCB
Configurable | 4 Large building Configurable | PTCCB <= 630A - Optimum | CCB | LV432479 | 3 CONNECTORS (1X 35-300MMｲ) PH BARRIERS | 1526 | 1I | B | PPCCB
Configurable | 4 Large building Configurable | PTCCB <= 630A - Optimum | CCB | LV432481 | 3 (2X 35-240MMｲ) CONNECTORS PH BARRIERS | 1317 | 1I | B | PPCCB
Configurable | 4 Large building Configurable | PTCCB <= 630A - Optimum | CCB | LV432484 | 3 RIGHT ANGLE TERMINAL EXT PH BARRIERS | 1353 | 1I | B | PPCCB
Configurable | 4 Large building Configurable | PTCCB <= 630A - Optimum | CCB | LV432490 | 3P SPREADER (52.5MM) PH BARRIERS INV/IN | 923 | 1I | A | PPCCB
Configurable | 4 Large building Configurable | PTCCB <= 630A - Optimum | CCB | LV432491 | 4P SPREADER (52.5MM) PH BARRIERS INV/IN | 1293 | 1I | B | PPCCB
Configurable | 4 Large building Configurable | PTCCB <= 630A - Optimum | CCB | LV432492 | 3P SPREADER (70MM) PH BARRIERS INV/INS | 1306 | 1I | A | PPCCB
Configurable | 4 Large building Configurable | PTCCB <= 630A - Optimum | CCB | LV432493 | 4P SPREADER (70MM) PH BARRIERS INV/INS | 1828 | 1I | B | PPCCB
Configurable | 4 Large building Configurable | PTCCB <= 630A - Optimum | CCB | LV432516 | 3P PLUG-IN BASE | 8117 | 1I | A | PPCCB
Configurable | 4 Large building Configurable | PTCCB <= 630A - Optimum | CCB | LV432518 | 2 PINS FOR PLUG IN BASE | 818 | 1I | A | PPCCB
Configurable | 4 Large building Configurable | PTCCB <= 630A - Optimum | CCB | LV432520 | SAFETY TRIP INTERLOCK LINK | 449 | 1I | A | PPCCB
Configurable | 4 Large building Configurable | PTCCB <= 630A - Optimum | CCB | LV432523 | 1X 9 WIRE MOVING CONNECTOR FOR BREAKER | 446 | 1I | A | PPCCB
Configurable | 4 Large building Configurable | PTCCB <= 630A - Optimum | CCB | LV432525 | 1 SUPPORT FOR 3 MOVING CONNECTORS | 303 | 1I | A | PPCCB
Configurable | 4 Large building Configurable | PTCCB <= 630A - Optimum | CCB | LV432532 | CHASSIS SIDE PLATE FOR PLUG IN BASE 3 4P | 2509 | 1I | B | PPCCB
Configurable | 4 Large building Configurable | PTCCB <= 630A - Optimum | CCB | LV432533 | CHASSIS CIRCUIT BREAKER SIDE PLATE 3 4P | 848 | 1I | A | PPCCB
Configurable | 4 Large building Configurable | PTCCB <= 630A - Optimum | CCB | LV432534 | ESCUTCHEON COLLAR FOR TOGGLE | 416 | 1I | B | PPCCB
Configurable | 4 Large building Configurable | PTCCB <= 630A - Optimum | CCB | LV432553 | TOGGLE EXTENSION | 1072 | 1I | B | PPCCB
Configurable | 4 Large building Configurable | PTCCB <= 630A - Optimum | CCB | LV432558 | IP40 ESCUTCHEON ALL CONTROL TYPE | 874 | 1I | B | PPCCB
Configurable | 4 Large building Configurable | PTCCB <= 630A - Optimum | CCB | LV432559 | ESCUTCHEON WITH TRIP UNIT ACCESS | 347 | 1I | B | PPCCB
Configurable | 4 Large building Configurable | PTCCB <= 630A - Optimum | CCB | LV432570 | 6 INTERPHASE BARRIERS INV INS NSX400 63 | 651 | 1I | A | PPCCB
Configurable | 4 Large building Configurable | PTCCB <= 630A - Optimum | CCB | LV432571 | NS RETROFIT FRONT COVER (SMALL CUT-OUT) | 387 | 1I | B | PPCCB
Configurable | 4 Large building Configurable | PTCCB <= 630A - Optimum | CCB | LV432578 | 2 INSULATING SCREENS 3P (70 MM PITCH) N | 625 | 1I | B | PPCCB
Configurable | 4 Large building Configurable | PTCCB <= 630A - Optimum | CCB | LV432584 | CB PLUG IN BASE CONNECTION ADAPTER (1) | 216 | 1I | A | PPCCB
Configurable | 4 Large building Configurable | PTCCB <= 630A - Optimum | CCB | LV432586 | 3 45ｰ TERMINAL EXT PH BARRIERS | 884 | 1I | B | PPCCB
Configurable | 4 Large building Configurable | PTCCB <= 630A - Optimum | CCB | LV432591 | 1 3P SHORT TERMINAL SHIELD. | 544 | 1I | A | PPCCB
Configurable | 4 Large building Configurable | PTCCB <= 630A - Optimum | CCB | LV432592 | 1 4P SHORT TERMINAL SHIELD | 761 | 1I | A | PPCCB
Configurable | 4 Large building Configurable | PTCCB <= 630A - Optimum | CCB | LV432593 | 1 3P LONG TERMINAL SHIELD | 719 | 1I | A | PPCCB
Configurable | 4 Large building Configurable | PTCCB <= 630A - Optimum | CCB | LV432594 | 1 4P LONG TERMINAL SHIELD | 1006 | 1I | A | PPCCB
Configurable | 4 Large building Configurable | PTCCB <= 630A - Optimum | CCB | LV432595 | 1 3P LONG TERMINAL SHIELD FOR SPREADER | 1181 | 1I | A | PPCCB
Configurable | 4 Large building Configurable | PTCCB <= 630A - Optimum | CCB | LV432597 | DIRECT STANDARD ROTARY HANDLE | 2359 | 1I | B | PPCCB
Configurable | 4 Large building Configurable | PTCCB <= 630A - Optimum | CCB | LV432597T | ROTARY HANDLE DIR 400-630 BLK | 2359 | 1I | B | PPCCB
Configurable | 4 Large building Configurable | PTCCB <= 630A - Optimum | CCB | LV432598 | EXTENDED STANDARD ROTARY HANDLE | 2563 | 1I | B | PPCCB
Configurable | 4 Large building Configurable | PTCCB <= 630A - Optimum | CCB | LV432598T | ROTARY HANDLE EXT 400-630 BLK | 2563 | 1I | B | PPCCB
Configurable | 4 Large building Configurable | PTCCB <= 630A - Optimum | CCB | LV432600T | ROTARY HANDLE EXT 400-630 R-Y | 3458 | 1I | B | PPCCB
Configurable | 4 Large building Configurable | PTCCB <= 630A - Optimum | CCB | LV432603T | ROTARY HANDLE EXT 400-630 TELESCOPIC | 3808 | 1I | B | PPCCB
Configurable | 4 Large building Configurable | PTCCB <= 630A - Optimum | CCB | LV432604 | ROT HANDLE KEYLOCK ADAPTER W O KEYLOCK | 681 | 1I | A | PPCCB
Configurable | 4 Large building Configurable | PTCCB <= 630A - Optimum | CCB | LV432605 | Early-break contact Circuit Breakers | 1760 | 1I | B | PPCCB
Configurable | 4 Large building Configurable | PTCCB <= 630A - Optimum | CCB | LV432614 | MECHANICAL INTERLOCKING FOR TOGGLE | 3253 | 1I | B | PPCCB
Configurable | 4 Large building Configurable | PTCCB <= 630A - Optimum | CCB | LV432614T | INTERLOCKING 400-630 FOR TOGGLE | 3448 | 1I | B | PPCCB
Configurable | 4 Large building Configurable | PTCCB <= 630A - Optimum | CCB | LV432620 | ACCESSORY FOR SOURCECHANGEOVER SWITCH DO | 9443 | 1I | B | PPCCB
Configurable | 4 Large building Configurable | PTCCB <= 630A - Optimum | CCB | LV432621ET | INTERLOCKING 400-630 FOR EXT ROT-HANDLE | 2738 | 1I | B | PPCCB
Configurable | 4 Large building Configurable | PTCCB <= 630A - Optimum | CCB | LV432631 | FIXED LOCKING DEVICE FOR 3 PADLOCKS | 1163 | 1I | A | PPCCB
Configurable | 4 Large building Configurable | PTCCB <= 630A - Optimum | CCB | LV432641 | 220 240V 50 60HZ 208 277V 60HZ MT400 630 | 16189 | 1I | A | PPCCB
Configurable | 4 Large building Configurable | PTCCB <= 630A - Optimum | CCB | LV432642 | 380 415V AC 50 60HZ MT400 630 | 16189 | 1I | A | PPCCB
Configurable | 4 Large building Configurable | PTCCB <= 630A - Optimum | CCB | LV432643 | 24 30V DC MT400 630 | 17345 | 1I | A | PPCCB
Configurable | 4 Large building Configurable | PTCCB <= 630A - Optimum | CCB | LV432647 | 440 480V AC 60HZHZ MT400 630 | 17345 | 1I | B | PPCCB
Configurable | 4 Large building Configurable | PTCCB <= 630A - Optimum | CCB | LV432648 | MT400 630 OPERATIONS COUNTER NSX400 630 | 3140 | 1I | B | PPCCB
Configurable | 4 Large building Configurable | PTCCB <= 630A - Optimum | CCB | LV432649 | MOTOR MECH. ADAPTER W/O KEYLOCK NS | 1943 | 1I | B | PPCCB
Configurable | 4 Large building Configurable | PTCCB <= 630A - Optimum | CCB | LV434000 | Modbus SL communication interface module | 2767 | 1I | A | PPCCB
Configurable | 4 Large building Configurable | PTCCB <= 630A - Optimum | CCB | LV434001 | Ethernet Interface For One Circuit Break | 7278 | 1I | B | PPCCB
Configurable | 4 Large building Configurable | PTCCB <= 630A - Optimum | CCB | LV434002 | ETHERNET FOR LV BREAKERS AND GATEWAY | 10782 | 1I | B | PPCCB
Configurable | 4 Large building Configurable | PTCCB <= 630A - Optimum | CCB | LV434063 | INPUT/OUTPUT INTERFACE FOR LV BREAKER | 7278 | 1I | A | PPCCB
Configurable | 4 Large building Configurable | PTCCB <= 630A - Optimum | CCB | LV434196 | BREAKER ULP CORD | 829 | 1I | A | PPCCB
Configurable | 4 Large building Configurable | PTCCB <= 630A - Optimum | CCB | LV434197 | BREAKER ULP CORD | 772 | 1I | B | PPCCB
Configurable | 4 Large building Configurable | PTCCB <= 630A - Optimum | CCB | LV434200 | NSX CORD L= 0,35 M | 1107 | 1I | B | PPCCB
Configurable | 4 Large building Configurable | PTCCB <= 630A - Optimum | CCB | LV434201 | NSX CORD L= 1,3 M | 1152 | 1I | A | PPCCB
Configurable | 4 Large building Configurable | PTCCB <= 630A - Optimum | CCB | LV434202 | NSX CORD L= 3 M | 1250 | 1I | B | PPCCB
Configurable | 4 Large building Configurable | PTCCB <= 630A - Optimum | CCB | LV434205 | BSCM | 4656 | 1I | B | PPCCB
Configurable | 4 Large building Configurable | PTCCB <= 630A - Optimum | CCB | LV434206 | POCKET BATTERY FOR MICROLOGIC | 1650 | 1I | B | PPCCB
Configurable | 4 Large building Configurable | PTCCB <= 630A - Optimum | CCB | LV434210 | 24 VDC TERMINAL BLOCK FOR MICROLOGIC 5/6 | 1403 | 1I | B | PPCCB
Configurable | 4 Large building Configurable | PTCCB <= 630A - Optimum | CCB | LV438328 | PARALLEL OR SERIES CONNECTION OF 2 POLES | 621 | 1I | B | PPCCB
Configurable | 4 Large building Configurable | PTCCB <= 630A - Optimum | CCB | LV480801 | ISTF160 FUSE-SWITCH FIXED M8 TERMINALS | 1090 | 1I | A | PPCCB
Configurable | 4 Large building Configurable | PTCCB <= 630A - Optimum | CCB | TRV00121 | FRONT DISPLAY MODULE FDM 121 96 96 MM UL | 4561 | 1I | B | PPCCB | 100 | 60 | 105 | 240
Configurable | 4 Large building Configurable | PTCCB <= 630A - Optimum | CCB | TRV00128 | FDM MOUNTING ACCESSORY DIAM 22 | 637 | 1I | B | PPCCB | 100 | 30 | 100 | 40
Configurable | 4 Large building Configurable | PTCCB <= 630A - Optimum | CCB | TRV00217 | 10 STACKING CONNECTORS FOR COM INTERFACE | 3937 | 1I | B | PPCCB | 110 | 30 | 80 | 43
Configurable | 4 Large building Configurable | PTCCB <= 630A - Optimum | CCB | TRV00803 | 10 RJ45/RJ45 MALE CORD L=0,3 M | 1081 | 1I | B | PPCCB
Configurable | 4 Large building Configurable | PTCCB <= 630A - Optimum | CCB | TRV00810 | 5 RJ45/RJ45 MALE CORD L=1 M | 1150 | 1I | B | PPCCB | 16 | 7 | 17 | 300
Configurable | 4 Large building Configurable | PTCCB <= 630A - Optimum | CCB | TRV00820 | 5 RJ45/RJ45 MALE CORD L=2 M | 1114 | 1I | B | PPCCB | 350 | 4 | 300 | 459
Configurable | 4 Large building Configurable | PTCCB <= 630A - Optimum | CCB | TRV00830 | 5 RJ45/RJ45 MALE CORD L=3 M | 2197 | 1I | B | PPCCB
Configurable | 4 Large building Configurable | PTCCB <= 630A - Optimum | CCB | TRV00850 | 1 RJ45/RJ45 MALE CORD L=5 M | 682 | 1I | A | PPCCB
Configurable | 4 Large building Configurable | PTCCB <= 630A - Optimum | CCB | TRV00870 | 5 RJ45 CONNECTORS FEMALE/FEMALE | 1133 | 1I | B | PPCCB | 125 | 50 | 50 | 96
Configurable | 4 Large building Configurable | PTCCB <= 630A - Optimum | CCB | TRV00880 | 10 ULP LINE TERMINATION | 812 | 1I | B | PPCCB | 70 | 20 | 70 | 36
Configurable | 4 Large building Configurable | PTCCB <= 630A - Optimum | CCB | TRV00917 | MICROLOGIC CORD FOR USB INTERFACE | 6072 | 1I | B | PPCCB | 260 | 10 | 210 | 120
Configurable | 4 Large building Configurable | PTCCB <= 630A - Optimum | CCB | ZZA_MG4630NSX | EXT.ROTARY HANDLE NSX400/630 | 2134 | 1I | A | PPCCB
Configurable | 4 Large building Configurable | PTCCB >= 630A | CBH | 29350 | SOURCE CHANGEOVER PLATE+IVE NS250 | 7479 | 1I | B | PPATS
Configurable | 4 Large building Configurable | PTCCB >= 630A | CBH | 29364 | INTERFACE FOR AU TO MATIC CONTROLLER AC | 5620 | 1I | B | PPATS
Configurable | 4 Large building Configurable | PTCCB >= 630A | CBH | 29365 | MOTORMECH. FOR ATS SPARE WIRING (NS100/6 | 971 | 1I | B | PPATS
Configurable | 4 Large building Configurable | PTCCB >= 630A | CBH | 29473 | ACP + CONTROL UNIT UA480V | 17885 | 1I | B | PPATS
Configurable | 4 Large building Configurable | PTCCB >= 630A | CBH | 31055 | EXTENDED FRONT HANDLE FOR CHANGEOVER INS | 1128 | 1I | B | PPATS | 1135 | 500 | 100 | 100
Configurable | 4 Large building Configurable | PTCCB >= 630A | CBH | 31114 | NON-AUTOMATIC MOLDED CASE SWITCH 690V | 10520 | 1I | A | PPCCB
Configurable | 4 Large building Configurable | PTCCB >= 630A | CBH | 31330 | INS800 3P 800 A - SWITCH DISCONNECTOR | 19579 | 1I | A | PPCCB
Configurable | 4 Large building Configurable | PTCCB >= 630A | CBH | 31331 | INS800 4P 800 A - SWITCH DISCONNECTOR | 20430 | 1I | B | PPCCB
Configurable | 4 Large building Configurable | PTCCB >= 630A | CBH | 31332 | INS1000 3P 1000 A - SWITCH DISCONNECTOR | 25112 | 1I | B | PPCCB
Configurable | 4 Large building Configurable | PTCCB >= 630A | CBH | 31333 | INS1000 4P 1000 A - SWITCH DISCONNECTOR | 27354 | 1I | B | PPCCB
Configurable | 4 Large building Configurable | PTCCB >= 630A | CBH | 31334 | INS1250 3P 1250 A - SWITCH DISCONNECTOR | 30844 | 1I | B | PPCCB
Configurable | 4 Large building Configurable | PTCCB >= 630A | CBH | 31335 | INS1250 4P 1250 A - SWITCH DISCONNECTOR | 32489 | 1I | B | PPCCB
Configurable | 4 Large building Configurable | PTCCB >= 630A | CBH | 31336 | INS1600 3P 1600 A - SWITCH DISCONNECTOR. | 32694 | 1I | B | PPCCB
Configurable | 4 Large building Configurable | PTCCB >= 630A | CBH | 31337 | INS1600 4P 1600 A - SWITCH DISCONNECTOR | 36489 | 1I | B | PPCCB
Configurable | 4 Large building Configurable | PTCCB >= 630A | CBH | 31340 | INS2500 3P 2500 A - SWITCH DISCONNECTOR | 49808 | 1I | B | PPCCB
Configurable | 4 Large building Configurable | PTCCB >= 630A | CBH | 31341 | INS2500 4P 2500 A - SWITCH DISCONNECTOR | 53543 | 1I | B | PPCCB
Configurable | 4 Large building Configurable | PTCCB >= 630A | CBH | 31361 | INV1000 4P 1000 A - VISIBLE BREAK SWITCH | 15240 | 1I | B | PPCCB
Configurable | 4 Large building Configurable | PTCCB >= 630A | CBH | 32631 | FIXED TOGGLE PADLOCK. DEVICE | 969 | 1I | A | PPCCB
Configurable | 4 Large building Configurable | PTCCB >= 630A | CBH | 33001 | NS630B/1600N/H MANUAL 3P | 8326 | 1I | A | PPCCB
Configurable | 4 Large building Configurable | PTCCB >= 630A | CBH | 33088 | MODBUS COMMUNICATION NOTICE FOR MANUAL. | 40 | 1I | A | PPCCB
Configurable | 4 Large building Configurable | PTCCB >= 630A | CBH | 33090 | PERFORMER NUM 14 | 233 | 1I | B | PPACB
Configurable | 4 Large building Configurable | PTCCB >= 630A | CBH | 33099 | 6-WIRE AUXILIARY TERMINAL BLOCK FOR CHAS | 385 | 1I | A | PPCCB
Configurable | 4 Large building Configurable | PTCCB >= 630A | CBH | 33101 | INTERNAL WIRING ASSEMBLY FOR CONTROL UNI | 601 | 1I | A | PPCCB
Configurable | 4 Large building Configurable | PTCCB >= 630A | CBH | 33120 | INTERNAL TERMINAL BLOCK FOR COM (DRAWOUT | 321 | 1I | A | PPCCB
Configurable | 4 Large building Configurable | PTCCB >= 630A | CBH | 33132 | SET OF NUTS FOR CONNECT 3P NS630 B-1600 | 68 | 1I | A | PPCCB
Configurable | 4 Large building Configurable | PTCCB >= 630A | CBH | 33133 | 1 FRONT CONN. TERMINAL SHIELD | 1647 | 1I | A | PPCCB
Configurable | 4 Large building Configurable | PTCCB >= 630A | CBH | 33136 | 1 REAR CONNECTION TERMINAL FOR NS630B 16 | 895 | 1I | A | PPCCB
Configurable | 4 Large building Configurable | PTCCB >= 630A | CBH | 33137 | 1 REAR CONNECTION TERMINAL SHIELD FOR 3P | 904 | 1I | A | PPCCB
Configurable | 4 Large building Configurable | PTCCB >= 630A | CBH | 33140 | CHC M8 SCREW L16 WITH WASHER | 8 | 1I | A | PPCCB
Configurable | 4 Large building Configurable | PTCCB >= 630A | CBH | 33141 | CZS D4 SCREW FOR FRONT | 2 | 1I | A | PPCCB
Configurable | 4 Large building Configurable | PTCCB >= 630A | CBH | 33148 | USER MANUAL FOR NS 630B/1600 | 40 | 1I | A | PPCCB
Configurable | 4 Large building Configurable | PTCCB >= 630A | CBH | 33150 | NS 1600 ROTARY HANDLE AND ACCESSORIES IN | 45 | 1I | A | PPCCB
Configurable | 4 Large building Configurable | PTCCB >= 630A | CBH | 33155 | 1 STAB FOR 1600A DRAWOUT BREAKER | 685 | 1I | A | PPCCB
Configurable | 4 Large building Configurable | PTCCB >= 630A | CBH | 33167 | 1 TOP FRONT CONNECTION TERMINAL FOR 630/ | 895 | 1I | A | PPCCB
Configurable | 4 Large building Configurable | PTCCB >= 630A | CBH | 33195 | ADDITIONAL TOGGLE EXTENSION FOR NS630B/1 | 2075 | 1I | B | PPCCB
Configurable | 4 Large building Configurable | PTCCB >= 630A | CBH | 33205 | CB NS630B/1000 N MANUAL 3P | 8407 | 1I | A | PPCCB
Configurable | 4 Large building Configurable | PTCCB >= 630A | CBH | 33209 | 1 SET OF 2 INTERLOCK CABLES | 2346 | 1I | A | PPCCB
Configurable | 4 Large building Configurable | PTCCB >= 630A | CBH | 33220 | NS630B N 3P FIXED BASIC BREAKER | 19777 | 1I | B | PPCCB
Configurable | 4 Large building Configurable | PTCCB >= 630A | CBH | 33225 | NS630B H 4P FIXED BASIC BREAKER | 29666 | 1I | B | PPCCB
Configurable | 4 Large building Configurable | PTCCB >= 630A | CBH | 33230 | NS800 N 3P FIXED BASIC BREAKER | 19777 | 1I | B | PPCCB
Configurable | 4 Large building Configurable | PTCCB >= 630A | CBH | 33231 | NS800 H 3P FIXED BASIC BREAKER | 23733 | 1I | B | PPCCB
Configurable | 4 Large building Configurable | PTCCB >= 630A | CBH | 33234 | NS800 N 4P FIXED BASIC BREAKER | 24326 | 1I | B | PPCCB
Configurable | 4 Large building Configurable | PTCCB >= 630A | CBH | 33235 | NS800 H 4P FIXED BASIC BREAKER | 29666 | 1I | B | PPCCB
Configurable | 4 Large building Configurable | PTCCB >= 630A | CBH | 33240 | NS1000 N 3P FIXED BASIC BREAKER | 21087 | 1I | B | PPCCB
Configurable | 4 Large building Configurable | PTCCB >= 630A | CBH | 33241 | NS1000 H 3P FIXED BASIC BREAKER | 26106 | 1I | B | PPCCB
Configurable | 4 Large building Configurable | PTCCB >= 630A | CBH | 33244 | NS1000 N 4P FIXED BASIC BREAKER | 25937 | 1I | B | PPCCB
Configurable | 4 Large building Configurable | PTCCB >= 630A | CBH | 33245 | NS1000 H 4P FIXED BASIC BREAKER | 32371 | 1I | B | PPCCB
Configurable | 4 Large building Configurable | PTCCB >= 630A | CBH | 33250 | NS1250 N 3P FIXED BASIC BREAKER | 24676 | 1I | B | PPCCB
Configurable | 4 Large building Configurable | PTCCB >= 630A | CBH | 33260 | NS1600 N 3P FIXED BASIC BREAKER | 30085 | 1I | B | PPCCB
Configurable | 4 Large building Configurable | PTCCB >= 630A | CBH | 33261 | NS1600 H 3P FIXED BASIC BREAKER | 39028 | 1I | B | PPCCB
Configurable | 4 Large building Configurable | PTCCB >= 630A | CBH | 33264 | NS1600 N 4P FIXED BASIC BREAKER | 37004 | 1I | B | PPCCB
Configurable | 4 Large building Configurable | PTCCB >= 630A | CBH | 33280 | NS800 N 3P FIXED BASIC BREAKER ELEC.OP | 30654 | 1I | B | PPCCB
Configurable | 4 Large building Configurable | PTCCB >= 630A | CBH | 33281 | NS800 H 3P FIXED BASIC BREAKER ELECTRICA | 36785 | 1I | B | PPCCB
Configurable | 4 Large building Configurable | PTCCB >= 630A | CBH | 33284 | NS800 N 4P FIXED BASIC BREAKER ELEC. OP. | 39851 | 1I | B | PPCCB
Configurable | 4 Large building Configurable | PTCCB >= 630A | CBH | 33285 | NS800 H 4P FIXED BASIC BREAKER ELEC. OP. | 45981 | 1I | B | PPCCB
Configurable | 4 Large building Configurable | PTCCB >= 630A | CBH | 33290 | NS1000 N 3P FIXED BASIC BREAKER ELEC.OP | 32685 | 1I | B | PPCCB
Configurable | 4 Large building Configurable | PTCCB >= 630A | CBH | 33291 | NS1000 H 3P FIXED BASIC BREAKER ELEC. OP | 40464 | 1I | B | PPCCB
Configurable | 4 Large building Configurable | PTCCB >= 630A | CBH | 33294 | NS1000 N 4P FIXED BASIC BREAKER ELEC. OP | 42490 | 1I | B | PPCCB
Configurable | 4 Large building Configurable | PTCCB >= 630A | CBH | 33300 | NS1250 N 3P FIXED BASIC BREAKER ELEC. OP | 38247 | 1I | B | PPCCB
Configurable | 4 Large building Configurable | PTCCB >= 630A | CBH | 33301 | NS1250 H 3P FIXED BASIC BREAKER ELEC. OP | 46533 | 1I | B | PPCCB
Configurable | 4 Large building Configurable | PTCCB >= 630A | CBH | 33304 | NS1250 N 4P FIXED BASIC BREAKER ELEC. OP | 49721 | 1I | B | PPCCB
Configurable | 4 Large building Configurable | PTCCB >= 630A | CBH | 33310 | NS1600 N 3P FIXED BASIC BREAKER ELEC. OP | 46631 | 1I | B | PPCCB
Configurable | 4 Large building Configurable | PTCCB >= 630A | CBH | 33314 | NS1600 N 4P FIXED BASIC BREAKER ELEC. OP | 60620 | 1I | B | PPCCB
Configurable | 4 Large building Configurable | PTCCB >= 630A | CBH | 33380 | NS800 N 3P BASIC BREAKER DRAWOUT ELEC. O | 39851 | 1I | B | PPCCB
Configurable | 4 Large building Configurable | PTCCB >= 630A | CBH | 33391 | NS1000 H 3P BASIC BREAKER DRAWOUT ELEC. | 52603 | 1I | B | PPCCB
Configurable | 4 Large building Configurable | PTCCB >= 630A | CBH | 33422 | molded case switch disconnector Compact | 16811 | 1I | B | PPCCB
Configurable | 4 Large building Configurable | PTCCB >= 630A | CBH | 33424 | molded case switch disconnector Compact | 14128 | 1I | B | PPCCB
Configurable | 4 Large building Configurable | PTCCB >= 630A | CBH | 33426 | molded case switch disconnector Compact | 14806 | 1I | B | PPCCB
Configurable | 4 Large building Configurable | PTCCB >= 630A | CBH | 33428 | molded case switch disconnector Compact | 17449 | 1I | B | PPCCB
Configurable | 4 Large building Configurable | PTCCB >= 630A | CBH | 33442 | molded case switch disconnector Compact | 26056 | 1I | B | PPCCB
Configurable | 4 Large building Configurable | PTCCB >= 630A | CBH | 33443 | molded case switch disconnector Compact | 33873 | 1I | B | PPCCB
Configurable | 4 Large building Configurable | PTCCB >= 630A | CBH | 33444 | molded case switch disconnector Compact | 27782 | 1I | B | PPCCB
Configurable | 4 Large building Configurable | PTCCB >= 630A | CBH | 33445 | molded case switch disconnector Compact | 36116 | 1I | B | PPCCB
Configurable | 4 Large building Configurable | PTCCB >= 630A | CBH | 33446 | molded case switch disconnector Compact | 32510 | 1I | B | PPCCB
Configurable | 4 Large building Configurable | PTCCB >= 630A | CBH | 33448 | molded case switch disconnector Compact | 39636 | 1I | B | PPCCB
Configurable | 4 Large building Configurable | PTCCB >= 630A | CBH | 33449 | molded case switch disconnector Compact | 51527 | 1I | B | PPCCB
Configurable | 4 Large building Configurable | PTCCB >= 630A | CBH | 33469 | CIRCUIT BREAKER COMPACT NS800N MICROLOGI | 37980 | 1I | B | PPCCB
Configurable | 4 Large building Configurable | PTCCB >= 630A | CBH | 33472 | CIRCUIT BREAKER COMPACT NS1000N MICROLOG | 30525 | 1I | B | PPCCB
Configurable | 4 Large building Configurable | PTCCB >= 630A | CBH | 33475 | CIRCUIT BREAKER COMPACT NS1000N MICROLOG | 39683 | 1I | B | PPCCB
Configurable | 4 Large building Configurable | PTCCB >= 630A | CBH | 33478 | CIRCUIT BREAKER COMPACT NS1250N MICROLOG | 34114 | 1I | B | PPCCB
Configurable | 4 Large building Configurable | PTCCB >= 630A | CBH | 33480 | CIRCUIT BREAKER COMPACT NS1250N MICROLOG | 44348 | 1I | B | PPCCB
Configurable | 4 Large building Configurable | PTCCB >= 630A | CBH | 33488 | BREAKER MOLDED CASE SWITCHDISCONNEC TO R | 25947 | 1I | B | PPCCB
Configurable | 4 Large building Configurable | PTCCB >= 630A | CBH | 33490 | BREAKER MOLDED CASE SWITCHDISCONNEC TO R | 33595 | 1I | B | PPCCB
Configurable | 4 Large building Configurable | PTCCB >= 630A | CBH | 33504 | MICROLOGIC 2.0. | 6702 | 1I | B | PPCCB
Configurable | 4 Large building Configurable | PTCCB >= 630A | CBH | 33505 | MICROLOGIC 2.0 A FOR FIXED COMPACT NS | 10149 | 1I | B | PPCCB
Configurable | 4 Large building Configurable | PTCCB >= 630A | CBH | 33511 | MICROLOGIC 5.0 | 13225 | 1I | B | PPCCB
Configurable | 4 Large building Configurable | PTCCB >= 630A | CBH | 33513 | MICROLOGIC 6.0 A FOR FIXED COMPACT NS | 36806 | 1H | B | PPACB
Configurable | 4 Large building Configurable | PTCCB >= 630A | CBH | 33514 | MICROLOGIC 7.0 A FOR FIXED COMPACT NS | 23984 | 1I | B | PPCCB
Configurable | 4 Large building Configurable | PTCCB >= 630A | CBH | 33515 | TRIP UNIT MICROLOGIC 6.0 FOR NS60B TO NS | 27482 | 1I | B | PPCCB
Configurable | 4 Large building Configurable | PTCCB >= 630A | CBH | 33535 | TRIP UNIT MICROLOGIC 2.0 E FOR COMPACT N | 12445 | 1I | B | PPCCB
Configurable | 4 Large building Configurable | PTCCB >= 630A | CBH | 33536 | TRIP UNIT MICROLOGIC 2.0 E FOR COMPACT N | 13523 | 1I | B | PPCCB
Configurable | 4 Large building Configurable | PTCCB >= 630A | CBH | 33537 | TRIP UNIT MICROLOGIC 5.0 E FOR COMPACT N | 19513 | 1I | B | PPCCB
Configurable | 4 Large building Configurable | PTCCB >= 630A | CBH | 33539 | TRIP UNIT MICROLOGIC 6.0 E FOR COMPACT N | 51943 | 1I | B | PPCCB
Configurable | 4 Large building Configurable | PTCCB >= 630A | CBH | 33544 | HIGH-SETTING IEC RATING PLUG | 511 | 1I | B | PPCCB
Configurable | 4 Large building Configurable | PTCCB >= 630A | CBH | 33573 | RECTANGULOR SENSOR FOR EARTH LEA KAGE PR | 26290 | 1I | A | PPCCB
Configurable | 4 Large building Configurable | PTCCB >= 630A | CBH | 33574 | RECTANGULOR SENSOR FOR EARTH LEA KAGE PR | 33840 | 1I | A | PPCCB
Configurable | 4 Large building Configurable | PTCCB >= 630A | CBH | 33576 | EXTERNAL SENSOR FOR NEUTRAL AND EARTH-FA | 11878 | 1I | B | PPCCB
Configurable | 4 Large building Configurable | PTCCB >= 630A | CBH | 33581 | JUMPER FOR ZSI AND NEUTRAL | 20 | 1I | A | PPCCB
Configurable | 4 Large building Configurable | PTCCB >= 630A | CBH | 33590 | TEST KIT CABLE AND CONNECTOR FOR NS NT N | 4473 | 1I | B | PPCCB
Configurable | 4 Large building Configurable | PTCCB >= 630A | CBH | 33593 | SPARE BATTERY | 322 | 1I | B | PPCCB
Configurable | 4 Large building Configurable | PTCCB >= 630A | CBH | 33596 | 3P ARC CHUTE INSULATING SCREEN | 362 | 1I | B | PPCCB
Configurable | 4 Large building Configurable | PTCCB >= 630A | CBH | 33597 | 4P ARC CHUTE INSULATING SCREEN | 470 | 1I | B | PPCCB
Configurable | 4 Large building Configurable | PTCCB >= 630A | CBH | 33598 | TOP 3P FRONT CONNECTION FOR 630/1000A FI | 1369 | 1I | B | PPCCB
Configurable | 4 Large building Configurable | PTCCB >= 630A | CBH | 33599 | BOTTOM 3P FRONT CONNECTION FOR 630/1000A | 1369 | 1I | B | PPCCB
Configurable | 4 Large building Configurable | PTCCB >= 630A | CBH | 33600 | TOP 3P FRONT CONNECTION FOR 1250A FIXED | 2017 | 1I | B | PPCCB
Configurable | 4 Large building Configurable | PTCCB >= 630A | CBH | 33601 | BOTTOM 3P FRONT CONNECTION FOR 1000/1250 | 2017 | 1I | B | PPCCB
Configurable | 4 Large building Configurable | PTCCB >= 630A | CBH | 33602 | TOP 3P FRONT CONNECTION FOR 1600A FIX | 2689 | 1I | B | PPCCB
Configurable | 4 Large building Configurable | PTCCB >= 630A | CBH | 33603 | BOTTOM 3P FRONT CONNECTION FOR 1600A FIX | 2689 | 1I | B | PPCCB
Configurable | 4 Large building Configurable | PTCCB >= 630A | CBH | 33604 | TOP 3P VERTICAL REAR CONNECTION FOR 630/ | 3084 | 1I | B | PPCCB
Configurable | 4 Large building Configurable | PTCCB >= 630A | CBH | 33605 | BOTTOM 3P VERTICAL REAR CONNECTI ON FOR | 3084 | 1I | B | PPCCB
Configurable | 4 Large building Configurable | PTCCB >= 630A | CBH | 33606 | TOP 3P HORIZ. REAR CONNECTION FOR 630/16 | 3029 | 1I | B | PPCCB
Configurable | 4 Large building Configurable | PTCCB >= 630A | CBH | 33607 | BOTTOM 3P HORIZ. REAR CONNECTION FOR 63 | 3029 | 1I | B | PPCCB
Configurable | 4 Large building Configurable | PTCCB >= 630A | CBH | 33608 | TOP 4P FRONT CONNECTION FOR 630/1000A FI | 1793 | 1I | B | PPCCB
Configurable | 4 Large building Configurable | PTCCB >= 630A | CBH | 33609 | BOTTOM 4P FRONT CONNECTION FOR 630/1000A | 1793 | 1I | B | PPCCB
Configurable | 4 Large building Configurable | PTCCB >= 630A | CBH | 33610 | TOP 4P FRONT CONNECTION FOR 1250A FIXED | 2689 | 1I | B | PPCCB
Configurable | 4 Large building Configurable | PTCCB >= 630A | CBH | 33611 | BOTTOM 4P FRONT CONNECTION FOR 1250A FIX | 2689 | 1I | B | PPCCB
Configurable | 4 Large building Configurable | PTCCB >= 630A | CBH | 33612 | TOP 4P FRONT CONNECTOR FOR 1600AFIXED BR | 3585 | 1I | B | PPCCB
Configurable | 4 Large building Configurable | PTCCB >= 630A | CBH | 33613 | BOTTOM 4P FRONT CONNECTOR FOR 1600AFIXED | 3585 | 1I | B | PPCCB
Configurable | 4 Large building Configurable | PTCCB >= 630A | CBH | 33614 | TOP 4P VERTICAL REAR CONNECTION FOR 630/ | 3976 | 1I | B | PPCCB
Configurable | 4 Large building Configurable | PTCCB >= 630A | CBH | 33616 | TOP 4P HORIZ. REAR CONNECTION FOR 630/16 | 3976 | 1I | B | PPCCB
Configurable | 4 Large building Configurable | PTCCB >= 630A | CBH | 33617 | BOTTOM 4P HORIZ. REAR CONNECTION FOR 63 | 3976 | 1I | B | PPCCB
Configurable | 4 Large building Configurable | PTCCB >= 630A | CBH | 33622 | 3P SPREADER 630/1600A | 3169 | 1I | A | PPCCB
Configurable | 4 Large building Configurable | PTCCB >= 630A | CBH | 33623 | 4P SPREADER 630/1600A | 4140 | 1I | B | PPCCB
Configurable | 4 Large building Configurable | PTCCB >= 630A | CBH | 33628 | TERMINAL SHIELD 3P | 834 | 1I | A | PPCCB
Configurable | 4 Large building Configurable | PTCCB >= 630A | CBH | 33629 | TERMINAL SHIELD 4P | 1158 | 1I | B | PPCCB
Configurable | 4 Large building Configurable | PTCCB >= 630A | CBH | 33640 | CIRCUIT BREAKER LUG KIT | 3730 | 1I | A | PPCCB
Configurable | 4 Large building Configurable | PTCCB >= 630A | CBH | 33642 | KIT 3P VERTICAL CONNECTION ADAPTERS | 5830 | 1I | B | PPCCB
Configurable | 4 Large building Configurable | PTCCB >= 630A | CBH | 33643 | KIT 4P VERTICAL CONNECTION ADAPTERS | 4224 | 1I | B | PPCCB
Configurable | 4 Large building Configurable | PTCCB >= 630A | CBH | 33644 | 3P CABLE LUG ADAPTER KIT | 3651 | 1I | B | PPCCB
Configurable | 4 Large building Configurable | PTCCB >= 630A | CBH | 33646 | 3 INTERPHASE BARRIERS FOR FRONT CONNECTI | 423 | 1I | A | PPCCB
Configurable | 4 Large building Configurable | PTCCB >= 630A | CBH | 33647 | 2 SUPPORT BRACKETS FOR MOUNTING FIXED BR | 2194 | 1I | A | PPCCB
Configurable | 4 Large building Configurable | PTCCB >= 630A | CBH | 33648 | 3 INTERPHASE BARRIERS FOR REAR CONNECTIO | 679 | 1I | A | PPCCB
Configurable | 4 Large building Configurable | PTCCB >= 630A | CBH | 33661 | COIL MX 100/130 VCA/VCC FOR FIX BREAKER | 1620 | 1I | A | PPCCB
Configurable | 4 Large building Configurable | PTCCB >= 630A | CBH | 33688 | motormechanism MCH 220 to 240 V AC | 10073 | 1I | B | PPCCB
Configurable | 4 Large building Configurable | PTCCB >= 630A | CBH | 33690 | motormechanism MCH 24 to 30 V DC | 10073 | 1I | B | PPCCB
Configurable | 4 Large building Configurable | PTCCB >= 630A | CBH | 33702 | MODBUS COM MODULE FOR MANUAL FIXED BREAK | 12346 | 1I | B | PPCCB
Configurable | 4 Large building Configurable | PTCCB >= 630A | CBH | 33717 | ESCUTCHEON FOR FIXED MANUAL | 291 | 1I | B | PPCCB
Configurable | 4 Large building Configurable | PTCCB >= 630A | CBH | 33718 | ESCUTCHEON FOR FIXED ELEC. OP. | 606 | 1I | B | PPCCB
Configurable | 4 Large building Configurable | PTCCB >= 630A | CBH | 33729 | TOP VERTICAL REAR CONNECTION FOR 630/160 | 2272 | 1I | B | PPCCB
Configurable | 4 Large building Configurable | PTCCB >= 630A | CBH | 33730 | BOTTOM VERTICAL REAR CONNECTION FOR 630/ | 2217 | 1I | B | PPCCB
Configurable | 4 Large building Configurable | PTCCB >= 630A | CBH | 33731 | TOP HORIZ.REAR CONNECTION FOR 630/1600A | 2272 | 1I | B | PPCCB
Configurable | 4 Large building Configurable | PTCCB >= 630A | CBH | 33732 | BOTTOM HORIZ. REAR CONNECTION FOR 630/16 | 2272 | 1I | B | PPCCB
Configurable | 4 Large building Configurable | PTCCB >= 630A | CBH | 33736 | BOTTOM VERTICAL REAR CONNECTION FOR 630/ | 3029 | 1I | B | PPCCB
Configurable | 4 Large building Configurable | PTCCB >= 630A | CBH | 33737 | TOP HORIZ. REAR CONNECTION FOR 630/1600A | 3029 | 1I | B | PPCCB
Configurable | 4 Large building Configurable | PTCCB >= 630A | CBH | 33738 | BOTTOM HORIZ. REAR CONNECTION FOR 630/16 | 3029 | 1I | B | PPCCB
Configurable | 4 Large building Configurable | PTCCB >= 630A | CBH | 33767 | BREAKER MISMATCH PROTECTION | 1343 | 1I | A | PPCCB
Configurable | 4 Large building Configurable | PTCCB >= 630A | CBH | 33768 | INTERPHASE BARRIER FOR CHASSIS | 676 | 1I | B | PPCCB
Configurable | 4 Large building Configurable | PTCCB >= 630A | CBH | 33801 | OF CONTACT FOR MANUAL DRAWOUT BREAKER | 678 | 1I | B | PPCCB
Configurable | 4 Large building Configurable | PTCCB >= 630A | CBH | 33828 | motormechanism MCH 220 to 240 V AC | 15924 | 1H | B | PPACB
Configurable | 4 Large building Configurable | PTCCB >= 630A | CBH | 33829 | motormechanism MCH 380 to 415 V AC | 15924 | 1H | B | PPACB
Configurable | 4 Large building Configurable | PTCCB >= 630A | CBH | 33857 | ESCUTCHEON FOR MANUAL OR ELEC. | 931 | 1I | B | PPCCB
Configurable | 4 Large building Configurable | PTCCB >= 630A | CBH | 33859 | TRANSPARENT COVER FOR ESCUTCHEON ON DRAW | 4124 | 1I | B | PPCCB
Configurable | 4 Large building Configurable | PTCCB >= 630A | CBH | 33866 | CNOMO ACCESSORY | 1002 | 1I | B | PPCCB
Configurable | 4 Large building Configurable | PTCCB >= 630A | CBH | 33868 | LOCKING KIT FOR ROTARY HANDLE (W/O RONIS | 220 | 1I | A | PPCCB
Configurable | 4 Large building Configurable | PTCCB >= 630A | CBH | 33873 | STANDARD BLACK DIRECT ROTARY HANDLE | 1649 | 1I | B | PPCCB
Configurable | 4 Large building Configurable | PTCCB >= 630A | CBH | 33878 | STANDARD EXTENDED ROTARY HANDLE | 4416 | 1I | A | PPCCB
Configurable | 4 Large building Configurable | PTCCB >= 630A | CBH | 33895 | OPERATION COUNTER MECHANICAL 5 DIGIT DIS | 3295 | 1I | B | PPCCB
Configurable | 4 Large building Configurable | PTCCB >= 630A | CBH | 33897 | PUSHBUTTON PADLOCKING DEVICE. | 1099 | 1I | B | PPCCB
Configurable | 4 Large building Configurable | PTCCB >= 630A | CBH | 33899 | OFF LOCKING KIT PADLOCK PROFALUX RONIS | 768 | 1I | B | PPCCB
Configurable | 4 Large building Configurable | PTCCB >= 630A | CBH | 33929 | DOOR FRAME | 1442 | 1I | B | PPCCB
Configurable | 4 Large building Configurable | PTCCB >= 630A | CBH | 33996 | TOGGLE LOCKING DEVICE(REMOVABLE) | 909 | 1I | B | PPCCB
Configurable | 4 Large building Configurable | PTCCB >= 630A | CBH | 33998 | INTERPHASE BARRIER | 755 | 1I | B | PPCCB
Configurable | 4 Large building Configurable | PTCCB >= 630A | CBH | 34006 | NS2000 N 3P BASIC FRAME | 75389 | 1I | B | PPCCB
Configurable | 4 Large building Configurable | PTCCB >= 630A | CBH | 34012 | NS2500 N 3P BASIC FRAME | 90122 | 1I | B | PPCCB
Configurable | 4 Large building Configurable | PTCCB >= 630A | CBH | 34021 | NS3200 N 4P BASIC FRAME | 142630 | 1I | B | PPCCB
Configurable | 4 Large building Configurable | PTCCB >= 630A | CBH | 34414 | CIRCUIT BRBAKBR NS1250 N 4P BIXB PAV MIC | 45532 | 1I | B | PPCCB
Configurable | 4 Large building Configurable | PTCCB >= 630A | CBH | 34424 | CIRCUIT BRBAKBR NS800 | 42026 | 1I | B | PPCCB
Configurable | 4 Large building Configurable | PTCCB >= 630A | CBH | 34436 | CIRCUIT BRBAKBR NS1600 N 3P BIXB PAV MIC | 52334 | 1I | B | PPCCB
Configurable | 4 Large building Configurable | PTCCB >= 630A | CBH | 64908 | 2 SUPPORT BRACKETS FOR MOUNTING FIXED BR | 1883 | 1H | A | PPACB
General Purpose | 2 Small & Med building General Purpose | PTLVS <= 630A | LVS | DZ5CA005 | CABLE END INSULATED MARKABLE, 0,5MMｲ, ME | 5 | 4I | B | PPUES | 0 | 90 | 30 | 15
General Purpose | 2 Small & Med building General Purpose | PTLVS <= 630A | LVS | DZ5CA015 | CABLE END INSULATED MARKABLE, 1,5MMｲ, ME | 3 | 4I | B | PPLVS | 0 | 120 | 80 | 110
General Purpose | 2 Small & Med building General Purpose | PTLVS <= 630A | LVS | DZ5CA062 | CABLE END INSULATED FOR CLIP-IN MARKER, | 5 | 4I | B | PPUES | 0 | 150 | 20 | 55
General Purpose | 2 Small & Med building General Purpose | PTLVS <= 630A | LVS | DZ5CE005 | CABLE END INSULATED, 0,5MMｲ, MEDIUM SIZE | 2 | 4I | B | PPUES | 0 | 185 | 115 | 30
General Purpose | 2 Small & Med building General Purpose | PTLVS <= 630A | LVS | DZ5CE010 | CABLE END INSULATED, 1MMｲ, MEDIUM SIZE, | 2 | 4I | B | PPLVS | 0 | 170 | 110 | 30
General Purpose | 2 Small & Med building General Purpose | PTLVS <= 630A | LVS | DZ5CE015 | CABLE END INSULATED, 1,5MMｲ, MEDIUM SIZE | 2 | 4I | B | PPLVS | 0 | 178 | 115 | 33
General Purpose | 2 Small & Med building General Purpose | PTLVS <= 630A | LVS | DZ5CE025 | CABLE END INSULATED, 2,5MMｲ, MEDIUM SIZE | 3 | 4I | B | PPLVS | 0 | 215 | 110 | 30
General Purpose | 2 Small & Med building General Purpose | PTLVS <= 630A | LVS | NSYTRAAB35 | END BRACKET, SNAP-ON FOR 35MM DIN RAILS, | 23 | 4I | A | PPLVS | 176 | 49 | 160 | 256
General Purpose | 2 Small & Med building General Purpose | PTLVS <= 630A | LVS | NSYTRAABV35 | END BRACKET-SCREW-ON FOR 35MM DIN RAILS | 33 | 4I | B | PPUES | 245 | 55 | 80 | 754
General Purpose | 2 Small & Med building General Purpose | PTLVS <= 630A | LVS | NSYTRAC22 | END COVER, 2PTS, 2,2MM WIDTH, FOR SCREW | 13 | 4I | A | PPLVS | 199 | 49 | 123 | 130
General Purpose | 2 Small & Med building General Purpose | PTLVS <= 630A | LVS | NSYTRAL220 | PLUG-IN BRIDGE, 20POINTS FOR 2,5MMｲ TERM | 183 | 4I | B | PPLVS | 150 | 20 | 55 | 173
General Purpose | 2 Small & Med building General Purpose | PTLVS <= 630A | LVS | NSYTRAL24 | PLUG-IN BRIDGE, 4POINTS FOR 2,5MMｲ TERMI | 35 | 4I | B | PPUES | 150 | 25 | 60 | 168
General Purpose | 2 Small & Med building General Purpose | PTLVS <= 630A | LVS | NSYTRAP22 | PARTITION PLATE 2PTS, 2MM, FOR SCR TERMI | 17 | 4I | B | PPUES | 170 | 40 | 140 | 250
General Purpose | 2 Small & Med building General Purpose | PTLVS <= 630A | LVS | NSYTRV102 | SCREW TERMINAL, FEED THROUGH, 2 POINTS, | 56 | 4I | B | PPLVS | 262 | 52 | 102 | 890
General Purpose | 2 Small & Med building General Purpose | PTLVS <= 630A | LVS | NSYTRV22 | SCREW TERMINAL FEEDTHROUGH, 2Pts,2.5MMｲ | 25 | 4I | A | PPLVS | 266 | 50 | 58 | 398
General Purpose | 2 Small & Med building General Purpose | PTLVS <= 630A | LVS | NSYTRV22BL | SCREW TERMINAL, FEEDTHROUGH, 2Pts,2.5MMｲ | 28 | 4I | B | PPLVS | 255 | 50 | 70 | 408
General Purpose | 2 Small & Med building General Purpose | PTLVS <= 630A | LVS | NSYTRV22PE | SCREW TERMINAL, PROTECTION, 2PTs,2,5MMｲ | 98 | 4I | B | PPLVS | 252 | 50 | 68 | 606
General Purpose | 2 Small & Med building General Purpose | PTLVS <= 630A | LVS | NSYTRV352 | SCREW TERMINAL, FEED THROUGH, 2 POINTS, | 140 | 4I | B | PPUES | 280 | 96 | 177 | 3018
General Purpose | 2 Small & Med building General Purpose | PTLVS <= 630A | LVS | NSYTRV42 | SCREW TERMINAL, FEED THROUGH, 2 POINTS, | 26 | 4I | A | PPLVS | 242 | 54 | 74 | 482
General Purpose | 2 Small & Med building General Purpose | PTLVS <= 630A | LVS | NSYTRV42PE | SCREW TERMINAL, PROTECTION, 2PTs,4MMｲ | 83 | 4I | B | PPLVS | 316 | 52 | 60 | 664
General Purpose | 2 Small & Med building General Purpose | PTLVS <= 630A | LVS | NSYTRV502 | Screw terminal, Feed Through, 2 points | 526 | 4I | B | PPLVS | 225 | 80 | 85 | 1206
General Purpose | 2 Small & Med building General Purpose | PTLVS <= 630A | LVS | NSYTRV62 | SCREW TERMINAL, FEED THROUGH, 2 POINTS, | 40 | 4I | A | PPLVS | 214 | 50 | 102 | 732
General Purpose | 2 Small & Med building General Purpose | PTLVS <= 630A | LVS | NSYTRV62PE | SCREW TERMINAL, PROTECTIVE EARTH, 2 POIN | 109 | 4I | B | PPLVS | 214 | 50 | 102 | 1118
General Purpose | 2 Small & Med building General Purpose | PTLVS <= 630A | LVS | NSYTRV702 | SCREW TERMINAL, FEED THROUGH, 2 POINTS, | 892 | 4I | B | PPLVS | 362 | 92 | 115 | 1666
Configurable | 5 Industry Configurable | Safety | SAF | XPSAC5121 | SAFETY MOD CAT.3 24VAC DC | 8909 | 4H | A | IDMST | 196 | 105 | 120 | 120
Configurable | 5 Industry Configurable | Safety | SAF | XPSAXE5120P | SAF.MOD.E.STOP.24V AC/ DC | 8137 | 2S | B | IDMST
Configurable | 5 Industry Configurable | Safety | SAF | XPSMCMCN0000SG | Single Backplane Expansion Connector | 494 | 4H | B | IDMST | 7 | 45 | 40 | 40
Configurable | 5 Industry Configurable | Safety | SAF | XPSMCMCO0000EM | Modbus TCPIP diagnostic exp. screw term | 11063 | 4H | B | IDMST | 325 | 124 | 43 | 43
Configurable | 5 Industry Configurable | Safety | SAF | XPSMCMCP0802 | CONTROLLER 8 INPUT 2 OUTPUT SCREW TERM | 10225 | 4H | B | IDMST | 253 | 160 | 140 | 140
Configurable | 5 Industry Configurable | Safety | SAF | XPSMCMDI1600 | 16 Input expansion screw term | 8290 | 4H | B | IDMST | 228 | 161 | 125 | 125
Configurable | 5 Industry Configurable | Safety | SAF | XPSMCMRO0004 | 4 safety relay outputs exp. screw term | 11263 | 4H | B | IDMST | 275 | 124 | 43 | 43
Programmable | 7 Industry Programmable | Software (SCADA, …) | SFT | EUSAPPCZMSPEZZ | PES,ApplicationLicense,M,3.000 POs | 411345 | 2S | B | IDPSO
Programmable | 7 Industry Programmable | Software (SCADA, …) | SFT | EUSAPPDZLSPEZZ | PES,Update,AppLic,L,7.500 POs | 102838 | 2S | B | IDPSO | 1 | 0 | 0 | 0
Programmable | 7 Industry Programmable | Software (SCADA, …) | SFT | EUSAPPDZMSPEZZ | PES,Update,AppLic,M,3.000 POs | 61705 | 2S | B | IDPSO | 260 | 0 | 0 | 0
Programmable | 7 Industry Programmable | Software (SCADA, …) | SFT | EUSAPPDZSSPEZZ | PES,Update,AppLic,S,1.250 POs | 30854 | 2S | B | IDPSO | 1 | 0 | 0 | 0
Programmable | 7 Industry Programmable | Software (SCADA, …) | SFT | EUSAPPDZXSPEZZ | PES,Update,AppLic,XL,Unlim POs | 154257 | 2S | B | IDPSO | 1 | 0 | 0 | 0
Programmable | 7 Industry Programmable | Software (SCADA, …) | SFT | EUSBEUCZZSPEZZ | PES,BaseSystem, | 257092 | 2S | B | IDPAC
Programmable | 7 Industry Programmable | Software (SCADA, …) | SFT | EUSBEUDZZSPEZZ | PES,Update,BaseSystem, | 38566 | 2S | B | IDPSO | 260 | 0 | 0 | 0
Programmable | 7 Industry Programmable | Software (SCADA, …) | SFT | EUSLCCDZZSPEZZ | PES,Update,OperClient,Control,Unlim POs | 17999 | 2S | B | IDPSO | 260 | 0 | 0 | 0
Programmable | 7 Industry Programmable | Software (SCADA, …) | SFT | EUSLRCDZZSPEZZ | PES,Update,OperClient,Redund Control,Unl | 258 | 2S | B | IDPSO | 260 | 0 | 0 | 0
Programmable | 7 Industry Programmable | Software (SCADA, …) | SFT | EUSOPEDZZSPEZZ | PES,Update,OperServer,Runtime | 20569 | 2S | B | IDPSO | 260 | 0 | 0 | 0
Programmable | 7 Industry Programmable | Software (SCADA, …) | SFT | EUSVCCDZZSPEZZ | PES,Update,OperClient,View,Unlim POs | 6173 | 2S | B | IDPSO | 1 | 0 | 0 | 0
General Purpose | 3 Industry General Purpose | Universal Enclosures | EUS | NSYCAF223 | Filter std G2 cut-out.223x223mm | 122 | 4I | B | PPUES
General Purpose | 3 Industry General Purpose | Universal Enclosures | EUS | NSYCAF291 | Filter std G2 cut-out.291x291mm | 132 | 4I | B | PPUES
General Purpose | 3 Industry General Purpose | Universal Enclosures | EUS | NSYCAF92 | Filter std G2 cut-out.92x92mm | 96 | 4I | B | PPUES
General Purpose | 3 Industry General Purpose | Universal Enclosures | EUS | NSYCAG125LPF | Outlet Grid cut-out 125x125mm | 327 | 4I | B | PPUES
General Purpose | 3 Industry General Purpose | Universal Enclosures | EUS | NSYCAG223LPF | Outlet Grid cut-out 223x223mm. | 553 | 4I | B | PPUES
General Purpose | 3 Industry General Purpose | Universal Enclosures | EUS | NSYCAG291LPF | Outlet Grid cut-out 291x29mm | 1480 | 4I | B | PPUES
General Purpose | 3 Industry General Purpose | Universal Enclosures | EUS | NSYCAG92LPF | Outlet Grid cut-out 92x92mm | 294 | 4I | B | PPUES
General Purpose | 3 Industry General Purpose | Universal Enclosures | EUS | NSYCCOTHC | Sim.Thermostat | 305 | 4I | B | PPUES
General Purpose | 3 Industry General Purpose | Universal Enclosures | EUS | NSYCCOTHO | Sim.Thermostat(NO Vent.) Blue(?C) | 305 | 4I | B | PPUES
General Purpose | 3 Industry General Purpose | Universal Enclosures | EUS | NSYCVF165M230PF | Filterfan 165m3/h 230V IP54 | 1602 | 4I | B | PPUES
General Purpose | 3 Industry General Purpose | Universal Enclosures | EUS | NSYCVF300M230PF | Filterfan 300m3/h 230V IP54 | 2295 | 4I | B | PPUES
General Purpose | 3 Industry General Purpose | Universal Enclosures | EUS | NSYCVF38M230PF | Filterfan 38m3/h 230V IP54 | 1385 | 4I | B | PPUES
General Purpose | 3 Industry General Purpose | Universal Enclosures | EUS | NSYCVF575M230MF | Roof filterfan 575m3/h 230V | 9484 | 4I | B | PPUES | 6140 | 0 | 0 | 0
General Purpose | 3 Industry General Purpose | Universal Enclosures | EUS | NSYCVF850M230PF | Filterfan 850m3/h 230V IP54 | 8070 | 4I | B | PPUES
General Purpose | 3 Industry General Purpose | Universal Enclosures | EUS | NSYCVF85M230PF | Filterfan 85m3/h 230V IP54 | 1150 | 4I | B | PPUES
General Purpose | 2 Small & Med building General Purpose | PTCCB <= 800A - Easy | CCG | G12E3F63 | GOMCCB 125E 3P3D 63A FIX | 1315 |  |  | PPCCB
General Purpose | 2 Small & Med building General Purpose | PTCCB <= 800A - Easy | CCG | G12E3F80 | GOMCCB 125E 3P3D 80A FIX | 1317 |  |  | PPCCB
General Purpose | 2 Small & Med building General Purpose | PTCCB <= 800A - Easy | CCG | G12E3F100 | GOMCCB 125E 3P3D 100A FIX | 1331 |  |  | PPCCB
General Purpose | 2 Small & Med building General Purpose | PTCCB <= 800A - Easy | CCG | G12E3F125 | GOMCCB 125E 3P3D 125A FIX | 1522 |  |  | PPCCB
General Purpose | 2 Small & Med building General Purpose | PTCCB <= 800A - Easy | CCG | G12E3A32 | GOMCCB 125E 3P3D 32A ADJ | 1372 |  |  | PPCCB
General Purpose | 2 Small & Med building General Purpose | PTCCB <= 800A - Easy | CCG | G12E3A63 | GOMCCB 125E 3P3D 63A ADJ | 1386 |  |  | PPCCB
General Purpose | 2 Small & Med building General Purpose | PTCCB <= 800A - Easy | CCG | G12E3A80 | GOMCCB 125E 3P3D 80A ADJ | 1394 |  |  | PPCCB
General Purpose | 2 Small & Med building General Purpose | PTCCB <= 800A - Easy | CCG | G12E3A100 | GOMCCB 125E 3P3D 100A ADJ | 1394 |  |  | PPCCB
General Purpose | 2 Small & Med building General Purpose | PTCCB <= 800A - Easy | CCG | G12E3A125 | GOMCCB 125E 3P3D 125A ADJ | 1583 |  |  | PPCCB
General Purpose | 2 Small & Med building General Purpose | PTCCB <= 800A - Easy | CCG | G12F3A32 | GOMCCB 125F 3P3D 32A ADJ | 1372 |  |  | PPCCB
General Purpose | 2 Small & Med building General Purpose | PTCCB <= 800A - Easy | CCG | G12F3A40 | GOMCCB 125F 3P3D 40A ADJ | 1363 |  |  | PPCCB
General Purpose | 2 Small & Med building General Purpose | PTCCB <= 800A - Easy | CCG | G12F3A63 | GOMCCB 125F 3P3D 63A ADJ | 1386 |  |  | PPCCB
General Purpose | 2 Small & Med building General Purpose | PTCCB <= 800A - Easy | CCG | G12F3A80 | GOMCCB 125F 3P3D 80A ADJ | 1394 |  |  | PPCCB
General Purpose | 2 Small & Med building General Purpose | PTCCB <= 800A - Easy | CCG | G12F3A100 | GOMCCB 125F 3P3D 100A ADJ | 1394 |  |  | PPCCB
General Purpose | 2 Small & Med building General Purpose | PTCCB <= 800A - Easy | CCG | G20B3A80 | GOMCCB 200B 3P3D 80A ADJ | 2187 |  |  | PPCCB
General Purpose | 2 Small & Med building General Purpose | PTCCB <= 800A - Easy | CCG | G20B3A100 | GOMCCB 200B 3P3D 100A ADJ | 2188 |  |  | PPCCB
General Purpose | 2 Small & Med building General Purpose | PTCCB <= 800A - Easy | CCG | G20B3A125 | GOMCCB 200B 3P3D 125A ADJ | 2191 |  |  | PPCCB
General Purpose | 2 Small & Med building General Purpose | PTCCB <= 800A - Easy | CCG | G20B3A160 | GOMCCB 200B 3P3D 160A ADJ | 2206 |  |  | PPCCB
General Purpose | 2 Small & Med building General Purpose | PTCCB <= 800A - Easy | CCG | G20B3A200 | GOMCCB 200B 3P3D 200A ADJ | 2383 |  |  | PPCCB
General Purpose | 2 Small & Med building General Purpose | PTCCB <= 800A - Easy | CCG | G20F3A63 | GOMCCB 200F 3P3D 63A ADJ | 2405 |  |  | PPCCB
General Purpose | 2 Small & Med building General Purpose | PTCCB <= 800A - Easy | CCG | G20F3A80 | GOMCCB 200F 3P3D 80A ADJ | 2452 |  |  | PPCCB
General Purpose | 2 Small & Med building General Purpose | PTCCB <= 800A - Easy | CCG | G20F3A100 | GOMCCB 200F 3P3D 100A ADJ | 2455 |  |  | PPCCB
General Purpose | 2 Small & Med building General Purpose | PTCCB <= 800A - Easy | CCG | G20F3A125 | GOMCCB 200F 3P3D 125A ADJ | 2504 |  |  | PPCCB
General Purpose | 2 Small & Med building General Purpose | PTCCB <= 800A - Easy | CCG | G20F3A160 | GOMCCB 200F 3P3D 160A ADJ | 2515 |  |  | PPCCB
General Purpose | 2 Small & Med building General Purpose | PTCCB <= 800A - Easy | CCG | G20F3A200 | GOMCCB 200F 3P3D 200A ADJ | 2680 |  |  | PPCCB
General Purpose | 2 Small & Med building General Purpose | PTCCB <= 800A - Easy | CCG | G25B3A160 | GOMCCB 250B 3P3D 160A ADJ | 4183 |  |  | PPCCB
General Purpose | 2 Small & Med building General Purpose | PTCCB <= 800A - Easy | CCG | G25B3A200 | GOMCCB 250B 3P3D 200A ADJ | 4205 |  |  | PPCCB
General Purpose | 2 Small & Med building General Purpose | PTCCB <= 800A - Easy | CCG | G25B3A250 | GOMCCB 250B 3P3D 250A ADJ | 4209 |  |  | PPCCB
General Purpose | 2 Small & Med building General Purpose | PTCCB <= 800A - Easy | CCG | G25F3A160 | GOMCCB 250F 3P3D 160A ADJ | 4209 |  |  | PPCCB
General Purpose | 2 Small & Med building General Purpose | PTCCB <= 800A - Easy | CCG | G25F3A200 | GOMCCB 250F 3P3D 200A ADJ | 4209 |  |  | PPCCB
General Purpose | 2 Small & Med building General Purpose | PTCCB <= 800A - Easy | CCG | G25F3A250 | GOMCCB 250F 3P3D 250A ADJ | 4209 |  |  | PPCCB
General Purpose | 2 Small & Med building General Purpose | PTCCB <= 800A - Easy | CCG | G40F3A250 | GOMCCB 400F 3P3D 250A ADJ | 6584 |  |  | PPCCB
General Purpose | 2 Small & Med building General Purpose | PTCCB <= 800A - Easy | CCG | G40F3A320 | GOMCCB 400F 3P3D 320A ADJ | 6643 |  |  | PPCCB
General Purpose | 2 Small & Med building General Purpose | PTCCB <= 800A - Easy | CCG | G40F3A400 | GOMCCB 400F 3P3D 400A ADJ | 6643 |  |  | PPCCB
General Purpose | 2 Small & Med building General Purpose | PTCCB <= 800A - Easy | CCG | G40N3A400 | GOMCCB 400N 3P3D 400A ADJ | 8857 |  |  | PPCCB
General Purpose | 2 Small & Med building General Purpose | PTCCB <= 800A - Easy | CCG | G80N3TM500 | GOMCCB 800N 3P3D 500A TMD | 13158 |  |  | PPCCB
General Purpose | 2 Small & Med building General Purpose | PTCCB <= 800A - Easy | CCG | G80N3TM630 | GOMCCB 800N 3P3D 630A TMD | 13081 |  |  | PPCCB
General Purpose | 2 Small & Med building General Purpose | PTCCB <= 800A - Easy | CCG | G80N3TM800 | GOMCCB 800N 3P3D 800A TMD | 14768 |  |  | PPCCB
General Purpose | 2 Small & Med building General Purpose | PTCCB <= 800A - Easy | CCG | G80H3TM800 | GOMCCB 800H 3P3D 800A TMD | 14768 |  |  | PPCCB
General Purpose | 2 Small & Med building General Purpose | PTCCB <= 800A - Easy | CCG | G80N3E500 | GOMCCB 800N 3P3D 500A ETU | 14358 |  |  | PPCCB
General Purpose | 2 Small & Med building General Purpose | PTCCB <= 800A - Easy | CCG | G80N3E630 | GOMCCB 800N 3P3D 630A ETU | 14345 |  |  | PPCCB
General Purpose | 2 Small & Med building General Purpose | PTCCB <= 800A - Easy | CCG | G80N3E800 | GOMCCB 800N 3P3D 800A ETU | 16744 |  |  | PPCCB
General Purpose | 2 Small & Med building General Purpose | PTCCB <= 800A - Easy | CCG | G12E4A100 | GOMCCB 125E 4P4D 100A ADJ | 1766 |  |  | PPCCB
General Purpose | 2 Small & Med building General Purpose | PTCCB <= 800A - Easy | CCG | G12F4A100 | GOMCCB 125F 4P4D 100A ADJ | 1766 |  |  | PPCCB
General Purpose | 2 Small & Med building General Purpose | PTCCB <= 800A - Easy | CCG | G20B4A125 | GOMCCB 200B 4P4D 125A ADJ | 2984 |  |  | PPCCB
General Purpose | 2 Small & Med building General Purpose | PTCCB <= 800A - Easy | CCG | G20B4A160 | GOMCCB 200B 4P4D 160A ADJ | 3008 |  |  | PPCCB
General Purpose | 2 Small & Med building General Purpose | PTCCB <= 800A - Easy | CCG | G20B4A200 | GOMCCB 200B 4P4D 200A ADJ | 3036 |  |  | PPCCB
General Purpose | 2 Small & Med building General Purpose | PTCCB <= 800A - Easy | CCG | G40F4A250 | GOMCCB 400F 4P4D 250A ADJ | 8193 |  |  | PPCCB
General Purpose | 2 Small & Med building General Purpose | PTCCB <= 800A - Easy | CCG | G80H4TM630 | GOMCCB 800H 4P4D 630A TMD | 17216 |  |  | PPCCB
General Purpose | 2 Small & Med building General Purpose | PTCCB <= 800A - Easy | CCG | G80H4TM800 | GOMCCB 800H 4P4D 800A TMD | 19257 |  |  | PPCCB
General Purpose | 2 Small & Med building General Purpose | PTCCB <= 800A - Easy | CCG | GM10D4N1004BEE | GOMTS-F1-100A-E-O-4P-415V | 4074 |  |  | PPCCB
General Purpose | 2 Small & Med building General Purpose | PTCCB <= 800A - Easy | CCG | GM20D4N1254BEE | GOMTS-F2-125A-E-O-4P-415V | 4803 |  |  | PPCCB
General Purpose | 2 Small & Med building General Purpose | PTCCB <= 800A - Easy | CCG | GM20D4N1604BEE | GOMTS-F2-160A-E-O-4P-415V | 9936 |  |  | PPCCB
General Purpose | 2 Small & Med building General Purpose | PTCCB <= 800A - Easy | CCG | GM20D4N2004BEE | GOMTS-F2-200A-E-O-4P-415V | 6493 |  |  | PPCCB
General Purpose | 2 Small & Med building General Purpose | PTCCB <= 800A - Easy | CCG | GM32D4N2504BEE | GOMTS-F3-250A-E-O-4P-415V | 13563 |  |  | PPCCB
General Purpose | 2 Small & Med building General Purpose | PTCCB <= 800A - Easy | CCG | GM32D4N3154BEE | GOMTS-F3-315A-E-O-4P-415V | 13563 |  |  | PPCCB
General Purpose | 2 Small & Med building General Purpose | PTCCB <= 800A - Easy | CCG | GM63D4N4004BEE | GOMTS-F4-400A-E-O-4P-415V | 22621 |  |  | PPCCB
General Purpose | 2 Small & Med building General Purpose | PTCCB <= 800A - Easy | CCG | GM63D4N6304BEE | GOMTS-F4-630A-E-O-4P-415V | 25029 |  |  | PPCCB
General Purpose | 2 Small & Med building General Purpose | PTCCB <= 800A - Easy | CCG | G12-25AUX240 | ELEC AUX GO MCCB 125-250 240V | 155 |  |  | PPCCB
General Purpose | 2 Small & Med building General Purpose | PTCCB <= 800A - Easy | CCG | G40-80AUX240 | ELEC AUX GO MCCB 400-800 240V | 152 |  |  | PPCCB
General Purpose | 2 Small & Med building General Purpose | PTCCB <= 800A - Easy | CCG | G12ROTE | EXT ROT HANDLE GO MCCB 125 | 497 |  |  | PPCCB
General Purpose | 2 Small & Med building General Purpose | PTCCB <= 800A - Easy | CCG | G12ROTDS | DIRECT ROT HANDLE GO MCCB 125 | 274 |  |  | PPCCB
General Purpose | 2 Small & Med building General Purpose | PTCCB <= 800A - Easy | CCG | G20ROTE | EXT ROT HANDLE GO MCCB 200 | 490 |  |  | PPCCB
General Purpose | 2 Small & Med building General Purpose | PTCCB <= 800A - Easy | CCG | G20ROTDS | DIRECT ROT HANDLE GO MCCB 200 | 266 |  |  | PPCCB
General Purpose | 2 Small & Med building General Purpose | PTCCB <= 800A - Easy | CCG | G25ROTE | EXT ROT HANDLE GO MCCB 250 | 591 |  |  | PPCCB
General Purpose | 2 Small & Med building General Purpose | PTCCB <= 800A - Easy | CCG | G40ROTE | EXT ROT HANDLE GO MCCB 400 | 763 |  |  | PPCCB
General Purpose | 2 Small & Med building General Purpose | PTCCB <= 800A - Easy | CCG | G40ROTDS | DIRECT ROT HANDLE GO MCCB 400 | 533 |  |  | PPCCB
General Purpose | 2 Small & Med building General Purpose | PTCCB <= 800A - Easy | CCG | G80ROTE | EXT ROT HANDLE GO MCCB 800 | 926 |  |  | PPCCB
General Purpose | 2 Small & Med building General Purpose | PTCCB <= 800A - Easy | CCG | G80ROTDS | DIRECT ROT HANDLE GO MCCB 800 | 666 |  |  | PPCCB
General Purpose | 2 Small & Med building General Purpose | PTCCB <= 800A - Easy | CCG | G20-25UVR110AC | GO MCCB 200-250 MN AC 110V | 503 |  |  | PPCCB
General Purpose | 2 Small & Med building General Purpose | PTCCB <= 800A - Easy | CCG | G20-25UVR240AC | GO MCCB 200-250 MN AC 240V | 545 |  |  | PPCCB
General Purpose | 2 Small & Med building General Purpose | PTCCB <= 800A - Easy | CCG | G20-25SHT110AC | GO MCCB 200-250 MX AC 110V | 505 |  |  | PPCCB
General Purpose | 2 Small & Med building General Purpose | PTCCB <= 800A - Easy | CCG | G20-25SHT240AC | GO MCCB 200-250 MX AC 240V | 547 |  |  | PPCCB
General Purpose | 2 Small & Med building General Purpose | PTCCB <= 800A - Easy | CCG | G20-25SHT415AC | GO MCCB 200-250 MX AC 415V | 616 |  |  | PPCCB
General Purpose | 2 Small & Med building General Purpose | PTCCB <= 800A - Easy | CCG | G40-80UVR240AC | GO MCCB 400-800 MN AC 240V | 547 |  |  | PPCCB
General Purpose | 2 Small & Med building General Purpose | PTCCB <= 800A - Easy | CCG | G40-80UVR415AC | GO MCCB 400-800 MN AC 415V | 658 |  |  | PPCCB
General Purpose | 2 Small & Med building General Purpose | PTCCB <= 800A - Easy | CCG | G40-80SHT24DC | GO MCCB 400-800 MX DC 24V | 346 |  |  | PPCCB
General Purpose | 2 Small & Med building General Purpose | PTCCB <= 800A - Easy | CCG | G40-80SHT110AC | GO MCCB 400-800 MX AC 110V | 540 |  |  | PPCCB
General Purpose | 2 Small & Med building General Purpose | PTCCB <= 800A - Easy | CCG | G40-80SHT240AC | GO MCCB 400-800 MX AC 240V | 547 |  |  | PPCCB
General Purpose | 2 Small & Med building General Purpose | PTCCB <= 800A - Easy | CCG | G12UVR230AC | GO MCCB 125 MN AC 230V | 679 |  |  | PPCCB
General Purpose | 2 Small & Med building General Purpose | PTCCB <= 800A - Easy | CCG | G12SHT415AC | GO MCCB 125 MX AC 415V | 223 |  |  | PPCCB
General Purpose | 2 Small & Med building General Purpose | PTCCB <= 800A - Easy | CCG | G12SPDR3P | SPREADERS 3P GO MCCB 125 | 139 |  |  | PPCCB
General Purpose | 2 Small & Med building General Purpose | PTCCB <= 800A - Easy | CCG | G20SPDR3P | SPREADERS 3P GO MCCB 200-160A | 317 |  |  | PPCCB
General Purpose | 2 Small & Med building General Purpose | PTCCB <= 800A - Easy | CCG | G25SPDR3P | SPREADERS 3P GO MCCB 250 | 496 |  |  | PPCCB
General Purpose | 2 Small & Med building General Purpose | PTCCB <= 800A - Easy | CCG | G40SPDR3P | SPREADERS 3P GO MCCB 400 | 924 |  |  | PPCCB
General Purpose | 2 Small & Med building General Purpose | PTCCB <= 800A - Easy | CCG | G80SPDR3P630 | SPREADERS 3P GO MCCB 800-630A | 3404 |  |  | PPCCB
General Purpose | 2 Small & Med building General Purpose | PTCCB <= 800A - Easy | CCG | G12FASB2 | INSULATORS GO MCCB 125 | 37 |  |  | PPCCB
General Purpose | 2 Small & Med building General Purpose | PTCCB <= 800A - Easy | CCG | G20FASB2 | INSULATORS GO MCCB 200 | 42 |  |  | PPCCB
General Purpose | 2 Small & Med building General Purpose | PTCCB <= 800A - Easy | CCG | G25FASB2 | INSULATORS GO MCCB 250 | 68 |  |  | PPCCB
General Purpose | 2 Small & Med building General Purpose | PTCCB <= 800A - Easy | CCG | G40-80FASB2 | INSULATORS GO MCCB 400-800 | 139 |  |  | PPCCB
General Purpose | 2 Small & Med building General Purpose | PTCCB <= 800A - Easy | CCG | GMSAUXCK01 | GOMTS-AUXCK-F1-63A/100A | 237 |  |  | PPCCB
General Purpose | 2 Small & Med building General Purpose | PTCCB <= 800A - Easy | CCG | GMSOTHOES01 | GOMTS-OESHAFT-F1-63A/100A | 145 |  |  | PPCCB
General Purpose | 2 Small & Med building General Purpose | PTCCB <= 800A - Easy | CCG | GMSOTHOES04 | GOMTS-OESHAFT-F4-400A/630A | 158 |  |  | PPCCB
General Purpose | 2 Small & Med building General Purpose | PTCCB <= 800A - Easy | CCG | GMSOTHOES05 | GOMTS-OESHAFT-F5-630A/1000A | 185 |  |  | PPCCB
General Purpose | 2 Small & Med building General Purpose | PTCCB <= 800A - Easy | CCG | GMSCONOSL01T | GOMTS-OSLINK-TS-F1-63A/100A | 158 |  |  | PPCCB
General Purpose | 2 Small & Med building General Purpose | PTCCB <= 800A - Easy | CCG | GMSCONOSL01B | GOMTS-OSLINK-BS-F1-63A/100A | 158 |  |  | PPCCB
General Purpose | 2 Small & Med building General Purpose | PTCCB <= 800A - Easy | CCG | GMSISOTS01 | GOMTS-TSHROUD-F1-63A/100A | 125 |  |  | PPCCB
General Purpose | 2 Small & Med building General Purpose | PTCCB <= 800A - Easy | CCG | GMSOTHOHK01 | GOMTS-OHANK-F1-63A/100A | 293 |  |  | PPCCB
Configurable Products | 4 Large building Configurable | PTCCB >= 630A | CBH | C100N320FM | NS1000N 50kA 3P 1000A FXD Man. 2.0 | 30525 | 1I | B | PPCCB
Configurable Products | 4 Large building Configurable | PTCCB >= 630A | CBH | C125N320FM | NS1250N 50kA 3P 1250A FXD Man. 2.0 | 34114 | 1I | B | PPCCB
Configurable Products | 4 Large building Configurable | PTCCB >= 630A | CBH | C160N320FM | NS1600N 50kA 3P 1600A FXD Man. 2.0 | 39523 | 1I | B | PPCCB
Configurable Products | 4 Large building Configurable | PTCCB >= 630A | CBH | C063H320FM | NS630H 70kA 3P 630A FXD Man. 2.0 | 23358 | 1I | B | PPCCB
Configurable Products | 4 Large building Configurable | PTCCB >= 630A | CBH | C080H320FM | NS800H 70kA 3P 800A FXD Man. 2.0 | 33171 | 1I | B | PPCCB
Configurable Products | 4 Large building Configurable | PTCCB >= 630A | CBH | C125H320FM | NS1250H 70kA 3P 1250A FXD Man. 2.0 | 39460 | 1I | B | PPCCB
Configurable Products | 4 Large building Configurable | PTCCB >= 630A | CBH | C160H320FM | NS1600H 70kA 3P 1600A FXD Man. 2.0 | 48466 | 1I | B | PPCCB
Configurable Products | 4 Large building Configurable | PTCCB >= 630A | CBH | C080L320FM | NS800L 150kA 3P 800A FXD Man. 2.0 | 43376 | 1I | B | PPCCB
Configurable Products | 4 Large building Configurable | PTCCB >= 630A | CBH | C080N350FM | NS800N 50kA 3P 800A FXD Man. 5.0 | 48659 | 1I | B | PPCCB
Configurable Products | 4 Large building Configurable | PTCCB >= 630A | CBH | C100N350FM | NS1000N 50kA 3P 1000A FXD Man. 5.0 | 58413 | 1I | B | PPCCB
Configurable Products | 4 Large building Configurable | PTCCB >= 630A | CBH | C125N350FM | NS1250N 50kA 3P 1250A FXD Man. 5.0 | 59303 | 1I | B | PPCCB
Configurable Products | 4 Large building Configurable | PTCCB >= 630A | CBH | C160N350FM | NS1600N 50kA 3P 1600A FXD Man. 5.0 | 72689 | 1I | B | PPCCB
Configurable Products | 4 Large building Configurable | PTCCB >= 630A | CBH | C080H350FM | NS800H 70kA 3P 800A FXD Man. 5.0 | 56833 | 1I | B | PPCCB
Configurable Products | 4 Large building Configurable | PTCCB >= 630A | CBH | C100H350FM | NS1000H 70kA 3P 1000A FXD Man. 5.0 | 65022 | 1I | B | PPCCB
Configurable Products | 4 Large building Configurable | PTCCB >= 630A | CBH | C125H350FM | NS1250H 70kA 3P 1250A FXD Man. 5.0 | 70730 | 1I | B | PPCCB
Configurable Products | 4 Large building Configurable | PTCCB >= 630A | CBH | C080L350FM | NS800L 150kA 3P 800A FXD Man. 5.0 | 80788 | 1I | B | PPCCB
Configurable Products | 4 Large building Configurable | PTCCB >= 630A | CBH | C080N420FM | NS800N 50kA 4P 800A FXD Man. 2.0 | 37980 | 1I | B | PPCCB
Configurable Products | 4 Large building Configurable | PTCCB >= 630A | CBH | C100N420FM | NS1000N 50kA 4P 1000A FXD Man. 2.0 | 39683 | 1I | B | PPCCB
Configurable Products | 4 Large building Configurable | PTCCB >= 630A | CBH | C125N420FM | NS1250N 50kA 4P 1250A FXD Man. 2.0 | 44348 | 1I | B | PPCCB
Configurable Products | 4 Large building Configurable | PTCCB >= 630A | CBH | C160N420FM | NS1600N 50kA 4P 1600A FXD Man. 2.0 | 51380 | 1I | B | PPCCB
Configurable Products | 4 Large building Configurable | PTCCB >= 630A | CBH | C063H420FM | NS630H 70kA 4P 630A FXD Man. 2.0 | 39104 | 1I | B | PPCCB
Configurable Products | 4 Large building Configurable | PTCCB >= 630A | CBH | C080N32AFM | NS800N 50kA 3P 800A FXD Man. 2.0A | 52324 | 1I | B | PPCCB
Configurable Products | 4 Large building Configurable | PTCCB >= 630A | CBH | C100N32AFM | NS1000N 50kA 3P 1000A FXD Man. 2.0A | 60233 | 1I | B | PPCCB
Configurable Products | 4 Large building Configurable | PTCCB >= 630A | CBH | C125N32AFM | NS1250N 50kA 3P 1250A FXD Man. 2.0A | 61686 | 1I | B | PPCCB
Configurable Products | 4 Large building Configurable | PTCCB >= 630A | CBH | C160N32AFM | NS1600N 50kA 3P 1600A FXD Man. 2.0A | 74133 | 1I | B | PPCCB
Configurable Products | 4 Large building Configurable | PTCCB >= 630A | CBH | C063N32EFM | NS630N 50kA 3P 630A FXD Man. 2.0E | 34958 | 1I | B | PPCCB
Configurable Products | 4 Large building Configurable | PTCCB >= 630A | CBH | C080N32EFM | NS800N 50kA 3P 800A FXD Man. 2.0E | 34958 | 1I | B | PPCCB
Configurable Products | 4 Large building Configurable | PTCCB >= 630A | CBH | C100N32EFM | NS1000N 50kA 3P 1000A FXD Man. 2.0E | 36268 | 1I | B | PPCCB
Configurable Products | 4 Large building Configurable | PTCCB >= 630A | CBH | C125N32EFM | NS1250N 50kA 3P 1250A FXD Man. 2.0E | 39856 | 1I | B | PPCCB
Configurable Products | 4 Large building Configurable | PTCCB >= 630A | CBH | C160N32EFM | NS1600N 50kA 3P 1600A FXD Man. 2.0E | 45265 | 1I | B | PPCCB
Configurable Products | 4 Large building Configurable | PTCCB >= 630A | CBH | C080H32EFM | NS800H 70kA 3P 800A FXD Man. 2.0E | 38913 | 1I | B | PPCCB
Configurable Products | 4 Large building Configurable | PTCCB >= 630A | CBH | C100H32EFM | NS1000H 70kA 3P 1000A FXD Man. 2.0E | 41286 | 1I | B | PPCCB
Configurable Products | 4 Large building Configurable | PTCCB >= 630A | CBH | C125H32EFM | NS1250H 70kA 3P 1250A FXD Man. 2.0E | 45202 | 1I | B | PPCCB
Configurable Products | 4 Large building Configurable | PTCCB >= 630A | CBH | C160H32EFM | NS1600H 70kA 3P 1600A FXD Man. 2.0E | 54209 | 1I | B | PPCCB
Configurable Products | 4 Large building Configurable | PTCCB >= 630A | CBH | C080N35EFM | NS800N 50kA 3P 800A FXD Man. 5.0E | 42026 | 1I | B | PPCCB
Configurable Products | 4 Large building Configurable | PTCCB >= 630A | CBH | C100N35EFM | NS1000N 50kA 3P 1000A FXD Man. 5.0E | 43336 | 1I | B | PPCCB
Configurable Products | 4 Large building Configurable | PTCCB >= 630A | CBH | C125N35EFM | NS1250N 50kA 3P 1250A FXD Man. 5.0E | 46925 | 1I | B | PPCCB
Configurable Products | 4 Large building Configurable | PTCCB >= 630A | CBH | C080S3NAFM | NS800NA 3P 800A FXD Man. NA | 24833 | 1I | B | PPCCB
Configurable Products | 4 Large building Configurable | PTCCB >= 630A | CBH | C100S3NAFM | NS1000NA 3P 1000A FXD Man. NA | 25947 | 1I | B | PPCCB
Configurable Products | 4 Large building Configurable | PTCCB >= 630A | CBH | C125S3NAFM | NS1250NA 3P 1250A FXD Man. NA | 28997 | 1I | B | PPCCB
Configurable Products | 4 Large building Configurable | PTCCB >= 630A | CBH | C160S3NAFM | NS1600NA 3P 1600A FXD Man. NA | 33595 | 1I | B | PPCCB
Configurable Products | 4 Large building Configurable | PTCCB >= 630A | CBH | C080N42EFM | NS800N 50kA 4P 800A FXD Man. 2.0E | 39507 | 1I | B | PPCCB
Configurable Products | 4 Large building Configurable | PTCCB >= 630A | CBH | C100N42EFM | NS1000N 50kA 4P 1000A FXD Man. 2.0E | 41118 | 1I | B | PPCCB
Configurable Products | 4 Large building Configurable | PTCCB >= 630A | CBH | C125N42EFM | NS1250N 50kA 4P 1250A FXD Man. 2.0E | 45532 | 1I | B | PPCCB
Configurable Products | 4 Large building Configurable | PTCCB >= 630A | CBH | C160N42EFM | NS1600N 50kA 4P 1600A FXD Man. 2.0E | 52185 | 1I | B | PPCCB
Configurable Products | 4 Large building Configurable | PTCCB >= 630A | CBH | C063S4NAFM | NS630NA 4P 630A FXD Man. NA | 32283 | 1I | B | PPCCB
Configurable Products | 4 Large building Configurable | PTCCB >= 630A | CBH | C080S4NAFM | NS800NA 4P 800A FXD Man. NA | 32283 | 1I | B | PPCCB
Configurable Products | 4 Large building Configurable | PTCCB >= 630A | CBH | C125S4NAFM | NS1250NA 4P 1250A FXD Man. NA | 37696 | 1I | B | PPCCB
Configurable Products | 4 Large building Configurable | PTCCB >= 630A | CBH | C063N3FM | BASIC FRAME NS630N 3P 630 FXD Man. | 19777 | 1I | B | PPCCB
Configurable Products | 4 Large building Configurable | PTCCB >= 630A | CBH | C080N3FM | BASIC FRAME NS800N 3P 800 FXD Man. | 19777 | 1I | B | PPCCB
Configurable Products | 4 Large building Configurable | PTCCB >= 630A | CBH | C100N3FM | BASIC FRAME NS1000N 3P 1000 FXD Man. | 21087 | 1I | B | PPCCB
Configurable Products | 4 Large building Configurable | PTCCB >= 630A | CBH | C125N3FM | BASIC FRAME NS1250N 3P 1250 FXD Man. | 24676 | 1I | B | PPCCB
Configurable Products | 4 Large building Configurable | PTCCB >= 630A | CBH | C160N3FM | BASIC FRAME NS1600N 3P 1600 FXD Man. | 30085 | 1I | B | PPCCB
Configurable Products | 4 Large building Configurable | PTCCB >= 630A | CBH | C063H3FM | BASIC FRAME NS630H 3P 630 FXD Man. | 23733 | 1I | B | PPCCB
Configurable Products | 4 Large building Configurable | PTCCB >= 630A | CBH | C080H3FM | BASIC FRAME NS800H 3P 800 FXD Man. | 23733 | 1I | B | PPCCB
Configurable Products | 4 Large building Configurable | PTCCB >= 630A | CBH | C160H3FM | BASIC FRAME NS1600H 3P 1600 FXD Man. | 39028 | 1I | B | PPCCB
Configurable Products | 4 Large building Configurable | PTCCB >= 630A | CBH | C080L3FM | BASIC FRAME NS800L 3P 800 FXD Man. | 33937 | 1I | B | PPCCB
Configurable Products | 4 Large building Configurable | PTCCB >= 630A | CBH | C100L3FM | BASIC FRAME NS1000L 3P 1000 FXD Man. | 47512 | 1I | B | PPCCB
Configurable Products | 4 Large building Configurable | PTCCB >= 630A | CBH | C080N4FM | BASIC FRAME NS800N 4P 800 FXD Man. | 24326 | 1I | B | PPCCB
Configurable Products | 4 Large building Configurable | PTCCB >= 630A | CBH | C063H4FM | BASIC FRAME NS630H 4P 630 FXD Man. | 29666 | 1I | B | PPCCB
Configurable Products | 4 Large building Configurable | PTCCB >= 630A | CBH | C080S3FM | BASIC FRAME NS800NA 3P 800 FXD Man. | 16811 | 1I | B | PPCCB
Configurable Products | 4 Large building Configurable | PTCCB >= 630A | CBH | C100S3FM | BASIC FRAME NS1000NA 3P 1000 FXD Man. | 14128 | 1I | B | PPCCB
Configurable Products | 4 Large building Configurable | PTCCB >= 630A | CBH | C125S3FM | BASIC FRAME NS1250NA 3P 1250 FXD Man. | 14806 | 1I | B | PPCCB
Configurable Products | 4 Large building Configurable | PTCCB >= 630A | CBH | C200N3FM | BASIC FRAME NS2000N 3P 2000 FXD Man. | 75389 | 1I | B | PPCCB
Configurable Products | 4 Large building Configurable | PTCCB >= 630A | CBH | C250N3FM | BASIC FRAME NS2500N 3P 2500 FXD Man. | 90122 | 1I | B | PPCCB
Configurable Products | 4 Large building Configurable | PTCCB >= 630A | CBH | C200N4FM | BASIC FRAME NS2000N 4P 2000 FXD Man. | 98006 | 1I | B | PPCCB
Configurable Products | 4 Large building Configurable | PTCCB >= 630A | CBH | C200S3FM | BASIC FRAME NS2000NA 3P 2000 FXD Man. | 64081 | 1I | B | PPCCB
Configurable Products | 4 Large building Configurable | PTCCB >= 630A | CBH | C33158 | ComPacT NS Front Cover 630-1600 Fixed | 274 | 1I | A | PPCCB
Configurable Products | 4 Large building Configurable | ATS – Automatic Transfer Switch | ATS | TA10D2L0323TPE | TA10, 32A, 230V, 2P, LCD,frame 100A | 18809 | 1I | B | PPATS
Configurable Products | 4 Large building Configurable | ATS – Automatic Transfer Switch | ATS | TA10D3L0404TPE | TA10, 40A, 400V, 3P, LCD,frame 100A | 18989 | 1I | B | PPATS
Configurable Products | 4 Large building Configurable | ATS – Automatic Transfer Switch | ATS | TA10D3L0634TPE | TA10, 63A, 400V, 3P, LCD,frame 100A | 18989 | 1I | A | PPATS
Configurable Products | 4 Large building Configurable | ATS – Automatic Transfer Switch | ATS | TA10D3L1004TPE | TA10, 100A, 400V, 3P, LCD,frame 100A | 23886 | 1I | B | PPATS
Configurable Products | 4 Large building Configurable | ATS – Automatic Transfer Switch | ATS | TA10D4L0324TPE | TA10, 32A, 400V, 4P, LCD,frame 100A | 19066 | 1I | B | PPATS
Configurable Products | 4 Large building Configurable | ATS – Automatic Transfer Switch | ATS | TA10D4L0634TPE | TA10, 63A, 400V, 4P, LCD,frame 100A | 23886 | 1I | A | PPATS
Configurable Products | 4 Large building Configurable | ATS – Automatic Transfer Switch | ATS | TA10D4L0804TPE | TA10, 80A, 400V, 4P, LCD,frame 100A | 23322 | 1I | B | PPATS
Configurable Products | 4 Large building Configurable | ATS – Automatic Transfer Switch | ATS | TA10D4L1004TPE | TA10, 100A, 400V, 4P, LCD,frame 100A | 23322 | 1I | B | PPATS
Configurable Products | 4 Large building Configurable | ATS – Automatic Transfer Switch | ATS | TA10D4S0804TPE | TA10, 80A, 400V, 4P, rotary, frame 100A | 17517 | 1I | A | PPATS
Configurable Products | 4 Large building Configurable | ATS – Automatic Transfer Switch | ATS | TA10D4S1004TPE | TA10, 100A, 400V, 4P, rotary, frame 100A | 19577 | 1I | A | PPATS
Configurable Products | 4 Large building Configurable | ATS – Automatic Transfer Switch | ATS | TA16D3L1604TPE | TA16, 160A, 400V, 3P, LCD,frame 160A | 24074 | 1I | A | PPATS
Configurable Products | 4 Large building Configurable | ATS – Automatic Transfer Switch | ATS | TA16D4L1604TPE | TA16, 160A, 400V, 4P, LCD,frame 160A | 30859 | 1I | A | PPATS
Configurable Products | 4 Large building Configurable | ATS – Automatic Transfer Switch | ATS | TA16D4S1604TPE | TA16, 160A, 400V, 4P, rotary,frame 160A | 22742 | 1I | A | PPATS
Configurable Products | 4 Large building Configurable | ATS – Automatic Transfer Switch | ATS | TA25D3L2504TPE | TA25, 250A, 400V, 3P, LCD,frame 250A | 38967 | 1I | A | PPATS
Configurable Products | 4 Large building Configurable | ATS – Automatic Transfer Switch | ATS | TA25D4L2504TPE | TA25, 250A, 400V, 4P, LCD,frame 250A | 40223 | 1I | B | PPATS
Configurable Products | 4 Large building Configurable | ATS – Automatic Transfer Switch | ATS | TA25D4S2504TPE | TA25, 250A, 400V, 4P, rotary,frame 250A | 42289 | 1I | B | PPATS
Configurable Products | 4 Large building Configurable | ATS – Automatic Transfer Switch | ATS | TA63D3L3204TPE | TA63, 320A, 400V, 3P, LCD,frame 630A | 55925 | 1I | B | PPATS
Configurable Products | 4 Large building Configurable | ATS – Automatic Transfer Switch | ATS | TA63D3L6304TPE | TA63, 630A, 400V, 3P, LCD,frame 630A | 55925 | 1I | A | PPATS
Configurable Products | 4 Large building Configurable | ATS – Automatic Transfer Switch | ATS | TA63D4L3204TPE | TA63, 320A, 400V, 4P, LCD,frame 630A | 59708 | 1I | B | PPATS
Configurable Products | 4 Large building Configurable | ATS – Automatic Transfer Switch | ATS | TA63D4L6304TPE | TA63, 630A, 400V, 4P, LCD,frame 630A | 59708 | 1I | B | PPATS
Configurable Products | 4 Large building Configurable | ATS – Automatic Transfer Switch | ATS | TA63D4S4004TPE | TA63, 400A, 400V, 4P, rotary,frame 630A | 57687 | 1I | B | PPATS
Configurable Products | 4 Large building Configurable | ATS – Automatic Transfer Switch | ATS | TA63D4S5004TPE | TA63, 500A, 400V, 4P, rotary,frame 630A | 59105 | 1I | B | PPATS
Configurable Products | 4 Large building Configurable | ATS – Automatic Transfer Switch | ATS | TPCCIF02 | display module for TransferPacT automatic, rotary display, flush mounting | 4176 | 1I | B | PPATS
Configurable Products | 4 Large building Configurable | ATS – Automatic Transfer Switch | ATS | TPCCIF04 | external HMI for TransferPacT Active automatic,external display | 3463 | 1I | B | PPATS
Configurable Products | 4 Large building Configurable | ATS – Automatic Transfer Switch | ATS | TPCCOM16 | TransferPacT, Modbus RS485, plug-in | 2330 | 1I | B | PPATS
Configurable Products | 4 Large building Configurable | ATS – Automatic Transfer Switch | ATS | TPCDIO07 | TransferPacT, transfer inhibit and Switch testing, input signal | 1323 | 1I | B | PPATS
Configurable Products | 4 Large building Configurable | ATS – Automatic Transfer Switch | ATS | TPCDIO08 | TransferPacT, voluntary control, input signal | 1325 | 1I | B | PPATS
Configurable Products | 4 Large building Configurable | ATS – Automatic Transfer Switch | ATS | TPCDIO13 | TransferPacT, Fire protection,230VAC constant, input signal | 1373 | 1I | B | PPATS
Configurable Products | 4 Large building Configurable | ATS – Automatic Transfer Switch | ATS | TPCDIO17 | TransferPacT, genset timedelay and alarm with capacitor, output signal | 2130 | 1I | A | PPATS
Configurable Products | 4 Large building Configurable | ATS – Automatic Transfer Switch | ATS | TPSAUX32 | auxiliary contact, TransferPacT, indication for source I and souce II | 778 | 1I | A | PPATS
Configurable Products | 4 Large building Configurable | ATS – Automatic Transfer Switch | ATS | TPSAUX33 | auxiliary contact, TransferPacT, indication for OFF position | 778 | 1I | A | PPATS
Configurable Products | 4 Large building Configurable | ATS – Automatic Transfer Switch | ATS | TPSCON35 | terminal extension,TransferPacT, accessories for frame 100A | 2064 | 1I | A | PPATS
Configurable Products | 4 Large building Configurable | ATS – Automatic Transfer Switch | ATS | TPSISO30 | terminal shield, TransferPacT, insulation accessory, frame 100A | 461 | 1I | A | PPATS
Configurable | 4 Large building Configurable | PTCCB >= 630A | CBH | 33975 | CONNECTION 3P FOR NS1600/3200A | 5381 | 1I | B | PPCCB
Configurable | General Purpose | 3 Industry General Purpose | CTI | GS2AEH12 | DISCONNECT SWITCH SHAFT GUIDE | 583 | 4C | B | PPCTR
Configurable | General Purpose | 3 Industry General Purpose | CTI | GS2AH510 | EXT FRONT HANDLE 32..63A IP65 BLACK | 749 | 4C | B | PPCTR
Configurable | 4 Large building Configurable | PTCCB <= 630A - Optimum | CCB | LV481403 | FuPact GS SDF 63A 3P DIN 00C F&R CTRL | 6131 | 1I | B | PPCCB
Configurable | 4 Large building Configurable | PTCCB <= 630A - Optimum | CCB | LV481443 | FuPact GS SDF 400A 3P DIN 2 F&R CTRL | 23090 | 1I | B | PPCCB
Configurable | 4 Large building Configurable | PTCCB <= 630A - Optimum | CCB | LV481623 | FuPact GS SDF 100A BS A4 F&R CTRL | 6580 | 1I | B | PPCCB
Configurable | 4 Large building Configurable | Air Circuit breakers - Optimum | ACB | LV850056 | Isolation module for COM coils | 5222 | 1H | B | PPACB
Configurable | 4 Large building Configurable | PTCCB >= 630A | CBH | C2EFM | Micrologic 2.0E FXD Man. NS630b-3200 | 15395 | 1I | B | PPCCB
Programmable Products | 6 Critical & Specialized building Programmable Products | Programmable Products | FDB | EPP301LCD | Differential Pressure Sensor | 2668 |  | B | DBPRD
Programmable Products | 6 Critical & Specialized building Programmable Products | Programmable Products | FDB | SLASXXX | Sensor Temp 10KT3 W/Optim PR | 589 |  | B | DBPRD
Programmable Products | 6 Critical & Specialized building Programmable Products | Programmable Products | FDB | SXWSBTHXXSXX | Sensor Base,Temp,Humidity | 3016 |  | B | DBPRD
Programmable Products | 6 Critical & Specialized building Programmable Products | Programmable Products | FDB | SXWSCDXSELXX | Cover Plate,User Interface,Basic | 1500 |  | B | DBPRD
Programmable Products | 6 Critical & Specialized building Programmable Products | Programmable Products | FDB | TC907-3A4LMA | TStat,FCU,Touch,Modbus,4P,240V,Wt | 1589 |  | B | DBPRD
Programmable Products | 6 Critical & Specialized building Programmable Products | Programmable Products | FDB | 8800310030 | Actuator valve M800 | 6002 |  | B | DBPRD
Programmable Products | 6 Critical & Specialized building Programmable Products | Programmable Products | FDB | 8800230030 | Actuator valve M400 | 3921 |  | B | DBPRD
Programmable Products | 6 Critical & Specialized building Programmable Products | Programmable Products | FDB | 8751009000 | ACTUADOR DAMPER MD5A-24 | 2317 |  | B | DBPRD
Programmable Products | 6 Critical & Specialized building Programmable Products | Programmable Products | FDB | 5141104010 | Outdoor Temp Sensor STO500 | 501 |  | B | DBPRD
Programmable Products | 6 Critical & Specialized building Programmable Products | Programmable Products | FDB | SXWNISORS48510001 | Non-Isolated RS485 Adapter | 281 |  | B | DBPRD
Programmable Products | 6 Critical & Specialized building Programmable Products | Programmable Products | FDB | 5123172000 | Sensor Temp Pipe STP500-100 | 377 |  | B | DBPRD
Programmable Products | 6 Critical & Specialized building Programmable Products | Programmable Products | FDB | 8751029000 | Actuator Damper MD20A-24 | 3360 |  | B | DBPRD
Programmable Products | 6 Critical & Specialized building Programmable Products | Programmable Products | FDB | 4701060 | SWITCH PRES AIR SPD910-300PA | 632 |  | B | DBPRD
Programmable Products | 6 Critical & Specialized building Programmable Products | Programmable Products | FDB | SLAWXX2 | SENSOR RH ANALOG OPTM BR | 3367 |  | B | DBPRD
Programmable Products | 6 Critical & Specialized building Programmable Products | Programmable Products | FDB | VC3504E5000 | FCU RELAY PK 5RO 4 INPUT | 2663 |  | B | DBPRD
Programmable Products | 6 Critical & Specialized building Programmable Products | Programmable Products | FDB | 7311745000 | VALVE 3WAY THREAD V311T/50/38 | 5021 |  | B | DBPRD
Programmable Products | 6 Critical & Specialized building Programmable Products | Programmable Products | FDB | 5123104010 | IMMERSION SENSOR | 365 |  | B | DBPRD
Programmable Products | 6 Critical & Specialized building Programmable Products | Programmable Products | FDB | 5123004010 | Sensor Temp Duct STD100-100 | 377 |  | B | DBPRD
Programmable Products | 6 Critical & Specialized building Programmable Products | Programmable Products | FDB | EPP302LCD | Pres-Vel,Dry,PNL,LCD,2500Pa | 2668 |  | B | DBPRD
Programmable Products | 6 Critical & Specialized building Programmable Products | Programmable Products | FDB | 7312157020 | V321 Valve PN16, DN80, Kvs100 | 16037 |  | B | DBPRD
Programmable Products | 6 Critical & Specialized building Programmable Products | Programmable Products | FDB | MZ300S-24M | 24V MODULATING ACT+S.V.LINKAGE | 5523 |  | B | DBPRD
Programmable Products | 6 Critical & Specialized building Programmable Products | Programmable Products | FDB | MG350S-24F | MG350S FLOATING ACT. VZX/MZX | 3286 |  | B | DBPRD
Programmable Products | 6 Critical & Specialized building Programmable Products | Programmable Products | FDB | MZ140-24M | Act zona On/off 24v 140N VZ*08* | 1590 |  | B | DBPRD
Programmable Products | 6 Critical & Specialized building Programmable Products | Programmable Products | FDB | SLAWLX2 | SENSOR RH LCD ANALOG OPTM BR | 5933 |  | B | DBPRD
Programmable Products | 6 Critical & Specialized building Programmable Products | Programmable Products | FDB | 9121051000 | Pocket STP 100mm Stainl.steel | 355 |  | B | DBPRD
Programmable Products | 6 Critical & Specialized building Programmable Products | Programmable Products | FDB | 7311741000 | VALVE 3WAY THREAD V311T/40/25 | 3955 |  | B | DBPRD
Programmable Products | 6 Critical & Specialized building Programmable Products | Programmable Products | FDB | SED-WDC-G-5045 | Wireless window/door contact SE8000 | 1623 |  | B | DBPRD
Programmable Products | 6 Critical & Specialized building Programmable Products | Programmable Products | FDB | 7312161020 | V321 Valve PN16, DN100, Kvs160 | 20147 |  | B | DBPRD
Programmable Products | 6 Critical & Specialized building Programmable Products | Programmable Products | FDB | MZ140-24T | Act zona On/off 24v 140N VZ*08* | 631 |  | B | DBPRD
Programmable Products | 6 Critical & Specialized building Programmable Products | Programmable Products | FDB | 100108220 | STUFFING BOX V321 65-100 | 3136 |  | B | DBPRD
Programmable Products | 6 Critical & Specialized building Programmable Products | Programmable Products | FDB | 7311733000 | VALVE 3WAY THREAD V311T/25/10 | 2902 |  | B | DBPRD
Programmable Products | 6 Critical & Specialized building Programmable Products | Programmable Products | FDB | 7311737000 | VALVE 3WAY THREAD V311T/32/16 | 3281 |  | B | DBPRD
Programmable Products | 6 Critical & Specialized building Programmable Products | Programmable Products | FDB | 4701070 | SWITCH PRES AIR SPD910-500PA | 632 |  | B | DBPRD
Programmable Products | 6 Critical & Specialized building Programmable Products | Programmable Products | FDB | 7312153020 | V321 Valve PN16, DN65, Kvs63 | 13004 |  | B | DBPRD
Programmable Products | 6 Critical & Specialized building Programmable Products | Programmable Products | FDB | 4701070 | Swich Pres Air SPD910-500Pa | 632 |  | B | DBPRD
Programmable Products | 6 Critical & Specialized building Programmable Products | Programmable Products | FDB | 8751005000 | ACTUADOR DAMPER MD5B-240 | 1553 |  | B | DBPRD
Programmable Products | 6 Critical & Specialized building Programmable Products | Programmable Products | FDB | TC907-3A4DLMSA | TStat,FCU,Touch,Modbus,4P,240V,XS,Wt | 1795 |  | B | DBPRD
Programmable Products | 6 Critical & Specialized building Programmable Products | Programmable Products | FDB | SXWSATXXXSLX | Sensor,Temp,LCD,3 Button,w/Cover | 1725 |  | B | DBPRD
Configurable | 4 Large building Configurable | ATS – Automatic Transfer Switch | ATS | TA80D4L8004TPE | TA80, 800A, 400V, 4P, rotary, frame 800A | 128674 | 1I | A | PPATS
Configurable | 4 Large building Configurable | ATS – Automatic Transfer Switch | ATS | TA1AD4L10H4TPE | TA1A, 1000A, 400V, 4P, LCD, frame 1600A | 189839 | 1I | A | PPATS
Configurable | 4 Large building Configurable | ATS – Automatic Transfer Switch | ATS | TA1AD4L12H4TPE | TA1A, 1250A, 400V, 4P, LCD, frame 1600A | 200371 | 1I | A | PPATS
Configurable | 4 Large building Configurable | ATS – Automatic Transfer Switch | ATS | TA1AD4L16H4TPE | TA1A, 1600A, 400V, 4P, LCD, frame 1600A | 240446 | 1I | A | PPATS
Configurable | 4 Large building Configurable | Air Circuit breakers - Optimum | ACB | LV947849 | UC3 WIRING-D/O MTZ2-3 | 184 | 1H | B | PPACB
Configurable | 4 Large building Configurable | Air Circuit breakers - Optimum | ACB | LV948115 | CIRC BREAK MTZ3 50 H1 4P FIX ML Act | 315411 | 1H | B | PPACB
Configurable | 4 Large building Configurable | Air Circuit breakers - Optimum | ACB | LV948245 | CIRC BREAK MTZ2 10 H1 3P WO ML Act | 43754 | 1H | B | PPACB
Configurable | 4 Large building Configurable | Air Circuit breakers - Optimum | ACB | LV948287 | CIRC BREAK MTZ2 20 H1 3P WO ML Act | 56255 | 1H | B | PPACB
Configurable | 4 Large building Configurable | Air Circuit breakers - Optimum | ACB | LV948300 | CIRC BREAK MTZ2 25 H1 3P WO ML Act | 86269 | 1H | B | PPACB
Configurable | 4 Large building Configurable | Air Circuit breakers - Optimum | ACB | LV948342 | CIRC BREAK MTZ3 50 H1 3P WO ML Act | 247955 | 1H | B | PPACB
Configurable | 4 Large building Configurable | Air Circuit breakers - Optimum | ACB | LV948360 | CTRL UNIT Act 5.0A WO MTZ2/3 NO WIRELESS | 18394 | 1H | B | PPACB
Configurable | 4 Large building Configurable | Air Circuit breakers - Optimum | ACB | LV948484 | COIL XF 200/250VDC AC WO MTZ2/3 ML Act | 3943 | 1H | B | PPACB
Configurable | 4 Large building Configurable | Air Circuit breakers - Optimum | ACB | LV948493 | COIL MX 100/130VDC AC WO MTZ2/3 ML Act | 3943 | 1H | B | PPACB
Configurable | 4 Large building Configurable | Air Circuit breakers - Optimum | ACB | LV948494 | COIL MX 200/250VDC AC WO MTZ2/3 ML Act | 3943 | 1H | B | PPACB
Configurable | 4 Large building Configurable | Air Circuit breakers - Optimum | ACB | LV948500 | CTRL UNIT Act 6.0E WO MTZ2/3 NO WIRELESS | 11084 | 1H | B | PPACB
Configurable | 4 Large building Configurable | Air Circuit breakers - Optimum | ACB | LV933098 | UC3 WIRING -D/O MTZ1 | 115 | 1H | B | PPACB
Configurable | 4 Large building Configurable | Air Circuit breakers - Optimum | ACB | LV933812 | COIL MX 100/130VDC AC WO MTZ1 ML Act | 3943 | 1H | B | PPACB
Configurable | 4 Large building Configurable | Air Circuit breakers - Optimum | ACB | LV947220 | CIRC BREAK MTZ1 10 H1 3P WO ML Act | 41360 | 1H | B | PPACB
Configurable | 4 Large building Configurable | Air Circuit breakers - Optimum | ACB | LV947280 | CTRL UNIT Act 2.0E FIX MTZ NO WIRELESS | 11053 | 1H | B | PPACB
Configurable | 4 Large building Configurable | Air Circuit breakers - Optimum | ACB | LV947281 | CTRL UNIT Act 2.0E WO MTZ1 NO WIRELESS | 12257 | 1H | B | PPACB
Configurable | 4 Large building Configurable | Air Circuit breakers - Optimum | ACB | LV947442 | COIL XF 100/130VDC AC WO MTZ1 ML Act | 3943 | 1H | B | PPACB
General Purpose | 2 Small & Med building General Purpose | PTLVS <= 630A | LVS | AR1MA010 | YELLOW CLIPIN CHARACTER SET OF 200 CHARA | 1 | 4l | B | PPLVS | 5 | 3 | 3 | 0.1
General Purpose | 2 Small & Med building General Purpose | LV Equipment/Utility metering | LVS | LVM10003 | HANDLE FOR FIXED DOOR | 145 | 4l | B | PPLVS | 232 | 10 | 29 | 6
General Purpose | 2 Small & Med building General Purpose | PTLVS <= 630A | LVS | LVS01036 | PLAIN UPPER/LOW PLATE W300 PRISMA G IP30 | 727 | 4l | B | PPLVS | 240 | 100 | 170 | 1671
General Purpose | 2 Small & Med building General Purpose | PTLVS <= 630A | LVS | LVS01045 | 24M SIDE PANEL PRISMA G IP30 | 1195 | 4l | B | PPLVS | 1132 | 50 | 205 | 2394
General Purpose | 2 Small & Med building General Purpose | PTLVS <= 630A | LVS | LVS01050 | 2 PLAIN BASES PRISMA G IP30 | 883 | 4l | B | PPLVS | 305 | 120 | 210 | 1231
General Purpose | 2 Small & Med building General Purpose | PTLVS <= 630A | LVS | LVS01094 | SIDE PANEL ACCESS.SYST.P | 465 | 4l | B | PPLVS | 275 | 56 | 150 | 527
General Purpose | 2 Small & Med building General Purpose | LV Panel systems > = 630A | LVS | LVS01101 | IP55 SIDE PANEL ACCESS SYST.P | 1051 | 4l | B | PPLVS | 110 | 40 | 60 | 271
General Purpose | 2 Small & Med building General Purpose | LV Panel systems > = 630A | LVS | LVS01102 | IP55 ROOF ACCESS. SYST.P | 861 | 4l | B | PPLVS | 150 | 50 | 60 | 510
General Purpose | 2 Small & Med building General Purpose | LV Panel systems > = 630A | LVS | LVS01109 | PLN.WICKET.DOOR P W150 | 359 | 4l | B | PPLVS | 100 | 50 | 80 | 53.9
General Purpose | 2 Small & Med building General Purpose | LV Panel systems > = 630A | LVS | LVS01219 | IP30 REINFORCED PLAIN DOOR IK10 W650 | 391 | 4l | B | PPLVS | 220 | 40 | 68 | 600
General Purpose | 2 Small & Med building General Purpose | LV Panel systems > = 630A | LVS | LVS01224 | IP30 REINFORCED PLAIN DOOR IK10 W800 | 7247 | 4l | B | PPLVS | 1985 | 70 | 700 | 25220
General Purpose | 2 Small & Med building General Purpose | LV Panel systems > = 630A | LVS | LVS01225 | ENCLOSURE ACCESSORY AFS IP55 | 8188 | 4l | B | PPLVS | 1980 | 70 | 845 | 30924
General Purpose | 2 Small & Med building General Purpose | PTLVS <= 630A | LVS | LVS03001 | W600 ADJUSTABLE MOD. DEV. RAIL PRISMA G | 269 | 4l | B | PPLVS | 470 | 52 | 105 | 236
General Purpose | 2 Small & Med building General Purpose | PTLVS <= 630A | LVS | LVS03002 | W600 RECESSED MODULAR DEV. RAIL PRISMA G | 489 | 4l | B | PPLVS | 468 | 105 | 57 | 311
General Purpose | 2 Small & Med building General Purpose | PTLVS <= 630A | LVS | LVS03003 | W600 REAR MODULAR DEVICE RAIL PRISMA G | 390 | 4l | B | PPLVS | 465 | 35 | 36 | 156.4
General Purpose | 2 Small & Med building General Purpose | PTLVS <= 630A | LVS | LVS03004 | 2 MODULAR DEV.RAIL SUPPORTS 30° PRISMA G | 182 | 4l | B | PPLVS | 473 | 15 | 37 | 142
General Purpose | 2 Small & Med building General Purpose | PTLVS <= 630A | LVS | LVS03005 | W850 MODULAR DEVICE RAIL PRISMA G | 209 | 4l | B | PPLVS | 68 | 20 | 22 | 57
General Purpose | 2 Small & Med building General Purpose | PTLVS <= 630A | LVS | LVS03006 | W850 ADJUSTABLE MOD. DEV. RAIL PRISMA G | 529 | 4l | B | PPLVS | 699 | 105 | 53 | 302
General Purpose | 2 Small & Med building General Purpose | PTLVS <= 630A | LVS | LVS03010 | W300 ADJUSTABLE MOD. DEV. RAIL PRISMA G | 299 | 4l | B | PPLVS | 215 | 52 | 105 | 167
General Purpose | 2 Small & Med building General Purpose | LV Panel systems > = 630A | LVS | LVS03030 | M.PL.NSX/CVS/VIGI 250 HZ.FIX. ROT.HANDLE | 686 | 4l | B | PPLVS | 476 | 65 | 210 | 1097
General Purpose | 2 Small & Med building General Purpose | LV Panel systems > = 630A | LVS | LVS03032 | M.PLATE VIGI NSX/CVS 250 HZ.FIXED TOGGLE | 1021 | 4l | B | PPLVS | 472 | 30 | 189 | 1040
General Purpose | 2 Small & Med building General Purpose | LV Panel systems > = 630A | LVS | LVS03040 | M.PL. NSX/CVS/VIGI 250 V. FIX.ROT.HANDLE | 831 | 4l | B | PPLVS | 470 | 58 | 152 | 998
General Purpose | 2 Small & Med building General Purpose | LV Panel systems > = 630A | LVS | LVS03050 | M.PL.NSX/CVS/INS 250 V. FIXED ROT.HANDLE | 905 | 4l | B | PPLVS | 220 | 54 | 141 | 546
General Purpose | 2 Small & Med building General Purpose | PTLVS <= 630A | LVS | LVS03070 | M.PL NSX/CVS/VIGI/INS 630 V. FIX. TOGGLE | 1073 | 4l | B | PPLVS | 475 | 30 | 294 | 2304
General Purpose | 2 Small & Med building General Purpose | PTLVS <= 630A | LVS | LVS03073 | M.PL NSX/CVS/VIGI 630 V. FIX. ROT.HANDLE | 1303 | 4l | B | PPLVS | 475 | 85 | 265 | 2608
General Purpose | 2 Small & Med building General Purpose | PTLVS <= 630A | LVS | LVS03080 | M.PLATE NSX/CVS 630 V. FIXED ROT.HANDLE | 1203 | 4l | B | PPLVS | 230 | 30 | 220 | 794.8
General Purpose | 2 Small & Med building General Purpose | PTLVS <= 630A | LVS | LVS03164 | 20 M5 CLIP NUTS MOD.DEV.RAILS | 434 | 4l | B | PPLVS | 80 | 30 | 60 | 157
General Purpose | 2 Small & Med building General Purpose | PTLVS <= 630A | LVS | LVS03166 | SLOTTED MOUNTING PLATE W600 4M | 422 | 4l | B | PPLVS | 85 | 25 | 60 | 144
General Purpose | 2 Small & Med building General Purpose | PTLVS <= 630A | LVS | LVS03194 | 4 HEXAGONAL SPACERS M6 H9 | 336 | 4l | B | PPLVS | 60 | 20 | 40 | 77
General Purpose | 2 Small & Med building General Purpose | PTLVS <= 630A | LVS | LVS03203 | MODULAR FRONT PLATE W600/W650 4M | 407 | 4l | B | PPLVS | 510 | 30 | 160 | 534
General Purpose | 2 Small & Med building General Purpose | PTLVS <= 630A | LVS | LVS03204 | MODULAR FRONT PLATE W600/W650 5M | 448 | 4l | B | PPLVS | 510 | 30 | 212 | 722
General Purpose | 2 Small & Med building General Purpose | PTLVS <= 630A | LVS | LVS03205 | FRONT.PL T PACT.3P/4P 160A VERT 8M W650 | 493 | 4l | B | PPLVS | 515 | 30 | 265 | 896
General Purpose | 2 Small & Med building General Purpose | PTLVS <= 630A | LVS | LVS03213 | MODULAR FRONT PLATE W300 4M | 370 | 4l | B | PPLVS | 265 | 30 | 165 | 316
General Purpose | 2 Small & Med building General Purpose | PTLVS <= 630A | LVS | LVS03214 | MODULAR FR.PL G W850 3M | 407 | 4l | B | PPLVS | 264 | 25 | 214 | 418
General Purpose | 2 Small & Med building General Purpose | PTLVS <= 630A | LVS | LVS03217 | MODULAR FR.PL G W850 5M | 642 | 4l | B | PPLVS | 750 | 30 | 200 | 1248
General Purpose | 2 Small & Med building General Purpose | PTLVS <= 630A | LVS | LVS03220 | 4 DIVISIBLE BLANKING PLATES W90 | 116 | 4l | B | PPLVS | 1000 | 5 | 58 | 130
General Purpose | 2 Small & Med building General Purpose | PTLVS <= 630A | LVS | LVS03221 | NSX BLANKING PLATE ELECTRONIC TRIP UNIT | 130 | 4l | B | PPLVS | 92 | 15 | 56 | 30
General Purpose | 2 Small & Med building General Purpose | PTLVS <= 630A | LVS | LVS03232 | FR.PL NSX250 HZ.FIX.MOT G W600 4M | 521 | 4l | B | PPLVS | 515 | 30 | 215.3 | 805
General Purpose | 2 Small & Med building General Purpose | PTLVS <= 630A | LVS | LVS03234 | FR.PL C/OVER INS-INV250 RT P&G W600 5M | 521 | 4l | B | PPLVS | 515 | 15 | 215 | 3882
General Purpose | 2 Small & Med building General Purpose | PTLVS <= 630A | LVS | LVS03243 | FR.PL 3-4VIG.NSX250 V.RT/PLUG P&G 7M | 680 | 4l | B | PPLVS | 510 | 30 | 260 | 824
General Purpose | 2 Small & Med building General Purpose | PTLVS <= 630A | LVS | LVS03249 | FR.PL CVS250 V.FIX.TOG G W300 9M | 136 | 4l | B | PPLVS | 147 | 21 | 93 | 46
General Purpose | 2 Small & Med building General Purpose | PTLVS <= 630A | LVS | LVS03253 | FR.PLATE CVS250 HOR.FIXED TOGGLE W850 4M | 680 | 4l | B | PPLVS | 460 | 30 | 265 | 945
General Purpose | 2 Small & Med building General Purpose | PTLVS <= 630A | LVS | LVS03275 | FR.PL CVS630 V.FIX.TOG G W300 8M | 893 | 4l | B | PPLVS | 515 | 30 | 465 | 1689
General Purpose | 2 Small & Med building General Purpose | PTLVS <= 630A | LVS | LVS03283 | FR.PL TARIF NSX630 G W600 15M | 1022 | 4l | B | PPLVS | 612 | 28 | 260 | 1217
General Purpose | 2 Small & Med building General Purpose | PTLVS <= 630A | LVS | LVS03296 | FR.PL VIG.NSX630 V.TOG/RT P&G W600 9M | 737 | 4l | B | PPLVS | 515 | 30 | 310 | 1113
General Purpose | 2 Small & Med building General Purpose | PTLVS <= 630A | LVS | LVS03297 | FRONT PLATE NSX630 VERT.FIX.MAN. W300 8M | 919 | 4l | B | PPLVS | 565 | 30 | 515 | 2063
General Purpose | 2 Small & Med building General Purpose | PTLVS <= 630A | LVS | LVS03298 | FRONT PL.VIGI NSX630 V.FIX.TOG.W300 10M | 963 | 4l | B | PPLVS | 412 | 30 | 263 | 798
General Purpose | 2 Small & Med building General Purpose | PTLVS <= 630A | LVS | LVS03343 | TRANSP.FR.PL P&G W600/W650 9M | 1579 | 4l | B | PPLVS | 515 | 30 | 315 | 1411
General Purpose | 2 Small & Med building General Purpose | LV Panel systems > = 630A | LVS | LVS03401 | W650 ADJUSTABLE MOD. DEV. RAIL PRISMA P | 374 | 4l | B | PPLVS | 605 | 43 | 128 | 494
General Purpose | 2 Small & Med building General Purpose | LV Panel systems > = 630A | LVS | LVS03402 | W400 ADJUSTABLE MOD. DEV. RAIL PRISMA P | 673 | 4l | B | PPLVS | 520 | 30 | 45 | 812
General Purpose | 2 Small & Med building General Purpose | LV Panel systems > = 630A | LVS | LVS03404 | MOUNT.PL NSXm TOGGLE/ROT-3P/4P VERT.W400 | 781 | 4l | B | PPLVS | 360 | 45 | 40 | 728.3
General Purpose | 2 Small & Med building General Purpose | LV Panel systems > = 630A | LVS | LVS03411 | MOUNT.PL NSX/CVS.TOGGLE -4P 250A HZ W650 | 1524 | 4l | B | PPLVS | 579 | 50 | 150 | 1116
General Purpose | 2 Small & Med building General Purpose | LV Panel systems > = 630A | LVS | LVS03412 | MOUNT.PL NSX/CVS PLUGIN -3P 250A HZ W650 | 1811 | 4l | B | PPLVS | 577 | 45 | 195 | 1442
General Purpose | 2 Small & Med building General Purpose | LV Panel systems > = 630A | LVS | LVS03413 | MOUNT.PL NSX/CVS PLUGIN -4P 250A HZ W650 | 1982 | 4l | B | PPLVS | 570 | 32 | 150 | 2092
General Purpose | 2 Small & Med building General Purpose | LV Panel systems > = 630A | LVS | LVS03417 | M.PL.3-4V.FIXED NS-INS250 TOG. | 3508 | 4l | B | PPLVS | 580 | 45 | 110 | 2930
General Purpose | 2 Small & Med building General Purpose | LV Panel systems > = 630A | LVS | LVS03420 | M.PL.3-4V.WITHD.NS250 DEVICES | 2152 | 4l | B | PPLVS | 592 | 63 | 154 | 1557
General Purpose | 2 Small & Med building General Purpose | LV Panel systems > = 630A | LVS | LVS03422 | M.PL.3 4 V.WITHD.NS250 POLYP. | 2215 | 4l | B | PPLVS | 580 | 35 | 146 | 2397
General Purpose | 2 Small & Med building General Purpose | LV Panel systems > = 630A | LVS | LVS03451 | MOUNT.PL NSX/CVS.TOGGLE -4P 630A HZ W650 | 1765 | 4l | B | PPLVS | 575 | 58 | 195 | 1471
General Purpose | 2 Small & Med building General Purpose | LV Panel systems > = 630A | LVS | LVS03452 | MOUNT.PL NSX/CVS PLUGIN -3P 630A HZ W650 | 2097 | 4l | B | PPLVS | 580 | 60 | 245 | 1728
General Purpose | 2 Small & Med building General Purpose | LV Panel systems > = 630A | LVS | LVS03457 | MOUNT.PL CHANGEOVER NSX/INS 630 ROT.HORZ | 4063 | 4l | B | PPLVS | 580 | 50 | 80 | 2791
General Purpose | 2 Small & Med building General Purpose | LV Panel systems > = 630A | LVS | LVS03461 | MOUNT.PL NSX WITHD -3/4P 630A HZ W650 | 2690 | 4l | B | PPLVS | 575 | 37 | 375 | 5087
General Purpose | 2 Small & Med building General Purpose | LV Panel systems > = 630A | LVS | LVS03480 | MOUNT.PL NS FIXED -3P/4P 1600A VERT.W650 | 2713 | 4l | B | PPLVS | 580 | 40 | 350 | 2992
General Purpose | 2 Small & Med building General Purpose | LV Panel systems > = 630A | LVS | LVS03482 | M.PL V.WITHD NT-MTZ1/NS 3P/4P 1600A W650 | 2442 | 4l | B | PPLVS | 575 | 50 | 296 | 3250
General Purpose | 2 Small & Med building General Purpose | LV Panel systems > = 630A | LVS | LVS03483 | M.PL V.FIXED MTZ1/NT 3P/4P 1600A W650 | 4747 | 4l | B | PPLVS | 572 | 34 | 172 | 3219
General Purpose | 2 Small & Med building General Purpose | LV Panel systems > = 630A | LVS | LVS03484 | M.PL.1-PIECE TARIF1250A | 3835 | 4l | B | PPLVS | 570 | 15 | 130 | 2314
General Purpose | 2 Small & Med building General Purpose | LV Panel systems > = 630A | LVS | LVS03487 | M.PL V. WITHD NS-MTZ1/NT 3P 1600A W400 | 2652 | 4l | B | PPLVS | 375 | 40 | 310 | 2858
General Purpose | 2 Small & Med building General Purpose | LV Panel systems > = 630A | LVS | LVS03489 | MOUNT.PL CHANGEOVER NS1000 ROT.HORZ.W650 | 3833 | 4l | B | PPLVS | 332 | 27 | 365 | 1411
General Purpose | 2 Small & Med building General Purpose | LV Panel systems > = 630A | LVS | LVS03500 | M.PL NS3200 INS-INV2500 FIXED VERTICAl | 3954 | 4l | B | PPLVS | 570 | 30 | 205 | 3779
General Purpose | 2 Small & Med building General Purpose | LV Panel systems > = 630A | LVS | LVS03501 | M.PL EZC FIXED -1P/3P/4P 100A VERT.W650 | 4232 | 4l | B | PPLVS | 580 | 35 | 200 | 2937
General Purpose | 2 Small & Med building General Purpose | LV Panel systems > = 630A | LVS | LVS03561 | M. PL GS 63-160A VERT W650 | 2834 | 4l | B | PPLVS | 370 | 57 | 95 | 3650
General Purpose | 2 Small & Med building General Purpose | LV Panel systems > = 630A | LVS | LVS03572 | SLOTTED MOUNTING PLATE 12M | 2802 | 4l | B | PPLVS | 577 | 25 | 296 | 2038
General Purpose | 2 Small & Med building General Purpose | PTLVS <= 630A | LVS | LVS03581 | 6 UNIVERSAL INSERTS SYST.P | 183 | 4l | B | PPLVS | 125 | 45 | 41 | 186
General Purpose | 2 Small & Med building General Purpose | LV Panel systems > = 630A | LVS | LVS03582 | 6 UNIVERSAL ANGLE BRACKETS | 119 | 4l | B | PPLVS | 80 | 20 | 30 | 103
General Purpose | 2 Small & Med building General Purpose | LV Panel systems > = 630A | LVS | LVS03584 | 2 SIDE.CROSS-MEMBERS W200 D600 | 601 | 4l | B | PPLVS | 370 | 30 | 55 | 618.5
General Purpose | 2 Small & Med building General Purpose | LV Panel systems > = 630A | LVS | LVS03586 | 2LONGITUDINAL CROSS-MBERS W650 | 392 | 4l | B | PPLVS | 194 | 30 | 51 | 353
General Purpose | 2 Small & Med building General Purpose | LV Panel systems > = 630A | LVS | LVS03587 | M.PL.ACC.SASIL IP30 | 1172 | 4l | B | PPLVS | 580 | 50 | 60 | 1842
General Purpose | 2 Small & Med building General Purpose | LV Panel systems > = 630A | LVS | LVS03590 | 2 SLIDE RAILS+ANGLE BRACKETS | 583 | 4l | B | PPLVS | 580 | 30 | 40 | 310
General Purpose | 2 Small & Med building General Purpose | LV Panel systems > = 630A | LVS | LVS03593 | SYSTEM G ADAPTER W500 | 1132 | 4l | B | PPLVS | 365 | 30 | 45 | 657
General Purpose | 2 Small & Med building General Purpose | LV Panel systems > = 630A | LVS | LVS03595 | FR.PL VIGI NSX.TOG/CVS.ROT -3P 250 HZ 3M | 1371 | 4l | B | PPLVS | 580 | 45 | 50 | 1548
General Purpose | 2 Small & Med building General Purpose | LV Panel systems > = 630A | LVS | LVS03596 | M.PL.HZ.NS250 C/O MOT.OR UA/BA | 1523 | 4l | B | PPLVS | 380 | 30 | 190 | 1100
General Purpose | 2 Small & Med building General Purpose | LV Panel systems > = 630A | LVS | LVS03604 | FR.PL VIGI NSX.TOG/CVS.ROT -4P 250 HZ 4M | 491 | 4l | B | PPLVS | 510 | 30 | 155 | 625
General Purpose | 2 Small & Med building General Purpose | LV Panel systems > = 630A | LVS | LVS03606 | FR.PL HZ.NS250 TOG 3P P | 564 | 4l | B | PPLVS | 510 | 30 | 210 | 794
General Purpose | 2 Small & Med building General Purpose | LV Panel systems > = 630A | LVS | LVS03617 | FR.PL HZ.WITHD.NS250 P | 329 | 4l | B | PPLVS | 515 | 30 | 215 | 789
General Purpose | 2 Small & Med building General Purpose | LV Panel systems > = 630A | LVS | LVS03618 | FR.PL 3-4 V.INS250 DEVICES P | 620 | 4l | B | PPLVS | 515 | 30 | 265 | 1010
General Purpose | 2 Small & Med building General Purpose | LV Panel systems > = 630A | LVS | LVS03643 | FR.PL VIGI NSX.TOG/CVS.ROT -4P 630 HZ 4M | 589 | 4l | B | PPLVS | 510 | 25 | 210 | 741
General Purpose | 2 Small & Med building General Purpose | LV Panel systems > = 630A | LVS | LVS03644 | FR.PL HZ.NS630 TOG 3P P | 699 | 4l | B | PPLVS | 510 | 30 | 263 | 946
General Purpose | 2 Small & Med building General Purpose | LV Panel systems > = 630A | LVS | LVS03656 | FR.PL HZ.WITHD.NS630 P | 1355 | 4l | B | PPLVS | 510 | 30 | 510 | 1800
General Purpose | 2 Small & Med building General Purpose | LV Panel systems > = 630A | LVS | LVS03658 | FR.PL HZ.NS-INS630 C/OVER RT P | 699 | 4l | B | PPLVS | 515 | 30 | 265 | 883.1
General Purpose | 2 Small & Med building General Purpose | LV Panel systems > = 630A | LVS | LVS03663 | FR.PL V.2 NSX630 VIGI P | 855 | 4l | B | PPLVS | 510 | 30 | 362 | 1224
General Purpose | 2 Small & Med building General Purpose | LV Panel systems > = 630A | LVS | LVS03671 | FR.PL HZ.FIX.NS1600 TOG/RT.4P P | 384 | 4l | B | PPLVS | 515 | 30 | 215 | 769
General Purpose | 2 Small & Med building General Purpose | LV Panel systems > = 630A | LVS | LVS03687 | FR.PL V.FIX.NS1600 P | 1197 | 4l | B | PPLVS | 500 | 50 | 350 | 1797
General Purpose | 2 Small & Med building General Purpose | LV Panel systems > = 630A | LVS | LVS03690 | FR.PL WITHD.NS-MTZ1/NT P | 1057 | 4l | B | PPLVS | 500 | 50 | 350 | 1793
General Purpose | 2 Small & Med building General Purpose | LV Panel systems > = 630A | LVS | LVS03691 | FR.PL V.FIX.MTZ1/NT P | 2055 | 4l | B | PPLVS | 500 | 38 | 400 | 1796
General Purpose | 2 Small & Med building General Purpose | LV Panel systems > = 630A | LVS | LVS03692 | FR.PL.1 PIECE TARIF 1250A 3P | 1644 | 4l | B | PPLVS | 500 | 30 | 350 | 1468
General Purpose | 2 Small & Med building General Purpose | LV Panel systems > = 630A | LVS | LVS03698 | FR.PL WITHD.NS-MTZ1/NT 3P P W400 | 1643 | 4l | B | PPLVS | 555 | 34 | 325 | 1850
General Purpose | 2 Small & Med building General Purpose | LV Panel systems > = 630A | LVS | LVS03699 | FR.PL WITHD.MTZ2/NW P | 2044 | 4l | B | PPLVS | 566 | 53 | 325 | 2002
General Purpose | 2 Small & Med building General Purpose | LV Panel systems > = 630A | LVS | LVS03701 | IP55 DUCT W300 11M | 1743 | 4l | B | PPLVS | 590 | 15 | 350 | 1568
General Purpose | 2 Small & Med building General Purpose | LV Panel systems > = 630A | LVS | LVS03710 | FR.PL FIX.MTZ2/NW P | 2849 | 4l | B | PPLVS | 500 | 30 | 500 | 1765
General Purpose | 2 Small & Med building General Purpose | LV Panel systems > = 630A | LVS | LVS03711 | FR.PL.INS1600 3P | 2279 | 4l | B | PPLVS | 500 | 20 | 450 | 1595
General Purpose | 2 Small & Med building General Purpose | LV Panel systems > = 630A | LVS | LVS03713 | FR.PL INS1600 4P P | 1557 | 4l | B | PPLVS | 510 | 10 | 350 | 1032
General Purpose | 2 Small & Med building General Purpose | LV Panel systems > = 630A | LVS | LVS03716 | HINGED FR.PL.13M W400 | 2054 | 4l | B | PPLVS | 510 | 20 | 410 | 1188
General Purpose | 2 Small & Med building General Purpose | LV Panel systems > = 630A | LVS | LVS03722 | HINGED FR.PL HSI P W400 13M | 3444 | 4l | B | PPLVS | 645 | 40 | 320 | 2389
General Purpose | 2 Small & Med building General Purpose | LV Panel systems > = 630A | LVS | LVS03723 | IP30 FRONT ISFL 185MM BC W800 | 5166 | 4l | B | PPLVS | 648 | 40 | 324 | 2231
General Purpose | 2 Small & Med building General Purpose | PTLVS <= 630A | LVS | LVS03801 | PLAIN FRONT PLATE W600/W650 2M | 181 | 4l | B | PPLVS | 510 | 30 | 55 | 302
General Purpose | 2 Small & Med building General Purpose | PTLVS <= 630A | LVS | LVS03802 | PLAIN FRONT PLATE W600/W650 3M | 218 | 4l | B | PPLVS | 510 | 20 | 113 | 495
General Purpose | 2 Small & Med building General Purpose | PTLVS <= 630A | LVS | LVS03803 | PLAIN FRONT PLATE W600/W650 4M | 270 | 4l | B | PPLVS | 510 | 30 | 164 | 671
General Purpose | 2 Small & Med building General Purpose | PTLVS <= 630A | LVS | LVS03804 | PLAIN FRONT PLATE W600/W650 5M | 322 | 4l | B | PPLVS | 510 | 30 | 210 | 847
General Purpose | 2 Small & Med building General Purpose | PTLVS <= 630A | LVS | LVS03805 | PLAIN FRONT PLATE W600/W650 6M | 375 | 4l | B | PPLVS | 510 | 30 | 262 | 1028
General Purpose | 2 Small & Med building General Purpose | PTLVS <= 630A | LVS | LVS03806 | PLAIN FRONT PLATE W600/W650 9M | 427 | 4l | B | PPLVS | 510 | 30 | 310 | 1213
General Purpose | 2 Small & Med building General Purpose | PTLVS <= 630A | LVS | LVS03807 | PLN.FR.PL P&G W600/W650 12M | 590 | 4l | B | PPLVS | 514 | 30 | 460 | 1793
General Purpose | 2 Small & Med building General Purpose | PTLVS <= 630A | LVS | LVS03808 | PLN.FR.PL P&G W300 1M | 748 | 4l | B | PPLVS | 615 | 30 | 515 | 2260
General Purpose | 2 Small & Med building General Purpose | PTLVS <= 630A | LVS | LVS03811 | PLAIN FRONT PLATE W300 2M | 213 | 4l | B | PPLVS | 275 | 30 | 65 | 177
General Purpose | 2 Small & Med building General Purpose | PTLVS <= 630A | LVS | LVS03812 | PLAIN FRONT PLATE W300 3M | 253 | 4l | B | PPLVS | 262 | 26 | 120 | 270
General Purpose | 2 Small & Med building General Purpose | PTLVS <= 630A | LVS | LVS03813 | PLAIN FRONT PLATE W300 4M | 300 | 4l | B | PPLVS | 265 | 30 | 155 | 370
General Purpose | 2 Small & Med building General Purpose | PTLVS <= 630A | LVS | LVS03814 | PLAIN FRONT PLATE W300 5M | 358 | 4l | B | PPLVS | 270 | 30 | 210 | 472
General Purpose | 2 Small & Med building General Purpose | PTLVS <= 630A | LVS | LVS03815 | PLAIN FRONT PLATE W300 6M | 416 | 4l | B | PPLVS | 262 | 26 | 262 | 562
General Purpose | 2 Small & Med building General Purpose | PTLVS <= 630A | LVS | LVS03816 | PLN.FR.PL P&G W300 9M | 470 | 4l | B | PPLVS | 312 | 27 | 260 | 664
General Purpose | 2 Small & Med building General Purpose | PTLVS <= 630A | LVS | LVS03851 | PLN.FR.PL G W850 3M | 304 | 4l | B | PPLVS | 750 | 30 | 50 | 508
General Purpose | 2 Small & Med building General Purpose | PTLVS <= 630A | LVS | LVS03854 | PLN.FR.PL G W850 6M | 629 | 4l | B | PPLVS | 750 | 30 | 200 | 1453
General Purpose | 2 Small & Med building General Purpose | PTLVS <= 630A | LVS | LVS03856 | PLAIN FRONT PLATE W850 11M | 833 | 4l | B | PPLVS | 750 | 30 | 300 | 2093
General Purpose | 2 Small & Med building General Purpose | PTLVS <= 630A | LVS | LVS03895 | SUPPORT 72X72 MET.DEV/PB FOR 03904/03928 | 466 | 4l | B | PPLVS | 500 | 30 | 150 | 476.4
General Purpose | 2 Small & Med building General Purpose | PTLVS <= 630A | LVS | LVS03901 | SUPP.CUT-OUT 72X72MET.DEV/PB 03904/03928 | 326 | 4l | B | PPLVS | 148 | 20 | 103 | 47
General Purpose | 2 Small & Med building General Purpose | PTLVS <= 630A | LVS | LVS03903 | FR.PL 72A²-96A² C/OUT MET.DEV P&G W600 3 | 380 | 4l | B | PPLVS | 150 | 15 | 102 | 32
General Purpose | 2 Small & Med building General Purpose | PTLVS <= 630A | LVS | LVS03904 | SUPPORT 72X72 MET.DEV/PB FOR 03910/03912 | 598 | 4l | B | PPLVS | 500 | 30 | 150 | 333.8
General Purpose | 2 Small & Med building General Purpose | PTLVS <= 630A | LVS | LVS03908 | FR.PL 72A² 6.C/OUT MET.DEV P&G W600 3M | 99 | 4l | B | PPLVS | 98 | 12 | 95 | 28
General Purpose | 2 Small & Med building General Purpose | PTLVS <= 630A | LVS | LVS03911 | FR.PL.96x96 1 CUT-OUT MET.DEV/PB W600 3M | 920 | 4l | B | PPLVS | 515 | 30 | 165 | 507
General Purpose | 2 Small & Med building General Purpose | PTLVS <= 630A | LVS | LVS03913 | FR.PL 12.PB/LAMPS P&G W600/W650 2M | 920 | 4l | B | PPLVS | 515 | 30 | 155 | 607
General Purpose | 2 Small & Med building General Purpose | PTLVS <= 630A | LVS | LVS03923 | FR.PL. 4 PRE CUT-OUT 96x96 W850 3M | 920 | 4l | B | PPLVS | 265 | 29 | 160 | 313
General Purpose | 2 Small & Med building General Purpose | PTLVS <= 630A | LVS | LVS04008 | LINERGY FM 2P DIS.BLOCK 200A 24M 24HOLES | 1111 | 4l | B | PPLVS | 232 | 47 | 62 | 447
General Purpose | 2 Small & Med building General Purpose | PTLVS <= 630A | LVS | LVS04013 | LINERGY FM 4P DIS.BLOCK 200A 24M 54HOLES | 2040 | 4l | B | PPLVS | 445 | 69 | 75 | 1276
General Purpose | 2 Small & Med building General Purpose | PTLVS <= 630A | LVS | LVS04014 | LINERGY FM 4P DIS.BLOCK 160A 12M 27HOLES | 2267 | 4l | B | PPLVS | 445 | 70 | 78 | 1562
General Purpose | 2 Small & Med building General Purpose | PTLVS <= 630A | LVS | LVS04018 | 4P CONN.LIN.BW INSUL.BB/LIN.FM D.BLK200A | 1587 | 4l | B | PPLVS | 242 | 68 | 78 | 938
General Purpose | 2 Small & Med building General Purpose | PTLVS <= 630A | LVS | LVS04021 | 4P CONN.LIN.BS STAGE BB/LIN.FM D.BLK200A | 934 | 4l | B | PPLVS | 400 | 10 | 45 | 741.9
General Purpose | 2 Small & Med building General Purpose | PTLVS <= 630A | LVS | LVS04029 | 4 CONN. NG160/LINERGY FM DIST.BLK 160A | 472 | 4l | B | PPLVS | 80 | 30 | 35 | 76
General Purpose | 2 Small & Med building General Purpose | PTLVS <= 630A | LVS | LVS04031 | LINERGY DP 3P D.BLK/COMPACT 250A 27HOLES | 440 | 4l | B | PPLVS | 112 | 36 | 56 | 152
General Purpose | 2 Small & Med building General Purpose | PTLVS <= 630A | LVS | LVS04033 | LINERGY DP 4P D.BLK/COMPACT 250A 36HOLES | 1632 | 4l | B | PPLVS | 145 | 68 | 120 | 719
General Purpose | 2 Small & Med building General Purpose | PTLVS <= 630A | LVS | LVS04045 | LINERGY DX 4P D.BLK/NG160 160A 6M 52HOLE | 1030 | 4l | B | PPLVS | 135 | 98 | 112 | 472
General Purpose | 2 Small & Med building General Purpose | PTLVS <= 630A | LVS | LVS04046 | 4 CONN.NG125/LINERGY DX DIST.BLOCK 125A | 1453 | 4l | B | PPLVS | 245 | 100 | 148 | 1201
General Purpose | 2 Small & Med building General Purpose | PTLVS <= 630A | LVS | LVS04047 | LINERGY BS 4P MULTISTAGE BB 160A 52HOLES | 924 | 4l | B | PPLVS | 420 | 10 | 140 | 532
General Purpose | 2 Small & Med building General Purpose | PTLVS <= 630A | LVS | LVS04053 | LINERGY BS 4P MULTISTAGE BB 400A 52HOLES | 2648 | 4l | B | PPLVS | 550 | 160 | 260 | 3042
General Purpose | 2 Small & Med building General Purpose | PTLVS <= 630A | LVS | LVS04060 | POWER SUPPLY BLOCK UNIVERSAL 250A 4P | 1245 | 4l | B | PPLVS | 178 | 115 | 147 | 1198
General Purpose | 2 Small & Med building General Purpose | PTLVS <= 630A | LVS | LVS04061 | CU CONN 250A 4P/UNIVERSAL POWER SUPPLY | 1209 | 4l | B | PPLVS | 185 | 50 | 115 | 417
General Purpose | 2 Small & Med building General Purpose | PTLVS <= 630A | LVS | LVS04070 | POWER SUPPLY BLCK NSX/CVS/INS-INV 630 4P | 2434 | 4l | B | PPLVS | 245 | 120 | 195 | 2647
General Purpose | 2 Small & Med building General Purpose | PTLVS <= 630A | LVS | LVS04113 | LINERGY BW 3P INSULATED B.BAR 630A L1000 | 4599 | 4l | B | PPLVS | 1125 | 45 | 130 | 5400
General Purpose | 2 Small & Med building General Purpose | PTLVS <= 630A | LVS | LVS04121 | LINERGY BW 4P INSULATED B.BAR 250A L1000 | 4343 | 4l | B | PPLVS | 1130 | 45 | 130 | 4202
General Purpose | 2 Small & Med building General Purpose | PTLVS <= 630A | LVS | LVS04122 | LINERGY BW 4P INSULATED B.BAR 400A L1000 | 4945 | 4l | B | PPLVS | 1125 | 40 | 130 | 4894
General Purpose | 2 Small & Med building General Purpose | PTLVS <= 630A | LVS | LVS04123 | LINERGY BW 4P INSULATED B.BAR 630A L1000 | 6487 | 4l | B | PPLVS | 1130 | 45 | 128 | 6648
General Purpose | 2 Small & Med building General Purpose | PTLVS <= 630A | LVS | LVS04126 | LINERGY BW 4P INSULATED B.BAR 250A L1400 | 5580 | 4l | B | PPLVS | 1530 | 45 | 130 | 5820
General Purpose | 2 Small & Med building General Purpose | PTLVS <= 630A | LVS | LVS04145 | CU CONNECTIONS 160A 4P W250 | 793 | 4l | B | PPLVS | 240 | 10 | 50 | 430
General Purpose | 2 Small & Med building General Purpose | PTLVS <= 630A | LVS | LVS04161 | 4 THREADED BARS 250A L1000/LINERGY BS BB | 2628 | 4l | B | PPLVS | 1096 | 15 | 130 | 2590
General Purpose | 2 Small & Med building General Purpose | PTLVS <= 630A | LVS | LVS04162 | 4 THREADED BARS 400A L1000/LINERGY BS BB | 3460 | 4l | B | PPLVS | 1095 | 20 | 130 | 3476
General Purpose | 2 Small & Med building General Purpose | PTLVS <= 630A | LVS | LVS04163 | 4 THREADED BARS 160A L1400/LINERGY BS BB | 5353 | 4l | B | PPLVS | 1093 | 16 | 132 | 5608
General Purpose | 2 Small & Med building General Purpose | PTLVS <= 630A | LVS | LVS04172 | 4 THREADED BARS 400A L1400/LINERGY BS BB | 5109 | 4l | B | PPLVS | 1540 | 15 | 175 | 4899
General Purpose | 2 Small & Med building General Purpose | PTLVS <= 630A | LVS | LVS04173 | 4 THREADED BARS 630A L1400/LINERGY BS BB | 7948 | 4l | B | PPLVS | 1540 | 16 | 170 | 8000
General Purpose | 2 Small & Med building General Purpose | PTLVS <= 630A | LVS | LVS04191 | PLATE GV7/NSX 100-250 3P 106X192 | 320 | 4l | B | PPLVS | 463 | 40 | 53 | 252
General Purpose | 2 Small & Med building General Purpose | PTLVS <= 630A | LVS | LVS04192 | 20 BOLTS 8.8 CLASS M6X20 /5MM COPPER BAR | 345 | 4l | B | PPLVS | 235 | 30 | 113 | 203
General Purpose | 2 Small & Med building General Purpose | PTLVS <= 630A | LVS | LVS04195 | BARRIER H1500MM/LINERGY BS MULTISTAGE BB | 275 | 4l | B | PPLVS | 90 | 30 | 40 | 246.4
General Purpose | 2 Small & Med building General Purpose | PTLVS <= 630A | LVS | LVS04198 | EARTH BAR 35?40 CLAMPS L450 LINERGY TB | 566 | 4l | B | PPLVS | 472 | 14 | 100 | 306.8
General Purpose | 2 Small & Med building General Purpose | LV Panel systems > = 630A | LVS | LVS04200 | 2 EARTH BAR 35?20 CLAMP L200 LINERGY TB | 598 | 4l | B | PPLVS | 502 | 22 | 32 | 346
General Purpose | 2 Small & Med building General Purpose | LV Panel systems > = 630A | LVS | LVS04202 | AUXILIARY BUS DUCT L1755 LINERGY TA 4P | 350 | 4l | B | PPLVS | 212 | 23 | 32 | 358.2
General Purpose | 2 Small & Med building General Purpose | PTLVS <= 630A | LVS | LVS04205 | FIX.BRACK.V.EARTH BAR ENC.H15 | 180 | 4l | B | PPLVS | 105 | 37 | 25 | 72
General Purpose | 2 Small & Med building General Purpose | PTLVS <= 630A | LVS | LVS04207 | FIX.BRACK.V.EARTH BAR ENC.H80 | 257 | 4l | B | PPLVS | 55 | 25 | 55 | 57
General Purpose | 2 Small & Med building General Purpose | LV Panel systems > = 630A | LVS | LVS04210 | 4 EARTH BLK 12X4² TERM.CLAMP LINERGY TB | 68 | 4l | B | PPLVS | 50 | 20 | 25 | 14
General Purpose | 2 Small & Med building General Purpose | PTLVS <= 630A | LVS | LVS04220 | M.BR.4V.MOD.DEV.RAILS TERM.BLK | 261 | 4l | B | PPLVS | 230 | 35 | 105 | 446.4
General Purpose | 2 Small & Med building General Purpose | PTLVS <= 630A | LVS | LVS04224 | SET OF 12 RAISERS H11/MOD RAIL FOR NSXm | 163 | 4l | B | PPLVS | 95 | 45 | 60 | 32
General Purpose | 2 Small & Med building General Purpose | LV Panel systems > = 630A | LVS | LVS04226 | RAIL AND RAISERS MODULAR | 707 | 4l | B | PPLVS | 1780 | 65 | 95 | 1279
General Purpose | 2 Small & Med building General Purpose | LV Panel systems > = 630A | LVS | LVS04228 | 20 TAB CONN.M10 VOLT.TAP-OFFS | 395 | 4l | B | PPLVS | 64 | 50 | 52 | 110
General Purpose | 2 Small & Med building General Purpose | LV Panel systems > = 630A | LVS | LVS04239 | 4 COVERS HZ.CABLE STRAPS | 339 | 4l | B | PPLVS | 295 | 53 | 95 | 300
General Purpose | 2 Small & Med building General Purpose | LV Panel systems > = 630A | LVS | LVS04243 | 12 HZ.TRUNKING SUPPORTS | 517 | 4l | B | PPLVS | 435 | 50 | 74 | 346.2
General Purpose | 2 Small & Med building General Purpose | LV Panel systems > = 630A | LVS | LVS04255 | 4HZ.TRUNKING SECTIONS L450+SUP | 220 | 4l | B | PPLVS | 433 | 45 | 78 | 255.6
General Purpose | 2 Small & Med building General Purpose | LV Panel systems > = 630A | LVS | LVS04257 | 12 VERTICAL CABLE STRAPS | 634 | 4l | B | PPLVS | 500 | 45 | 200 | 1022
General Purpose | 2 Small & Med building General Purpose | LV Panel systems > = 630A | LVS | LVS04264 | 12 V.TRUNKING SUPPORTS | 471 | 4l | B | PPLVS | 316 | 70 | 151 | 494
General Purpose | 2 Small & Med building General Purpose | LV Panel systems > = 630A | LVS | LVS04265 | 10 VERTICAL TRUNKING PLATES | 695 | 4l | B | PPLVS | 434 | 43 | 78 | 190
General Purpose | 2 Small & Med building General Purpose | LV Panel systems > = 630A | LVS | LVS04267 | VERTICAL PARTITION PRISMA G IP30 | 560 | 4l | B | PPLVS | 2000 | 63 | 80 | 1400
General Purpose | 2 Small & Med building General Purpose | PTLVS <= 630A | LVS | LVS04330 | HORIZONTAL PARTITION W600 PRISMA G | 1316 | 4l | B | PPLVS | 810 | 24 | 120 | 1921
General Purpose | 2 Small & Med building General Purpose | PTLVS <= 630A | LVS | LVS04331 | HORIZONTAL PARTITION W300 PRISMA G | 627 | 4l | B | PPLVS | 575 | 25 | 155 | 813.4
General Purpose | 2 Small & Med building General Purpose | PTLVS <= 630A | LVS | LVS04335 | HORIZONTAL PARTITION W850 PRISMA G | 3227 | 4l | B | PPLVS | 805 | 30 | 120 | 2140
General Purpose | 2 Small & Med building General Purpose | LV Panel systems > = 630A | LVS | LVS04403 | LINERGY FC D.BLK /NSX250 4P TOG/FIX+CONN | 6529 | 4l | A | PPLVS | 455 | 150 | 255 | 5930
General Purpose | 2 Small & Med building General Purpose | LV Panel systems > = 630A | LVS | LVS04404 | LINERGY FC D.BLK /NSX250 3P WITH CONN | 6722 | 4l | B | PPLVS | 460 | 154 | 245 | 6630
General Purpose | 2 Small & Med building General Purpose | LV Panel systems > = 630A | LVS | LVS04405 | LINERGY FC D.BLK /NSX250 4P WITH CONN | 7509 | 4l | B | PPLVS | 460 | 155 | 245 | 7200
General Purpose | 2 Small & Med building General Purpose | LV Panel systems > = 630A | LVS | LVS04407 | LINERGY FC D.BLK /NSX250 4P WITHOUT CONN | 5768 | 4l | B | PPLVS | 460 | 155 | 245 | 4028
General Purpose | 2 Small & Med building General Purpose | LV Panel systems > = 630A | LVS | LVS04423 | CONNECTION NSX TOGGLE-4P 250A FIXED HORZ | 1045 | 4l | B | PPLVS | 300 | 45 | 275 | 978
General Purpose | 2 Small & Med building General Purpose | LV Panel systems > = 630A | LVS | LVS04424 | CONN.TRANSF. NSX TOG -3P 250A FIXED HORZ | 1358 | 4l | B | PPLVS | 300 | 45 | 275 | 1231
General Purpose | 2 Small & Med building General Purpose | LV Panel systems > = 630A | LVS | LVS04425 | CONN.TRANSF. NSX TOG -4P 250A FIXED HORZ | 2555 | 4l | B | PPLVS | 420 | 180 | 290 | 4076
General Purpose | 2 Small & Med building General Purpose | LV Panel systems > = 630A | LVS | LVS04427 | CONN. NSX/INS -4P 250A FIXED/WITHD HORZ | 1150 | 4l | B | PPLVS | 390 | 50 | 280 | 1212
General Purpose | 2 Small & Med building General Purpose | LV Panel systems > = 630A | LVS | LVS04429 | UNIVERSAL CONNECTION IN DUCT 250A 4P | 1896 | 4l | B | PPLVS | 395 | 160 | 270 | 2856
General Purpose | 2 Small & Med building General Purpose | LV Panel systems > = 630A | LVS | LVS04453 | CONNECTION NSX TOGGLE-4P 630A FIXED HORZ | 1881 | 4l | B | PPLVS | 300 | 45 | 275 | 2348
General Purpose | 2 Small & Med building General Purpose | LV Panel systems > = 630A | LVS | LVS04454 | DRILLED FLAT BAR LINERGY BS 80X5 L1675 | 2338 | 4l | B | PPLVS | 300 | 45 | 275 | 3360
General Purpose | 2 Small & Med building General Purpose | LV Panel systems > = 630A | LVS | LVS04455 | CONN.TRANSF. NSX TOG -4P 630A FIXED HZ | 3373 | 4l | B | PPLVS | 440 | 160 | 270 | 5662
General Purpose | 2 Small & Med building General Purpose | LV Panel systems > = 630A | LVS | LVS04459 | UNIVERSAL CONNECTION IN DUCT 630A 4P | 2148 | 4l | B | PPLVS | 395 | 160 | 275 | 3068
General Purpose | 2 Small & Med building General Purpose | LV Panel systems > = 630A | LVS | LVS04473 | CONN. HORIZ FIXED MTZ1/NT 4P 1000A | 5224 | 4l | B | PPLVS | 390 | 55 | 140 | 4652
General Purpose | 2 Small & Med building General Purpose | LV Panel systems > = 630A | LVS | LVS04474 | CONN. FIXED MTZ1/NT 3P 1250A | 6786 | 4l | B | PPLVS | 389 | 55 | 142 | 6096
General Purpose | 2 Small & Med building General Purpose | LV Panel systems > = 630A | LVS | LVS04475 | CONN. FIXED MTZ1/NT 4P 1250A | 7058 | 4l | B | PPLVS | 540 | 115 | 130 | 6286
General Purpose | 2 Small & Med building General Purpose | LV Panel systems > = 630A | LVS | LVS04477 | CONN. WITHD NS-MTZ1/NT 4P 1250A | 6721 | 4l | B | PPLVS | 540 | 125 | 125 | 7177
General Purpose | 2 Small & Med building General Purpose | LV Panel systems > = 630A | LVS | LVS04484 | CONNECTION NS -3P 1250A FIXED | 13633 | 4l | B | PPLVS | 640 | 115 | 380 | 19589
General Purpose | 2 Small & Med building General Purpose | LV Panel systems > = 630A | LVS | LVS04485 | CONNECTION NS -4P 1250A FIXED | 6529 | 4l | B | PPLVS | 540 | 115 | 125 | 6702
General Purpose | 2 Small & Med building General Purpose | LV Panel systems > = 630A | LVS | LVS04487 | CONNECTION NS -4P 1600A FIXED | 8962 | 4l | B | PPLVS | 540 | 125 | 115 | 14818
General Purpose | 2 Small & Med building General Purpose | LV Panel systems > = 630A | LVS | LVS04491 | CONN. WITHD NS-MTZ1/NT 4P 1600A | 9955 | 4l | B | PPLVS | 540 | 130 | 113 | 16780
General Purpose | 2 Small & Med building General Purpose | LV Panel systems > = 630A | LVS | LVS04495 | CONN. HORIZ LGYE MTZ2/NW 2500A 4P | 7266 | 4l | B | PPLVS | 610 | 115 | 195 | 11900
General Purpose | 2 Small & Med building General Purpose | LV Panel systems > = 630A | LVS | LVS04496 | CONN. HORIZ LGYE MTZ2/NW 3200A 3P | 9297 | 4l | B | PPLVS | 615 | 120 | 200 | 14967
General Purpose | 2 Small & Med building General Purpose | LV Panel systems > = 630A | LVS | LVS04497 | CONN. HORIZ LGYE MTZ2/NW 3200A 4P | 11912 | 4l | B | PPLVS | 610 | 170 | 195 | 19082
General Purpose | 2 Small & Med building General Purpose | LV Panel systems > = 630A | LVS | LVS04498 | LINERGY LGY VERTICAL PROFILE 630A L1670 | 15161 | 4l | B | PPLVS | 610 | 165 | 200 | 24416
General Purpose | 2 Small & Med building General Purpose | LV Panel systems > = 630A | LVS | LVS04502 | LINERGY LGY VERTICAL PROFILE 800A L1670 | 1915 | 4l | B | PPLVS | 1770 | 37.5 | 47.5 | 1401
General Purpose | 2 Small & Med building General Purpose | LV Panel systems > = 630A | LVS | LVS04503 | LINERGY LGY VERTICAL PROFILE 1000A L1670 | 2147 | 4l | B | PPLVS | 1770 | 37.5 | 47.5 | 1584
General Purpose | 2 Small & Med building General Purpose | LV Panel systems > = 630A | LVS | LVS04504 | LINERGY LGY VERTICAL PROFILE 1250A L1670 | 2379 | 4l | B | PPLVS | 1770 | 37.5 | 47.5 | 2154
General Purpose | 2 Small & Med building General Purpose | LV Panel systems > = 630A | LVS | LVS04505 | LINERGY LGY VERTICAL PROFILE 1600A L1670 | 2611 | 4l | B | PPLVS | 1770 | 37.5 | 47.5 | 3196
General Purpose | 2 Small & Med building General Purpose | LV Panel systems > = 630A | LVS | LVS04506 | LINERGY LGYE VERT PROFILE 2000A L1625 | 2843 | 4l | B | PPLVS | 1770 | 39 | 47.5 | 3988
General Purpose | 2 Small & Med building General Purpose | LV Panel systems > = 630A | LVS | LVS04512 | PE V.BAR W.HOLES 50X5 L1675 LINERGY TB | 1098 | 4l | B | PPLVS | 1780 | 15 | 115 | 1926
General Purpose | 2 Small & Med building General Purpose | LV Panel systems > = 630A | LVS | LVS04515 | DRILLED FLAT BAR LINERGY BS 60X5 L1675 | 1970 | 4l | B | PPLVS | 1780 | 15 | 120 | 3550
General Purpose | 2 Small & Med building General Purpose | LV Panel systems > = 630A | LVS | LVS04516 | DRILLED FLAT BAR LINERGY BS 50X10 L1675 | 3704 | 4l | B | PPLVS | 1795 | 15 | 145 | 4446
General Purpose | 2 Small & Med building General Purpose | LV Panel systems > = 630A | LVS | LVS04518 | CONN.TRANSF. NSX TOG -3P 630A FIXED HZ | 4769 | 4l | B | PPLVS | 1795 | 15 | 145 | 5828
General Purpose | 2 Small & Med building General Purpose | LV Panel systems > = 630A | LVS | LVS04528 | PLAIN HZ FLAT BAR LINERGY BS 60X5 L2000 | 9272 | 4l | B | PPLVS | 1800 | 18 | 140 | 11202
General Purpose | 2 Small & Med building General Purpose | LV Panel systems > = 630A | LVS | LVS04550 | PLAIN HZ FLAT BAR LINERGY BS120X10 L2000 | 15482 | 4l | A | PPLVS | 2122 | 16 | 180 | 18342
General Purpose | 2 Small & Med building General Purpose | PTLVS <= 630A | LVS | LVS04560 | LINERGY LGYE PROFILE 800A L2000 | 2075 | 4l | B | PPLVS | 2100 | 32 | 66 | 2347
General Purpose | 2 Small & Med building General Purpose | PTLVS <= 630A | LVS | LVS04561 | LINERGY LGYE PROFILE 1000A L2000 | 2090 | 4l | B | PPLVS | 2100 | 32 | 66 | 2344
General Purpose | 2 Small & Med building General Purpose | PTLVS <= 630A | LVS | LVS04562 | LINERGY LGYE PROFILE 1250A L2000 | 2242 | 4l | B | PPLVS | 2100 | 30 | 65 | 2744
General Purpose | 2 Small & Med building General Purpose | PTLVS <= 630A | LVS | LVS04563 | LINERGY LGYE PROFILE 1600A L2000 | 2611 | 4l | B | PPLVS | 2100 | 32 | 65 | 4053
General Purpose | 2 Small & Med building General Purpose | PTLVS <= 630A | LVS | LVS04564 | LINERGY LGYE PROFILE 2000A L2000 | 3631 | 4l | A | PPLVS | 2100 | 32 | 66 | 5151
General Purpose | 2 Small & Med building General Purpose | PTLVS <= 630A | LVS | LVS04565 | LINERGY LGYE PROFILE 2500A L2000 | 4916 | 4l | B | PPLVS | 2100 | 45 | 108 | 7106
General Purpose | 2 Small & Med building General Purpose | PTLVS <= 630A | LVS | LVS04566 | LINERGY LGYE PROFILE 3200A L2000 | 6169 | 4l | A | PPLVS | 2104 | 45 | 108 | 10662
General Purpose | 2 Small & Med building General Purpose | PTLVS <= 630A | LVS | LVS04567 | LINERGY LGYE PROFILE 4000A L2000 | 10671 | 4l | A | PPLVS | 2100 | 45 | 157 | 19016
General Purpose | 2 Small & Med building General Purpose | PTLVS <= 630A | LVS | LVS04568 | LINERGY LGYE VERTICAL CONNECTION 1600A | 11862 | 4l | A | PPLVS | 2100 | 45 | 158 | 22208
General Purpose | 2 Small & Med building General Purpose | PTLVS <= 630A | LVS | LVS04602 | LINERGY LGYE VERT. SHIFTED CONNECT.1600A | 933 | 4l | B | PPLVS | 145 | 35 | 55 | 695.4
General Purpose | 2 Small & Med building General Purpose | PTLVS <= 630A | LVS | LVS04605 | LINERGY LGYE VERTICAL CONNECTION 4000A | 1717 | 4l | B | PPLVS | 190 | 45 | 110 | 1579
General Purpose | 2 Small & Med building General Purpose | PTLVS <= 630A | LVS | LVS04607 | LINERGY LGYE ANGLE KIT JOINT 1600A | 3515 | 4l | B | PPLVS | 294 | 50 | 153 | 4260
General Purpose | 2 Small & Med building General Purpose | PTLVS <= 630A | LVS | LVS04620 | LINERGY LGYE HORIZONTAL JOINT 2500A | 1512 | 4l | B | PPLVS | 125 | 40 | 65 | 776
General Purpose | 2 Small & Med building General Purpose | PTLVS <= 630A | LVS | LVS04621 | LINERGY LGYE HORIZONTAL JOINT 4000A | 2838 | 4l | B | PPLVS | 250 | 50 | 100 | 1993
General Purpose | 2 Small & Med building General Purpose | PTLVS <= 630A | LVS | LVS04623 | LINERGY LGYE ISOLATING SCREEN NEUTRAL | 5935 | 4l | B | PPLVS | 235 | 44 | 130 | 3135
General Purpose | 2 Small & Med building General Purpose | PTLVS <= 630A | LVS | LVS04624 | CONNECTION 1000A 5MM HZ.BAR/ LGY PROFILE | 732 | 4l | B | PPLVS | 240 | 40 | 150 | 376
General Purpose | 2 Small & Med building General Purpose | LV Panel systems > = 630A | LVS | LVS04636 | CONNECT.PLATE 3200A 10MM HZ/ V.FLAT BAR | 1926 | 4l | B | PPLVS | 100 | 45 | 100 | 1142
General Purpose | 2 Small & Med building General Purpose | LV Panel systems > = 630A | LVS | LVS04637 | CONNECT.PLATE 4000A 10MM HZ/ V.FLAT BAR | 3335 | 4l | B | PPLVS | 140 | 50 | 80 | 1303
General Purpose | 2 Small & Med building General Purpose | LV Panel systems > = 630A | LVS | LVS04641 | MOUNTING HARDWARE/JOINT>80MM LINERGY LGY | 5653 | 4l | B | PPLVS | 115 | 40 | 90 | 1534
General Purpose | 2 Small & Med building General Purpose | LV Panel systems > = 630A | LVS | LVS04644 | MOUNTING HARDWARE LINERGY LGYE>=3200A | 9896 | 4l | B | PPLVS | 235 | 115 | 180 | 13171
General Purpose | 2 Small & Med building General Purpose | LV Panel systems > = 630A | LVS | LVS04645 | LINERGY LGYE HORIZONTAL JOINT 1600A | 4318 | 4l | B | PPLVS | 110 | 55 | 95 | 1468
General Purpose | 2 Small & Med building General Purpose | LV Panel systems > = 630A | LVS | LVS04646 | LINERGY LGY LATERAL BUSBAR SUPPORT | 1764 | 4l | B | PPLVS | 200 | 32 | 70 | 505.2
General Purpose | 2 Small & Med building General Purpose | LV Panel systems > = 630A | LVS | LVS04651 | LINERGY LGY REAR BUSBAR SUPPORT | 1335 | 4l | B | PPLVS | 380 | 50 | 182 | 1506
General Purpose | 2 Small & Med building General Purpose | LV Panel systems > = 630A | LVS | LVS04652 | LINERGY BS REAR VERT.SUPPORT 5/10MM BAR | 3891 | 4l | B | PPLVS | 580 | 60 | 90 | 2774
General Purpose | 2 Small & Med building General Purpose | LV Panel systems > = 630A | LVS | LVS04653 | LINERGY TB PEN KIT / LGY PROFILE | 2918 | 4l | B | PPLVS | 580 | 80 | 60 | 2067
General Purpose | 2 Small & Med building General Purpose | LV Panel systems > = 630A | LVS | LVS04657 | 12 STOPS/1600A BOTT.SUPPORT LINERGY LGYE | 271 | 4l | B | PPLVS | 90 | 40 | 90 | 388.8
General Purpose | 2 Small & Med building General Purpose | PTLVS <= 630A | LVS | LVS04658 | 12 STOPS/4000A BOTT.SUPPORT LINERGY LGYE | 399 | 4l | B | PPLVS | 170 | 60 | 103 | 237
General Purpose | 2 Small & Med building General Purpose | PTLVS <= 630A | LVS | LVS04659 | FIXED SUPPORT VERT. BB LINERGY LGYE/BS | 399 | 4l | B | PPLVS | 190 | 50 | 130 | 248
General Purpose | 2 Small & Med building General Purpose | PTLVS <= 630A | LVS | LVS04661 | FREE BUSBAR SUPPORT LINERGY LGYE/BS | 917 | 4l | B | PPLVS | 370 | 56 | 60 | 1032
General Purpose | 2 Small & Med building General Purpose | PTLVS <= 630A | LVS | LVS04662 | BOTTOM LAT.V.5/10 BB SUPPORT LIN.LGYE/BS | 696 | 4l | B | PPLVS | 303.3 | 50 | 31 | 777
General Purpose | 2 Small & Med building General Purpose | PTLVS <= 630A | LVS | LVS04663 | FIXED SUPPORT HZ. BB LINERGY LGYE/BS | 645 | 4l | B | PPLVS | 370 | 30 | 110 | 797
General Purpose | 2 Small & Med building General Purpose | PTLVS <= 630A | LVS | LVS04664 | HORIZ.10MM BB SUPPORT D600 LINERGY BS | 1204 | 4l | B | PPLVS | 344 | 65 | 58 | 1407
General Purpose | 2 Small & Med building General Purpose | PTLVS <= 630A | LVS | LVS04665 | BOT.LAT.5/10 BB SUPPORT W300 LIN.LGYE/BS | 1800 | 4l | B | PPLVS | 550 | 55 | 70 | 2396
General Purpose | 2 Small & Med building General Purpose | LV Panel systems > = 630A | LVS | LVS04666 | 2 HORIZONTAL PE SUPPORTS LINERGY TB | 1084 | 4l | B | PPLVS | 365 | 70 | 80 | 954
General Purpose | 2 Small & Med building General Purpose | LV Panel systems > = 630A | LVS | LVS04667 | VERTICAL 10MM BB SUPPORT D600 LINERGY BS | 139 | 4l | B | PPLVS | 76 | 23 | 41 | 134
General Purpose | 2 Small & Med building General Purpose | LV Panel systems > = 630A | LVS | LVS04671 | 2 CONNECT.PLATE HZ/V.PE BAR LINERGY TB | 332 | 4l | B | PPLVS | 190 | 30 | 40 | 126
General Purpose | 2 Small & Med building General Purpose | LV Panel systems > = 630A | LVS | LVS04672 | FREE 5/10 BUSBAR SUPPORT D600 LINERGY BS | 743 | 4l | B | PPLVS | 110 | 50 | 90 | 827
General Purpose | 2 Small & Med building General Purpose | LV Panel systems > = 630A | LVS | LVS04678 | JOINT LINERGY VERT.LGY/LGYE 1600A 3P | 1258 | 4l | B | PPLVS | 464 | 50 | 60 | 1352
General Purpose | 2 Small & Med building General Purpose | LV Panel systems > = 630A | LVS | LVS04685 | JOINT LINERGY VERTICAL LGYE 3200A NW | 2188 | 4l | B | PPLVS | 230 | 95 | 148 | 2010
General Purpose | 2 Small & Med building General Purpose | LV Panel systems > = 630A | LVS | LVS04687 | FLANGE FOR FLAT BARS | 4219 | 4l | B | PPLVS | 305 | 47 | 275 | 4454
General Purpose | 2 Small & Med building General Purpose | LV Panel systems > = 630A | LVS | LVS04691 | FLANGE FOR FLAT BARS W400 | 4321 | 4l | B | PPLVS | 475 | 32 | 32 | 217
General Purpose | 2 Small & Med building General Purpose | PTLVS <= 630A | LVS | LVS04692 | M.PLATE TARIF NSX400 W300 | 6522 | 4l | B | PPLVS | 260 | 40 | 45 | 451.9
General Purpose | 2 Small & Med building General Purpose | LV Panel systems > = 630A | LVS | LVS04693 | CONN.SUP 115MM B/CENTRES | 3209 | 4l | B | PPLVS | 580 | 72 | 106 | 1776
General Purpose | 2 Small & Med building General Purpose | LV Panel systems > = 630A | LVS | LVS04694 | CANALIS INTERFACE 1600A 3P | 3477 | 4l | B | PPLVS | 578 | 68 | 120 | 2552
General Purpose | 2 Small & Med building General Purpose | PTLVS <= 630A | LVS | LVS04743 | INSULATED FLEX.BAR 24X5 L1800 | 989 | 4l | B | PPLVS | 1930 | 20 | 115 | 1561
General Purpose | 2 Small & Med building General Purpose | PTLVS <= 630A | LVS | LVS04746 | INSULATED FLEX.BAR 32X5 L1800 | 1779 | 4l | B | PPLVS | 1935 | 15 | 120 | 2554
General Purpose | 2 Small & Med building General Purpose | PTLVS <= 630A | LVS | LVS04751 | INSULATED FLEX.BAR 32X6 L1800 | 2315 | 4l | B | PPLVS | 1935 | 20 | 115 | 3278
General Purpose | 2 Small & Med building General Purpose | PTLVS <= 630A | LVS | LVS04752 | INSULATED FLEX.BAR 32X8 L1800 | 2729 | 4l | A | PPLVS | 1940 | 20 | 115 | 3775
General Purpose | 2 Small & Med building General Purpose | PTLVS <= 630A | LVS | LVS04753 | 20 M8 TORQUE NUTS | 3608 | 4l | A | PPLVS | 1940 | 20 | 115 | 4827
General Purpose | 2 Small & Med building General Purpose | LV Panel systems > = 630A | LVS | LVS04759 | 20 M8 LGY BOLTS FOR CAB.LUG/FLEX BAR L25 | 1372 | 4l | B | PPLVS | 100 | 40 | 50 | 275.6
General Purpose | 2 Small & Med building General Purpose | LV Panel systems > = 630A | LVS | LVS04766 | 20 M8 LGY BOLTS FOR COPPER BAR L39 | 349 | 4l | B | PPLVS | 110 | 25 | 75 | 414
General Purpose | 2 Small & Med building General Purpose | LV Panel systems > = 630A | LVS | LVS04767 | SET OF 12 SCREWPLATES FOR LINERGY EVOLUT | 387 | 4l | B | PPLVS | 115 | 30 | 80 | 503
General Purpose | 2 Small & Med building General Purpose | LV Panel systems > = 630A | LVS | LVS04768 | SET OF 8 SCREWPLATES FOR LINERGY EVOLUTI | 1677 | 4l | B | PPLVS | 130 | 50 | 90 | 924
General Purpose | 2 Small & Med building General Purpose | LV Panel systems > = 630A | LVS | LVS04769 | 20 M8/DIAM.20 FLAT WASHERS FLEX.BAR/LGY | 2305 | 4l | B | PPLVS | 120 | 40 | 100 | 891
General Purpose | 2 Small & Med building General Purpose | LV Panel systems > = 630A | LVS | LVS04809 | 12*TOOTH-CAP 1P LINERGY FC D.BLK NSXM160 | 330 | 4l | B | PPLVS | 135 | 30 | 45 | 34
General Purpose | 2 Small & Med building General Purpose | LV Panel systems > = 630A | LVS | LVS04842 | REAR CONN.COVER HZ.FIX.NS1600 | 3425 | 4l | B | PPLVS | 300 | 30 | 306 | 3120
General Purpose | 2 Small & Med building General Purpose | LV Panel systems > = 630A | LVS | LVS04844 | FRONT CONN.COVER V.FIX.NS1600 | 7008 | 4l | B | PPLVS | 840 | 55 | 645 | 6124
General Purpose | 2 Small & Med building General Purpose | LV Panel systems > = 630A | LVS | LVS04851 | FRONT V. CONN.COVER NS-MTZ1/NT | 5387 | 4l | B | PPLVS | 675 | 40 | 620 | 9557
General Purpose | 2 Small & Med building General Purpose | LV Panel systems > = 630A | LVS | LVS04852 | REAR CONN.COV.V.FIX.NS1600 | 4572 | 4l | B | PPLVS | 1055 | 40 | 685 | 7100
General Purpose | 2 Small & Med building General Purpose | LV Panel systems > = 630A | LVS | LVS04853 | REAR HORIZ CONN.COVER NS-MTZ1/NT | 10514 | 4l | B | PPLVS | 835 | 50 | 640 | 8489
General Purpose | 2 Small & Med building General Purpose | LV Panel systems > = 630A | LVS | LVS04854 | BUSBAR COVER V. NS-MTZ1/NT W400 | 11203 | 4l | B | PPLVS | 835 | 55 | 640 | 9550
General Purpose | 2 Small & Med building General Purpose | LV Panel systems > = 630A | LVS | LVS04855 | BUSBAR COVER V. MTZ2/NW/ISFL W650 | 5225 | 4l | B | PPLVS | 330 | 90 | 330 | 2806
General Purpose | 2 Small & Med building General Purpose | LV Panel systems > = 630A | LVS | LVS04861 | REAR CONN. COVER MTZ2/NW | 14443 | 4l | B | PPLVS | 705 | 95 | 630 | 9844
General Purpose | 2 Small & Med building General Purpose | LV Panel systems > = 630A | LVS | LVS04863 | CANALIS | 17129 | 4l | A | PPLVS | 710 | 90 | 635 | 15350
General Purpose | 2 Small & Med building General Purpose | LV Panel systems > = 630A | LVS | LVS04871 | FORM 3 HORIZONTAL PARTITION | 8813 | 4l | B | PPLVS | 675 | 40 | 620 | 6525
General Purpose | 2 Small & Med building General Purpose | LV Panel systems > = 630A | LVS | LVS04901 | INTER-CUBICLE PARTITION D400 | 1088 | 4l | B | PPLVS | 573 | 20 | 348 | 2624
General Purpose | 2 Small & Med building General Purpose | LV Panel systems > = 630A | LVS | LVS04911 | PLAIN BARRIER HZ.BB.W400 D400 | 1999 | 4l | B | PPLVS | 970 | 40 | 340 | 6892
General Purpose | 2 Small & Med building General Purpose | LV Panel systems > = 630A | LVS | LVS04919 | W300 FR.BARRIER FOR LAT.V.BB. | 1824 | 4l | B | PPLVS | 470 | 40 | 350 | 2109
General Purpose | 2 Small & Med building General Purpose | LV Panel systems > = 630A | LVS | LVS04920 | W150 FR.BARRIER FOR LAT.V.BB. | 2630 | 4l | B | PPLVS | 995 | 55 | 235 | 6551
General Purpose | 2 Small & Med building General Purpose | LV Panel systems > = 630A | LVS | LVS04921 | FORM 2 SIDE BARRIER FOR LAT.VERT.BB. | 1496 | 4l | B | PPLVS | 1010 | 30 | 120 | 2283
General Purpose | 2 Small & Med building General Purpose | LV Panel systems > = 630A | LVS | LVS04922 | FORM 2 SIDE BARRIER RESTORATION KIT | 2888 | 4l | B | PPLVS | 1810 | 37 | 128 | 6142
General Purpose | 2 Small & Med building General Purpose | LV Panel systems > = 630A | LVS | LVS04924 | PARTITION CONN.LGYE DEV>800A W650 D600 | 899 | 4l | B | PPLVS | 320 | 30 | 275 | 496
General Purpose | 2 Small & Med building General Purpose | LV Panel systems > = 630A | LVS | LVS04925 | PARTITION CONN. DEV>800A W650 D600 | 3900 | 4l | B | PPLVS | 614 | 30 | 352 | 2863
General Purpose | 2 Small & Med building General Purpose | LV Panel systems > = 630A | LVS | LVS04926 | ADDITIONAL PARTITION CONN.W650 D600 | 3900 | 4l | B | PPLVS | 680 | 45 | 420 | 2980
General Purpose | 2 Small & Med building General Purpose | LV Panel systems > = 630A | LVS | LVS04927 | ADDITIONAL PARTITION LGYE CONN.W650 D600 | 3370 | 4l | B | PPLVS | 574 | 25 | 225 | 1118
General Purpose | 2 Small & Med building General Purpose | LV Panel systems > = 630A | LVS | LVS04928 | INTER-CUBICLE PARTITION D600 | 3370 | 4l | B | PPLVS | 580 | 24 | 192 | 1106
General Purpose | 2 Small & Med building General Purpose | LV Panel systems > = 630A | LVS | LVS04931 | F3 PARTITION REAR SUPPORT | 2499 | 4l | B | PPLVS | 975 | 35 | 340 | 3525
General Purpose | 2 Small & Med building General Purpose | LV Panel systems > = 630A | LVS | LVS04943 | F4 BACKPLATE FRONT CONN.D600 | 2122 | 4l | B | PPLVS | 1850 | 35 | 135 | 7234
General Purpose | 2 Small & Med building General Purpose | LV Panel systems > = 630A | LVS | LVS04946 | FORM 4 CABLE GLAND PLATE 3/4 MODULES | 3834 | 4l | B | PPLVS | 935 | 40 | 387 | 6139
General Purpose | 2 Small & Med building General Purpose | LV Panel systems > = 630A | LVS | LVS04951 | FORM 4 CABLE GLAND PLATE 5/6 MODULES | 704 | 4l | B | PPLVS | 324 | 34 | 200 | 304
General Purpose | 2 Small & Med building General Purpose | LV Panel systems > = 630A | LVS | LVS04953 | FORM 4B COVER TRANSF.CONNECTION 4/6M | 2611 | 4l | B | PPLVS | 435 | 40 | 315 | 1899
General Purpose | 2 Small & Med building General Purpose | LV Panel systems > = 630A | LVS | LVS04954 | FORM 3 REAR CONN. -VERT.PARTITION 3/4M | 2813 | 4l | B | PPLVS | 330 | 50 | 290 | 2766
General Purpose | 2 Small & Med building General Purpose | LV Panel systems > = 630A | LVS | LVS04966 | FORM 2 COVER HORZ.BB.4000A W800 D600 | 2797 | 4l | B | PPLVS | 572 | 25 | 347 | 3792
General Purpose | 2 Small & Med building General Purpose | LV Panel systems > = 630A | LVS | LVS04973 | FORM 2 COVER HORZ.BUSBAR W400 D400 | 1127 | 4l | B | PPLVS | 345 | 30 | 315 | 1354
General Purpose | 2 Small & Med building General Purpose | LV Panel systems > = 630A | LVS | LVS04976 | FORM 2 COVER HORZ.BUSBAR W300 D600 | 1593 | 4l | B | PPLVS | 574 | 25 | 348 | 2230
General Purpose | 2 Small & Med building General Purpose | LV Panel systems > = 630A | LVS | LVS04984 | FORM 2 COVER HORZ.BUSBAR W650 D600 | 1655 | 4l | B | PPLVS | 415 | 35 | 348 | 2067
General Purpose | 2 Small & Med building General Purpose | LV Panel systems > = 630A | LVS | LVS04986 | FORM 2 COVER HORZ.BUSBAR W800 D600 | 2145 | 4l | B | PPLVS | 575 | 37 | 350 | 3036
General Purpose | 2 Small & Med building General Purpose | LV Panel systems > = 630A | LVS | LVS07938 | BARREL BLOC WITH COMBINATION LOCK 405 | 138 | 4l | B | PPLVS | 145 | 25 | 40 | 175
General Purpose | 2 Small & Med building General Purpose | PTLVS <= 630A | LVS | LVS08065 | WALL-MOUNTED ENCL. 4ROWS+6M PACK250 IP30 | 6313 | 4l | B | PPLVS | 840 | 170 | 655 | 16568
General Purpose | 2 Small & Med building General Purpose | PTLVS <= 630A | LVS | LVS08066 | WALL-MOUNTED ENCL. 5ROWS+6M PACK250 IP30 | 6704 | 4l | B | PPLVS | 990 | 160 | 655 | 19208
General Purpose | 2 Small & Med building General Purpose | PTLVS <= 630A | LVS | LVS08103 | WALL.M.ENCL G IP30 W600 12M | 3162 | 4l | B | PPLVS | 670 | 100 | 545 | 9936
General Purpose | 2 Small & Med building General Purpose | PTLVS <= 630A | LVS | LVS08104 | WALL-MOUNTED ENCL.W600 15M PRISMA G IP30 | 3608 | 4l | B | PPLVS | 700 | 105 | 690 | 11576
General Purpose | 2 Small & Med building General Purpose | PTLVS <= 630A | LVS | LVS08105 | WALL-MOUNTED ENCL.W600 18M PRISMA G IP30 | 4053 | 4l | B | PPLVS | 845 | 105 | 655 | 13250
General Purpose | 2 Small & Med building General Purpose | PTLVS <= 630A | LVS | LVS08106 | WALL-MOUNTED ENCL.W600 21M PRISMA G IP30 | 4499 | 4l | B | PPLVS | 990 | 100 | 655 | 15030
General Purpose | 2 Small & Med building General Purpose | PTLVS <= 630A | LVS | LVS08107 | WALL-MOUNTED ENCL.W600 24M PRISMA G IP30 | 5413 | 4l | B | PPLVS | 1140 | 100 | 655 | 18479
General Purpose | 2 Small & Med building General Purpose | PTLVS <= 630A | LVS | LVS08108 | WALL-MOUNTED ENCL.W600 27M PRISMA G IP30 | 6104 | 4l | B | PPLVS | 1295 | 103 | 656 | 19986
General Purpose | 2 Small & Med building General Purpose | PTLVS <= 630A | LVS | LVS08109 | EXTENSION ENCLOS. W600 9M PRISMA G IP30 | 6840 | 4l | B | PPLVS | 1440 | 100 | 655 | 21830
General Purpose | 2 Small & Med building General Purpose | PTLVS <= 630A | LVS | LVS08122 | PLN.DOOR G IP30 W600 9M | 1556 | 4l | B | PPLVS | 645 | 70 | 380 | 3490
General Purpose | 2 Small & Med building General Purpose | PTLVS <= 630A | LVS | LVS08123 | PLN.DOOR G IP30 W600 12M | 1604 | 4l | B | PPLVS | 645 | 70 | 535 | 4449
General Purpose | 2 Small & Med building General Purpose | PTLVS <= 630A | LVS | LVS08124 | PLAIN DOOR W600 15M PRISMA G IP30 | 1623 | 4l | B | PPLVS | 700 | 70 | 640 | 5458
General Purpose | 2 Small & Med building General Purpose | PTLVS <= 630A | LVS | LVS08125 | PLAIN DOOR W600 18M PRISMA G IP30 | 1845 | 4l | B | PPLVS | 850 | 70 | 640 | 6818
General Purpose | 2 Small & Med building General Purpose | PTLVS <= 630A | LVS | LVS08126 | PLAIN DOOR W600 21M PRISMA G IP30 | 1911 | 4l | B | PPLVS | 995 | 70 | 640 | 8018
General Purpose | 2 Small & Med building General Purpose | PTLVS <= 630A | LVS | LVS08127 | PLAIN DOOR W600 24M PRISMA G IP30 | 2032 | 4l | B | PPLVS | 1145 | 70 | 645 | 9170
General Purpose | 2 Small & Med building General Purpose | PTLVS <= 630A | LVS | LVS08128 | TRANSPARENT DOOR W600 6M PRISMA G IP30 | 2145 | 4l | B | PPLVS | 1300 | 70 | 645 | 10136
General Purpose | 2 Small & Med building General Purpose | PTLVS <= 630A | LVS | LVS08133 | TRANSP.DOOR G IP30 W600 12M | 2542 | 4l | B | PPLVS | 645 | 70 | 540 | 4508
General Purpose | 2 Small & Med building General Purpose | PTLVS <= 630A | LVS | LVS08134 | TRANSP.DOOR G IP30 W600 15M | 2673 | 4l | B | PPLVS | 700 | 70 | 642 | 5457
General Purpose | 2 Small & Med building General Purpose | PTLVS <= 630A | LVS | LVS08136 | TRANSP.DOOR G IP30 W600 21M | 3185 | 4l | B | PPLVS | 990 | 75 | 642 | 7869
General Purpose | 2 Small & Med building General Purpose | PTLVS <= 630A | LVS | LVS08137 | TRANSP.DOOR G IP30 W600 24M | 3561 | 4l | B | PPLVS | 1140 | 70 | 642 | 8830
General Purpose | 2 Small & Med building General Purpose | PTLVS <= 630A | LVS | LVS08175 | WALL.M.DUCT G IP30 W300 18M | 2920 | 4l | B | PPLVS | 840 | 105 | 350 | 8300
General Purpose | 2 Small & Med building General Purpose | PTLVS <= 630A | LVS | LVS08177 | WALL.M.DUCT G IP30 W300 24M | 3519 | 4l | B | PPLVS | 1140 | 105 | 355 | 10200
General Purpose | 2 Small & Med building General Purpose | PTLVS <= 630A | LVS | LVS08185 | PLN.DUCT.DOOR G IP30 W300 18M | 1636 | 4l | B | PPLVS | 845 | 70 | 340 | 4290
General Purpose | 2 Small & Med building General Purpose | PTLVS <= 630A | LVS | LVS08187 | PLN.DUCT.DOOR G IP30 W300 24M | 1957 | 4l | B | PPLVS | 1140 | 70 | 340 | 5386
General Purpose | 2 Small & Med building General Purpose | PTLVS <= 630A | LVS | LVS08198 | FLOOR-STAND.ENCL.W600 27M PRISMA G IP30 | 3668 | 4l | B | PPLVS | 1295 | 70 | 340 | 6359
General Purpose | 2 Small & Med building General Purpose | PTLVS <= 630A | LVS | LVS08204 | FLOOR-STAND.ENCL.W600 36M PRISMA G IP30 | 10689 | 4l | B | PPLVS | 1900 | 105 | 660 | 29838
General Purpose | 2 Small & Med building General Purpose | PTLVS <= 630A | LVS | LVS08205 | EXTENSION FLOOR-ST.ENC.W600 27M G IP30 | 11758 | 4l | B | PPLVS | 1900 | 105 | 660 | 33412
General Purpose | 2 Small & Med building General Purpose | PTLVS <= 630A | LVS | LVS08214 | EXTENSION FLOOR-ST.ENC.W600 36M G IP30 | 8551 | 4l | B | PPLVS | 1900 | 100 | 660 | 26250
General Purpose | 2 Small & Med building General Purpose | PTLVS <= 630A | LVS | LVS08222 | PLAIN DOOR W600 30M PRISMA G IP30 | 3031 | 4l | B | PPLVS | 1450 | 70 | 645 | 12330
General Purpose | 2 Small & Med building General Purpose | PTLVS <= 630A | LVS | LVS08224 | PLAIN DOOR W600 36M PRISMA G IP30 | 3741 | 4l | B | PPLVS | 1750 | 70 | 640 | 14504
General Purpose | 2 Small & Med building General Purpose | PTLVS <= 630A | LVS | LVS08232 | TRANSP.DOOR G IP30 W600 30M | 5048 | 4l | B | PPLVS | 1450 | 70 | 645 | 11154
General Purpose | 2 Small & Med building General Purpose | PTLVS <= 630A | LVS | LVS08234 | TRANSPARENT DOOR W600 36M PRISMA G IP30 | 6413 | 4l | B | PPLVS | 1750 | 70 | 640 | 13124
General Purpose | 2 Small & Med building General Purpose | PTLVS <= 630A | LVS | LVS08235 | FLOOR-STAND.ENCL.W850 27M PRISMA G IP30 | 6678 | 4l | B | PPLVS | 1900 | 70 | 640 | 14190
General Purpose | 2 Small & Med building General Purpose | PTLVS <= 630A | LVS | LVS08245 | PLAIN DOOR W850 27M PRISMA G IP30/4X | 18312 | 4l | B | PPLVS | 1900 | 105 | 905 | 42114
General Purpose | 2 Small & Med building General Purpose | PTLVS <= 630A | LVS | LVS08265 | FL.ST.DUCT G IP30 W300 27M | 9159 | 4l | B | PPLVS | 1900 | 70 | 890 | 18580
General Purpose | 2 Small & Med building General Purpose | PTLVS <= 630A | LVS | LVS08274 | FLOOR-STAND.DUCT W300 36M PRISMA G IP30 | 5767 | 4l | B | PPLVS | 1900 | 135 | 370 | 16458
General Purpose | 2 Small & Med building General Purpose | PTLVS <= 630A | LVS | LVS08275 | PLN.DUCT.DOOR G IP30 W300 27M | 6808 | 4l | B | PPLVS | 1900 | 140 | 375 | 17957
General Purpose | 2 Small & Med building General Purpose | PTLVS <= 630A | LVS | LVS08285 | VENTIL.FR.PL G W850 1M | 2657 | 4l | B | PPLVS | 1900 | 70 | 335 | 8811
General Purpose | 2 Small & Med building General Purpose | PTLVS <= 630A | LVS | LVS08295 | WALL.M.ENCL G IP55 W600 7M | 4210 | 4l | B | PPLVS | 1905 | 70 | 340 | 9049
General Purpose | 2 Small & Med building General Purpose | PTLVS <= 630A | LVS | LVS08303 | WALL.M.ENCL G IP55 W600 15M | 6414 | 4l | B | PPLVS | 640 | 110 | 640 | 16000
General Purpose | 2 Small & Med building General Purpose | PTLVS <= 630A | LVS | LVS08309 | WALL-MOUNTED ENCL.W850 33M PRISMA G IP55 | 8980 | 4l | B | PPLVS | 1760 | 115 | 650 | 30172
General Purpose | 2 Small & Med building General Purpose | PTLVS <= 630A | LVS | LVS08323 | PLN.DOOR+FRAME G IP55 W600 15M | 4531 | 4l | B | PPLVS | 635 | 75 | 600 | 10718
General Purpose | 2 Small & Med building General Purpose | PTLVS <= 630A | LVS | LVS08329 | PLAIN DOOR+FRAME W850 33M PRISMA G IP55 | 8077 | 4l | B | PPLVS | 1740 | 80 | 600 | 26515
General Purpose | 2 Small & Med building General Purpose | PTLVS <= 630A | LVS | LVS08391 | 1 LATERAL PLINTH SUPPORT H150 G IP55 | 1601 | 4l | B | PPLVS | 1960 | 80 | 70 | 4711
General Purpose | 2 Small & Med building General Purpose | LV Panel systems > = 630A | LVS | LVS08403 | PRISMA P FRAMEWORK W400 D400 | 3905 | 4l | B | PPLVS | 2035 | 85 | 420 | 16318
General Purpose | 2 Small & Med building General Purpose | LV Panel systems > = 630A | LVS | LVS08404 | PRISMA P FRAMEWORK W650 D400 | 5021 | 4l | B | PPLVS | 2030 | 90 | 420 | 17218
General Purpose | 2 Small & Med building General Purpose | LV Panel systems > = 630A | LVS | LVS08406 | PRISMA P FRAMEWORK W650+150 D400 | 6687 | 4l | A | PPLVS | 2040 | 85 | 425 | 18585
General Purpose | 2 Small & Med building General Purpose | LV Panel systems > = 630A | LVS | LVS08407 | FRAMEWORK P W800 D400 | 8250 | 4l | A | PPLVS | 2035 | 125 | 420 | 25104
General Purpose | 2 Small & Med building General Purpose | LV Panel systems > = 630A | LVS | LVS08408 | IP30 PLAIN ROOF W300 D400 | 8576 | 4l | B | PPLVS | 2030 | 90 | 422 | 19900
General Purpose | 2 Small & Med building General Purpose | LV Panel systems > = 630A | LVS | LVS08433 | PLN.ROOF P IP30 W400 D400 | 513 | 4l | B | PPLVS | 405 | 45 | 405 | 1430
General Purpose | 2 Small & Med building General Purpose | LV Panel systems > = 630A | LVS | LVS08434 | IP30 PLAIN ROOF W650 D400 | 646 | 4l | B | PPLVS | 410 | 45 | 410 | 1772
General Purpose | 2 Small & Med building General Purpose | LV Panel systems > = 630A | LVS | LVS08436 | IP30 PLAIN ROOF W800 D400 | 816 | 4l | B | PPLVS | 815 | 45 | 410 | 2989
General Purpose | 2 Small & Med building General Purpose | LV Panel systems > = 630A | LVS | LVS08438 | PLN.ROOF P IP55 W300 D400 | 887 | 4l | B | PPLVS | 415 | 45 | 810 | 3190
General Purpose | 2 Small & Med building General Purpose | LV Panel systems > = 630A | LVS | LVS08453 | PLN.ROOF P IP55 W400 D400 | 977 | 4l | B | PPLVS | 430 | 40 | 320 | 1442
General Purpose | 2 Small & Med building General Purpose | LV Panel systems > = 630A | LVS | LVS08454 | IP55 PLAIN ROOF W650 D400 | 1099 | 4l | B | PPLVS | 430 | 40 | 420 | 1818
General Purpose | 2 Small & Med building General Purpose | LV Panel systems > = 630A | LVS | LVS08456 | PLN.ROOF P IP55 W800 D400 | 1260 | 4l | B | PPLVS | 680 | 40 | 420 | 3028
General Purpose | 2 Small & Med building General Purpose | LV Panel systems > = 630A | LVS | LVS08458 | IP30 VENTILATED ROOF W650 D400 | 1365 | 4l | B | PPLVS | 825 | 40 | 420 | 3659
General Purpose | 2 Small & Med building General Purpose | LV Panel systems > = 630A | LVS | LVS08483 | IP55 PLAIN GL.PL.W400 D400 | 1266 | 4l | B | PPLVS | 380 | 50 | 279 | 1692
General Purpose | 2 Small & Med building General Purpose | LV Panel systems > = 630A | LVS | LVS08484 | IP55 PLAIN GL.PL.W650 D400 | 1403 | 4l | B | PPLVS | 385 | 50 | 280 | 2204
General Purpose | 2 Small & Med building General Purpose | LV Panel systems > = 630A | LVS | LVS08486 | IP55 PLAIN GL.PL.W650+150 D400 | 1424 | 4l | B | PPLVS | 580 | 40 | 310 | 3330
General Purpose | 2 Small & Med building General Purpose | LV Panel systems > = 630A | LVS | LVS08487 | IP55 PLAIN GL.PL.W800 D400 | 2050 | 4l | B | PPLVS | 740 | 50 | 320 | 4216
General Purpose | 2 Small & Med building General Purpose | LV Panel systems > = 630A | LVS | LVS08493 | IP30 2-PART GL.PL.W400 D400 | 1159 | 4l | B | PPLVS | 370 | 50 | 115 | 1532
General Purpose | 2 Small & Med building General Purpose | LV Panel systems > = 630A | LVS | LVS08494 | IP30 2-PART GL.PL.W650 D400 | 1282 | 4l | B | PPLVS | 368 | 38 | 137 | 1974
General Purpose | 2 Small & Med building General Purpose | LV Panel systems > = 630A | LVS | LVS08496 | IP30 2-PART GL.PL.W650+150D400 | 1458 | 4l | B | PPLVS | 580 | 30 | 200 | 3222
General Purpose | 2 Small & Med building General Purpose | LV Panel systems > = 630A | LVS | LVS08497 | IP30 2 PART GL.PL.W800 D400 | 2030 | 4l | B | PPLVS | 725 | 35 | 210 | 3943
General Purpose | 2 Small & Med building General Purpose | LV Panel systems > = 630A | LVS | LVS08498 | IP30 PLAIN DOOR W300 | 2122 | 4l | B | PPLVS | 725 | 35 | 210 | 4059
General Purpose | 2 Small & Med building General Purpose | LV Panel systems > = 630A | LVS | LVS08513 | PLN.DOOR P IP30 W400 | 3222 | 4l | B | PPLVS | 1970 | 65 | 360 | 10767
General Purpose | 2 Small & Med building General Purpose | LV Panel systems > = 630A | LVS | LVS08514 | IP30 PLAIN DOOR W650 | 4143 | 4l | B | PPLVS | 1985 | 70 | 465 | 13220
General Purpose | 2 Small & Med building General Purpose | LV Panel systems > = 630A | LVS | LVS08516 | IP30 PLAIN DOOR W800 | 5983 | 4l | B | PPLVS | 2000 | 70 | 700 | 25172
General Purpose | 2 Small & Med building General Purpose | LV Panel systems > = 630A | LVS | LVS08518 | PLN.DOOR P IP55 W300 | 8285 | 4l | B | PPLVS | 1990 | 75 | 850 | 31478
General Purpose | 2 Small & Med building General Purpose | LV Panel systems > = 630A | LVS | LVS08523 | PLN.DOOR P IP55 W400 | 4344 | 4l | B | PPLVS | 1970 | 70 | 360 | 14995
General Purpose | 2 Small & Med building General Purpose | LV Panel systems > = 630A | LVS | LVS08524 | IP55 PLAIN DOOR W650 | 5579 | 4l | B | PPLVS | 1975 | 70 | 460 | 17986
General Purpose | 2 Small & Med building General Purpose | LV Panel systems > = 630A | LVS | LVS08526 | IP55 PLAIN DOOR W800 | 7839 | 4l | B | PPLVS | 1990 | 70 | 695 | 25500
General Purpose | 2 Small & Med building General Purpose | LV Panel systems > = 630A | LVS | LVS08528 | TRANSP.DOOR P IP30 W400 | 10961 | 4l | B | PPLVS | 1990 | 70 | 845 | 30164
General Purpose | 2 Small & Med building General Purpose | LV Panel systems > = 630A | LVS | LVS08534 | IP30 TRANSPARENT DOOR W650 | 6276 | 4l | B | PPLVS | 1980 | 70 | 465 | 14000
General Purpose | 2 Small & Med building General Purpose | LV Panel systems > = 630A | LVS | LVS08536 | IP30 TRANSPARENT DOOR W800 | 9066 | 4l | A | PPLVS | 2000 | 68 | 700 | 19022
General Purpose | 2 Small & Med building General Purpose | LV Panel systems > = 630A | LVS | LVS08538 | TRANSP.DOOR P IP55 W400 | 12552 | 4l | A | PPLVS | 2000 | 70 | 850 | 25220
General Purpose | 2 Small & Med building General Purpose | LV Panel systems > = 630A | LVS | LVS08544 | TRANSP.DOOR P IP55 W650 | 8545 | 4l | B | PPLVS | 1975 | 70 | 465 | 19200
General Purpose | 2 Small & Med building General Purpose | LV Panel systems > = 630A | LVS | LVS08546 | TRANSP.DOOR P IP55 W800 | 11994 | 4l | B | PPLVS | 1985 | 70 | 695 | 26052
General Purpose | 2 Small & Med building General Purpose | LV Panel systems > = 630A | LVS | LVS08548 | 10M HINGED FRONT.PLATE SUP. KIT W650 | 16446 | 4l | B | PPLVS | 2035 | 55 | 835 | 30980
General Purpose | 2 Small & Med building General Purpose | LV Panel systems > = 630A | LVS | LVS08564 | HINGED FR.PLATE SUP.FRAME W650 | 2089 | 4l | B | PPLVS | 1900 | 55 | 350 | 5800
General Purpose | 2 Small & Med building General Purpose | LV Panel systems > = 630A | LVS | LVS08566 | COV.FRAME P IP30 W400 | 1995 | 4l | A | PPLVS | 1905 | 60 | 600 | 6588
General Purpose | 2 Small & Med building General Purpose | LV Panel systems > = 630A | LVS | LVS08576 | IP30 COVER FRAME W800 | 4009 | 4l | B | PPLVS | 2000 | 70 | 700 | 7848
General Purpose | 2 Small & Med building General Purpose | LV Panel systems > = 630A | LVS | LVS08578 | FRONT PLATE HINGE KIT | 6074 | 4l | B | PPLVS | 1990 | 75 | 845 | 14188
General Purpose | 2 Small & Med building General Purpose | PTLVS <= 630A | LVS | LVS08585 | DOOR C/OUT HSI P IP30 W300 | 222 | 4l | B | PPLVS | 130 | 25 | 86 | 83
General Purpose | 2 Small & Med building General Purpose | LV Panel systems > = 630A | LVS | LVS08603 | PRISMA P FRAMEWORK W400 D600 | 4882 | 4l | B | PPLVS | 2035 | 85 | 625 | 23000
General Purpose | 2 Small & Med building General Purpose | LV Panel systems > = 630A | LVS | LVS08604 | PRISMA P FRAMEWORK W650 D600 | 6276 | 4l | B | PPLVS | 2040 | 90 | 620 | 24009
General Purpose | 2 Small & Med building General Purpose | LV Panel systems > = 630A | LVS | LVS08606 | PRISMA P FRAMEWORK W650+150 D600 | 9066 | 4l | A | PPLVS | 2040 | 85 | 625 | 25614
General Purpose | 2 Small & Med building General Purpose | LV Panel systems > = 630A | LVS | LVS08607 | FRAMEWORK P W800 D600 | 11974 | 4l | B | PPLVS | 2040 | 125 | 625 | 35959
General Purpose | 2 Small & Med building General Purpose | LV Panel systems > = 630A | LVS | LVS08633 | IP30 PLAIN ROOF W400 D600 | 673 | 4l | B | PPLVS | 610 | 45 | 405 | 2050
General Purpose | 2 Small & Med building General Purpose | LV Panel systems > = 630A | LVS | LVS08634 | IP30 PLAIN ROOF W650 D600 | 839 | 4l | B | PPLVS | 615 | 45 | 410 | 2521
General Purpose | 2 Small & Med building General Purpose | LV Panel systems > = 630A | LVS | LVS08636 | IP30 PLAIN ROOF W800 D600 | 977 | 4l | B | PPLVS | 820 | 40 | 610 | 4174
General Purpose | 2 Small & Med building General Purpose | LV Panel systems > = 630A | LVS | LVS08638 | PrismaSeT P Green Cover W300 | 1062 | 4l | B | PPLVS | 815 | 50 | 610 | 4860
General Purpose | 2 Small & Med building General Purpose | LV Panel systems > = 630A | LVS | LVS08640 | PrismaSeT P Green Cover W400 | 483 | 4l | B | PPLVS | 315 | 45 | 55 | 604
General Purpose | 2 Small & Med building General Purpose | LV Panel systems > = 630A | LVS | LVS08641 | PrismaSeT P Green Cover W650 | 503 | 4l | B | PPLVS | 420 | 50 | 55 | 736
General Purpose | 2 Small & Med building General Purpose | LV Panel systems > = 630A | LVS | LVS08642 | PrismaSeT P Green Cover W800 | 571 | 4l | B | PPLVS | 666 | 52 | 46 | 1036
General Purpose | 2 Small & Med building General Purpose | LV Panel systems > = 630A | LVS | LVS08643 | PLN.ROOF P IP55 W300 D600 | 670 | 4l | B | PPLVS | 815 | 48 | 50 | 1325
General Purpose | 2 Small & Med building General Purpose | LV Panel systems > = 630A | LVS | LVS08654 | IP55 PLAIN ROOF W650 D600 | 1285 | 4l | B | PPLVS | 625 | 40 | 420 | 2759
General Purpose | 2 Small & Med building General Purpose | LV Panel systems > = 630A | LVS | LVS08656 | PLN.ROOF P IP55 W800 D600 | 1444 | 4l | B | PPLVS | 675 | 40 | 620 | 4247
General Purpose | 2 Small & Med building General Purpose | LV Panel systems > = 630A | LVS | LVS08658 | IP30 VENTILATED ROOF W650 D600 | 1542 | 4l | B | PPLVS | 820 | 40 | 615 | 5225
General Purpose | 2 Small & Med building General Purpose | LV Panel systems > = 630A | LVS | LVS08676 | IP55 VENTILATED ROOF W800 D600 | 1245 | 4l | B | PPLVS | 810 | 45 | 610 | 3806
General Purpose | 2 Small & Med building General Purpose | LV Panel systems > = 630A | LVS | LVS08684 | IP55 PLAIN GL.PL.W650 D600 | 1928 | 4l | B | PPLVS | 590 | 45 | 320 | 3223
General Purpose | 2 Small & Med building General Purpose | LV Panel systems > = 630A | LVS | LVS08686 | IP55 PLAIN GL.PL.W650+150 D600 | 1818 | 4l | B | PPLVS | 675 | 50 | 520 | 5076
General Purpose | 2 Small & Med building General Purpose | LV Panel systems > = 630A | LVS | LVS08687 | IP55 PLAIN GL.PL.W800 D600 | 2794 | 4l | B | PPLVS | 675 | 50 | 510 | 6179
General Purpose | 2 Small & Med building General Purpose | LV Panel systems > = 630A | LVS | LVS08688 | IP30 2-PART GL.PL.W300 D600 | 3908 | 4l | B | PPLVS | 670 | 50 | 515 | 5992
General Purpose | 2 Small & Med building General Purpose | LV Panel systems > = 630A | LVS | LVS08693 | IP30 2-PART GL.PL.W400 D600 | 1444 | 4l | B | PPLVS | 567 | 35 | 138 | 1936
General Purpose | 2 Small & Med building General Purpose | LV Panel systems > = 630A | LVS | LVS08694 | IP30 2-PART GL.PL.W650 D600 | 1686 | 4l | B | PPLVS | 568 | 37 | 135 | 2984
General Purpose | 2 Small & Med building General Purpose | LV Panel systems > = 630A | LVS | LVS08696 | IP30 2-PART GL.PL.W650+150D600 | 1859 | 4l | B | PPLVS | 566 | 30 | 395 | 4714
General Purpose | 2 Small & Med building General Purpose | LV Panel systems > = 630A | LVS | LVS08697 | IP30 2 PART GL.PL.W800 D600 | 2716 | 4l | B | PPLVS | 572 | 30 | 395 | 5832
General Purpose | 2 Small & Med building General Purpose | LV Panel systems > = 630A | LVS | LVS08698 | 4 LIFTING RINGS | 2961 | 4l | B | PPLVS | 725 | 33 | 396 | 5723
General Purpose | 2 Small & Med building General Purpose | LV Panel systems > = 630A | LVS | LVS08700 | STABILISER KIT | 726 | 4l | B | PPLVS | 110 | 50 | 100 | 941
General Purpose | 2 Small & Med building General Purpose | LV Panel systems > = 630A | LVS | LVS08704 | HANDL.PLINTH LH 1200 SUP 1900 | 4522 | 4l | B | PPLVS | 130 | 45 | 115 | 1190
General Purpose | 2 Small & Med building General Purpose | LV Panel systems > = 630A | LVS | LVS08711 | IP30 CORNER KIT FOR LINERGY LGYE | 1088 | 4l | B | PPLVS | 420 | 27 | 320 | 1807
General Purpose | 2 Small & Med building General Purpose | LV Panel systems > = 630A | LVS | LVS08713 | 2 SIDE PARTS HANDL.PLINTH D400 | 5945 | 4l | B | PPLVS | 805 | 165 | 510 | 14270
General Purpose | 2 Small & Med building General Purpose | LV Panel systems > = 630A | LVS | LVS08717 | 10 COMBINATION SCREWS ET ACC. | 1682 | 4l | B | PPLVS | 245 | 10 | 245 | 56
General Purpose | 2 Small & Med building General Purpose | LV Panel systems > = 630A | LVS | LVS08718 | DOUBLE DEPTH COMBINATION KIT | 296 | 4l | B | PPLVS | 90 | 28 | 60 | 534
General Purpose | 2 Small & Med building General Purpose | LV Panel systems > = 630A | LVS | LVS08719 | 2 SIDE.PL PLINTH P D400 | 2176 | 4l | B | PPLVS | 310 | 120 | 210 | 740
General Purpose | 2 Small & Med building General Purpose | LV Panel systems > = 630A | LVS | LVS08720 | 2 SIDE.PL PLINTH P D600 | 1904 | 4l | B | PPLVS | 240 | 30 | 120 | 532
General Purpose | 2 Small & Med building General Purpose | LV Panel systems > = 630A | LVS | LVS08723 | PLINTH P H100 W400 D400 | 2051 | 4l | B | PPLVS | 405 | 78 | 120 | 2878
General Purpose | 2 Small & Med building General Purpose | LV Panel systems > = 630A | LVS | LVS08724 | PLINTH P H100 W650 D400 | 2636 | 4l | B | PPLVS | 410 | 85 | 130 | 3012
General Purpose | 2 Small & Med building General Purpose | LV Panel systems > = 630A | LVS | LVS08726 | PLINTH P H100 W800 D400 | 3808 | 4l | B | PPLVS | 635 | 85 | 130 | 3850
General Purpose | 2 Small & Med building General Purpose | LV Panel systems > = 630A | LVS | LVS08728 | IP30 REAR PANEL W300 | 5272 | 4l | B | PPLVS | 782 | 85 | 131 | 3940
General Purpose | 2 Small & Med building General Purpose | LV Panel systems > = 630A | LVS | LVS08733 | IP30 REAR PANEL W400 | 1771 | 4l | B | PPLVS | 1050 | 50 | 310 | 6506
General Purpose | 2 Small & Med building General Purpose | LV Panel systems > = 630A | LVS | LVS08734 | IP30 REAR PANEL W650 | 2143 | 4l | B | PPLVS | 1065 | 50 | 410 | 7790
General Purpose | 2 Small & Med building General Purpose | LV Panel systems > = 630A | LVS | LVS08736 | IP30 REAR PANEL W800 | 2720 | 4l | A | PPLVS | 1055 | 40 | 685 | 12306
General Purpose | 2 Small & Med building General Purpose | LV Panel systems > = 630A | LVS | LVS08738 | REAR.PANEL P IP55 W300 | 3490 | 4l | B | PPLVS | 1055 | 40 | 825 | 14988
General Purpose | 2 Small & Med building General Purpose | LV Panel systems > = 630A | LVS | LVS08743 | REAR.PANEL P IP55 W400 | 3601 | 4l | B | PPLVS | 2060 | 45 | 317 | 9960
General Purpose | 2 Small & Med building General Purpose | LV Panel systems > = 630A | LVS | LVS08744 | IP55 REAR PANEL W650 | 4093 | 4l | B | PPLVS | 2065 | 40 | 420 | 11660
General Purpose | 2 Small & Med building General Purpose | LV Panel systems > = 630A | LVS | LVS08746 | IP55 REAR PANEL W800 | 4107 | 4l | B | PPLVS | 2060 | 40 | 670 | 19250
General Purpose | 2 Small & Med building General Purpose | LV Panel systems > = 630A | LVS | LVS08748 | 2 IP30 SIDE PANELS D400 | 4318 | 4l | B | PPLVS | 2065 | 40 | 825 | 21650
General Purpose | 2 Small & Med building General Purpose | LV Panel systems > = 630A | LVS | LVS08750 | 2 IP55 SIDE PANELS D400 | 3971 | 4l | B | PPLVS | 2070 | 80 | 480 | 19426
General Purpose | 2 Small & Med building General Purpose | LV Panel systems > = 630A | LVS | LVS08755 | 2 COMBI.SIDE PANELS P IP55 W400 | 8051 | 4l | B | PPLVS | 2070 | 80 | 480 | 27337
General Purpose | 2 Small & Med building General Purpose | LV Panel systems > = 630A | LVS | LVS08760 | 2 IP55 SIDE PANELS D600 | 4865 | 4l | B | PPLVS | 2065 | 80 | 680 | 26540
General Purpose | 2 Small & Med building General Purpose | LV Panel systems > = 630A | LVS | LVS08765 | 4 CABLE TIE SUPPORTS W300 | 8429 | 4l | B | PPLVS | 2060 | 85 | 680 | 35350
General Purpose | 2 Small & Med building General Purpose | LV Panel systems > = 630A | LVS | LVS08773 | 4 CABLE TIE SUPPORTS W400 | 544 | 4l | B | PPLVS | 230 | 25 | 65 | 494
General Purpose | 2 Small & Med building General Purpose | LV Panel systems > = 630A | LVS | LVS08774 | 4 CABLE TIE SUPPORTS W650 | 585 | 4l | B | PPLVS | 332 | 25 | 63 | 658
General Purpose | 2 Small & Med building General Purpose | LV Panel systems > = 630A | LVS | LVS08776 | 4 CABLE TIE SUPPORTS W800 | 1306 | 4l | B | PPLVS | 585 | 28 | 64 | 1076
General Purpose | 2 Small & Med building General Purpose | LV Panel systems > = 630A | LVS | LVS08783 | 4 CABLE TIE SUPPORTS D400 | 2832 | 4l | B | PPLVS | 1610 | 30 | 50 | 2475
General Purpose | 2 Small & Med building General Purpose | LV Panel systems > = 630A | LVS | LVS08794 | 4 CABLE TIE SUPPORTS D600 | 586 | 4l | B | PPLVS | 365 | 30 | 65 | 668
General Purpose | 2 Small & Med building General Purpose | LV Panel systems > = 630A | LVS | LVS08796 | 2 LIFTING RINGS FOR PRISMA G IP30 | 1088 | 4l | B | PPLVS | 200 | 33 | 68 | 434
General Purpose | 2 Small & Med building General Purpose | PTLVS <= 630A | LVS | LVS08806 | PLINTH.RAIS G IP30 W300 H100MM | 2506 | 4l | B | PPLVS | 870 | 85 | 130 | 3096
General Purpose | 2 Small & Med building General Purpose | PTLVS <= 630A | LVS | LVS08807 | 2 LIFTING CROSS-MEMBERS W850+300 /G IP30 | 2064 | 4l | B | PPLVS | 340 | 80 | 120 | 1729
General Purpose | 2 Small & Med building General Purpose | PTLVS <= 630A | LVS | LVS08809 | 2 LIFTING CROSS-MEMBERS W600+600 /G IP30 | 1645 | 4l | B | PPLVS | 1190 | 40 | 165 | 7828
General Purpose | 2 Small & Med building General Purpose | PTLVS <= 630A | LVS | LVS08811 | 2 LIFTING CROSS-MEMBERS W600+300 /G IP30 | 1412 | 4l | B | PPLVS | 1200 | 40 | 162 | 7972
General Purpose | 2 Small & Med building General Purpose | PTLVS <= 630A | LVS | LVS08812 | 2 LIFTING X-MEMBERS W600+300+600 /G IP30 | 1245 | 4l | B | PPLVS | 905 | 40 | 160 | 6105
General Purpose | 2 Small & Med building General Purpose | PTLVS <= 630A | LVS | LVS08830 | IP31 CANOPY W600+W600 PRISMA G | 1276 | 4l | B | PPLVS | 625 | 60 | 300 | 2636
General Purpose | 2 Small & Med building General Purpose | PTLVS <= 630A | LVS | LVS08841 | BLANKING PLATE/SUPPORT 200x112 IP55 | 364 | 4l | B | PPLVS | 170 | 14 | 155 | 109.2
General Purpose | 2 Small & Med building General Purpose | LV Panel systems > = 630A | LVS | LVS08867 | 4 CABLE TIE SUPPORT W300 PRISMA G | 725 | 4l | B | PPLVS | 497 | 24 | 30 | 424
General Purpose | 2 Small & Med building General Purpose | LV Panel systems > = 630A | LVS | LVS08868 | PLN.METAL.GLD.PL G IP30 W600 | 476 | 4l | B | PPLVS | 240 | 23 | 62 | 410
General Purpose | 2 Small & Med building General Purpose | PTLVS <= 630A | LVS | LVS08870 | CUT-OUT METAL GLAND PLATE W600 /G IP30 | 608 | 4l | B | PPLVS | 491 | 12 | 140 | 1040
General Purpose | 2 Small & Med building General Purpose | PTLVS <= 630A | LVS | LVS08874 | C/OUT METAL.GLD.PL G IP30 W300 | 453 | 4l | B | PPLVS | 244 | 16 | 125 | 598
General Purpose | 2 Small & Med building General Purpose | PTLVS <= 630A | LVS | LVS08884 | Combination Strip W300/G IP30 | 790 | 4l | B | PPLVS | 680 | 50 | 200 | 618
General Purpose | 2 Small & Med building General Purpose | PTLVS <= 630A | LVS | LVS08887 | GLAND PLATE FOR W300 PLINTH FLOOR-ST.ENC | 820 | 4l | B | PPLVS | 564 | 23 | 159 | 811
General Purpose | 2 Small & Med building General Purpose | PTLVS <= 630A | LVS | LVS08889 | MEMBRANE GLAND PLATE 35 ENTRIES 5-32MM | 2128 | 4l | B | PPLVS | 815 | 30 | 160 | 1159
General Purpose | 2 Small & Med building General Purpose | PTLVS <= 630A | LVS | LVS08903 | 12 ADHESIVE LABEL HOLDERS 36x432 | 933 | 4l | B | PPLVS | 432 | 40 | 70 | 352
General Purpose | 2 Small & Med building General Purpose | PTLVS <= 630A | LVS | LVS08907 | 12 ADHESIVE LABEL HOLDERS 36x650 W850 | 2224 | 4l | B | PPLVS | 650 | 20 | 147 | 556
General Purpose | 2 Small & Med building General Purpose | PTLVS <= 630A | LVS | LVS08911 | 12 CLIP-ON LABELS 18X35 | 164 | 4l | B | PPLVS | 150 | 5 | 40 | 44
General Purpose | 2 Small & Med building General Purpose | PTLVS <= 630A | LVS | LVS08917 | 12 ENGRAVING PLATES 25X85 /SUPPORT 08917 | 462 | 4l | B | PPLVS | 90 | 30 | 90 | 139
General Purpose | 2 Small & Med building General Purpose | LV Panel systems > = 630A | LVS | LVS08921 | IP55 EURO HANDLE FOR CYLINDER | 363 | 4l | B | PPLVS | 110 | 25 | 35 | 190
General Purpose | 2 Small & Med building General Purpose | PTLVS <= 630A | LVS | LVS08961 | RAL9003 TOUCH-UP SPRAY PAINT | 235 | 4l | B | PPLVS | 99 | 22 | 22 | 35
General Purpose | 2 Small & Med building General Purpose | PTLVS <= 630A | LVS | LVS08962 | ADHESIVE DRAWING HOLDER | 459 | 4l | B | PPLVS | 146 | 52 | 52 | 177
General Purpose | 2 Small & Med building General Purpose | PTLVS <= 630A | LVS | LVS08963 | SWITCHBOARD LIGHTING | 144 | 4l | B | PPLVS | 247 | 25 | 229 | 128