3WA1110-8CA44-0AA0 |  | Non-automatic circuit breaker withdrawable version, with guide frame, IEC 60947-2, frame size 1, 4-poles, N-pole left, In=1000A to 1000V AC 50/60Hz, breaking capacity E Icc=85/50kA at 690/1000V, without electr. trip unit ETU, rear connection flange, guide frame with shutter and w/o position signalling switch, able to communication, Manual operating mechanism with mechanical closing, without Spring charging motor, Ready-to-close signal. switch, Auxiliary switches 2NO+2NC, without Closing coil (CC), manual operating mechanism with mechanical closing, without Remote trip alarm reset coil (RR), without 2nd shunt trip, without 1st Shunt trip | 128430 | 1 | Z\ | 1
3WA1112-2AA01-0AA0 |  | Non-automatic circuit breaker Fixed-mounted version, IEC 60947-2, frame size 1, 3-poles, In=1250A up to 690V AC 50/60Hz, breaking capacity N Icc=55/42kA at 500/690V, without electr. trip unit ETU, rear connection vertical, without Com & metering function Manual operating mechanism with mechanical closing, without Spring charging motor, Ready-to-close signal. switch, Auxiliary switches 2NO+2NC, without Closing coil (CC), manual operating mechanism with mechanical closing, without Remote trip alarm reset coil (RR), without 2nd shunt trip, without 1st Shunt trip | 53300 | 1 | Z\ | 1
3WA1112-2AA02-0AA0 |  | Non-automatic circuit breaker Fixed-mounted version, IEC 60947-2, frame size 1, 3-poles, In=1250A up to 690V AC 50/60Hz, breaking capacity N Icc=55/42kA at 500/690V, without electr. trip unit ETU, rear connection horizontal, without Com & metering function Manual operating mechanism with mechanical closing, without Spring charging motor, Ready-to-close signal. switch, Auxiliary switches 2NO+2NC, without Closing coil (CC), manual operating mechanism with mechanical closing, without Remote trip alarm reset coil (RR), without 2nd shunt trip, without 1st Shunt trip | 51300 | 1 | Z\ | 1
3WA1112-2AA02-4EQ4-Z | C01S07S30T40 | Non-automatic circuit breaker Fixed-mounted version, IEC 60947-2, frame size 1, 3-poles, In=1250A up to 690V AC 50/60Hz, breaking capacity N Icc=55/42kA at 500/690V, without electr. trip unit ETU, rear connection horizontal, without Com & metering function with manual and motorized operating mechanism (M) 208-240 V AC / 220-250 V DC, Storage status and ready-to- close signaling switches, Auxiliary switches 2NO+2NC, Closing coil (CC) 100% OP 208-240 V AC / 220-250 V DC, applicable for continuous duty, without Remote trip alarm reset coil (RR), Undervoltage release (UVR) instantaneous (0,08 s) and short-delay (0,2 s), 208-240 V AC / 220-250 V DC, Shunt trip (ST) 100% OP 208-240 V AC / 220-250 V DC, suitable for continuous duty, Option C01 = Operations counter for circuit breaker Option S07 = Locking provision against unauthorized closing Secured Open; for padlock device Padlocks are not included. Option S30 = Mechanical interlock to prevent opening of the circuit breaker compartment door, if ACB is closed; for fixed mounted design. Option T40 = Door sealing frame IP41 | 86260 | 1 | Z\ | 1
3WA1112-2AA03-0AA0 |  | Non-automatic circuit breaker Fixed-mounted version, IEC 60947-2, frame size 1, 3-poles, In=1250A up to 690V AC 50/60Hz, breaking capacity N Icc=55/42kA at 500/690V, without electr. trip unit ETU, front connection double hole, without Com & metering function Manual operating mechanism with mechanical closing, without Spring charging motor, Ready-to-close signal. switch, Auxiliary switches 2NO+2NC, without Closing coil (CC), manual operating mechanism with mechanical closing, without Remote trip alarm reset coil (RR), without 2nd shunt trip, without 1st Shunt trip | 57300 | 1 | Z\ | 1
3WA1112-2AA11-0AA0 |  | Non-automatic circuit breaker Fixed-mounted version, IEC 60947-2, frame size 1, 4-poles, N-pole left, In=1250A up to 690V AC 50/60Hz, breaking capacity N Icc=55/42kA at 500/690V, without electr. trip unit ETU, rear connection vertical, without Com & metering function Manual operating mechanism with mechanical closing, without Spring charging motor, Ready-to-close signal. switch, Auxiliary switches 2NO+2NC, without Closing coil (CC), manual operating mechanism with mechanical closing, without Remote trip alarm reset coil (RR), without 2nd shunt trip, without 1st Shunt trip | 70300 | 1 | Z\ | 1
3WA1112-2AA12-0AA0 |  | Non-automatic circuit breaker Fixed-mounted version, IEC 60947-2, frame size 1, 4-poles, N-pole left, In=1250A up to 690V AC 50/60Hz, breaking capacity N Icc=55/42kA at 500/690V, without electr. trip unit ETU, rear connection horizontal, without Com & metering function Manual operating mechanism with mechanical closing, without Spring charging motor, Ready-to-close signal. switch, Auxiliary switches 2NO+2NC, without Closing coil (CC), manual operating mechanism with mechanical closing, without Remote trip alarm reset coil (RR), without 2nd shunt trip, without 1st Shunt trip | 67700 | 1 | Z\ | 1
3WA1112-2AA13-0AA0 |  | Non-automatic circuit breaker Fixed-mounted version, IEC 60947-2, frame size 1, 4-poles, N-pole left, In=1250A up to 690V AC 50/60Hz, breaking capacity N Icc=55/42kA at 500/690V, without electr. trip unit ETU, front connection double hole, without Com & metering function Manual operating mechanism with mechanical closing, without Spring charging motor, Ready-to-close signal. switch, Auxiliary switches 2NO+2NC, without Closing coil (CC), manual operating mechanism with mechanical closing, without Remote trip alarm reset coil (RR), without 2nd shunt trip, without 1st Shunt trip | 75600 | 1 | Z\ | 1
3WA1112-2AA21-0AA0 |  | AC non-automatic air circuit breaker 3WA, fixed-mounted version, IEC 60947-2, size 1, 4-pole, N pole on right, In=1250 A up to 690 V AC 50/60 Hz, breaking capacity N, Icc=55/42 kA at 500/690 V, without electronic trip unit ETU, connection at rear vertical, without Com & metering function Manual operating mechanism with mechanical closing, without Spring charging motor, Ready-to-close signal. switch, Auxiliary switches 2NO+2NC, without Closing coil (CC), manual operating mechanism with mechanical closing, without Remote trip alarm reset coil (RR), without 2nd shunt trip, without 1st Shunt trip | 70300 | 1 | Z\ | 1
3WA1112-2AA22-0AA0 |  | AC non-automatic air circuit breaker 3WA, fixed-mounted version, IEC 60947-2, size 1, 4-pole, N pole on right, In=1250 A up to 690 V AC 50/60 Hz, breaking capacity N, Icc=55/42 kA at 500/690 V, without electronic trip unit ETU, connection at rear horizontal without Com & metering function Manual operating mechanism with mechanical closing, without Spring charging motor, Ready-to-close signal. switch, Auxiliary switches 2NO+2NC, without Closing coil (CC), manual operating mechanism with mechanical closing, without Remote trip alarm reset coil (RR), without 2nd shunt trip, without 1st Shunt trip | 67700 | 1 | Z\ | 1
3WA1112-2AA23-0AA0 |  | AC non-automatic air circuit breaker 3WA, fixed-mounted version, IEC 60947-2, size 1, 4-pole, N pole on right, In=1250 A up to 690 V AC 50/60 Hz, breaking capacity N, Icc=55/42 kA at 500/690 V, without electronic trip unit ETU, front connection double hole, without Com & metering function Manual operating mechanism with mechanical closing, without Spring charging motor, Ready-to-close signal. switch, Auxiliary switches 2NO+2NC, without Closing coil (CC), manual operating mechanism with mechanical closing, without Remote trip alarm reset coil (RR), without 2nd shunt trip, without 1st Shunt trip | 75600 | 1 | Z\ | 1
3WA1112-2AA31-0AA0 |  | Non-automatic circuit breaker withdrawable version, with guide frame, IEC 60947-2, frame size 1, 3-poles, In=1250A up to 690V AC 50/60Hz, breaking capacity N Icc=55/42kA at 500/690V, without electr. trip unit ETU, rear connection vertical, guide frame with shutter and w/o position signalling switch, without Com & metering function Manual operating mechanism with mechanical closing, without Spring charging motor, Ready-to-close signal. switch, Auxiliary switches 2NO+2NC, without Closing coil (CC), manual operating mechanism with mechanical closing, without Remote trip alarm reset coil (RR), without 2nd shunt trip, without 1st Shunt trip | 70800 | 1 | Z\ | 1
3WA1112-2AA32-0AA0 |  | Non-automatic circuit breaker withdrawable version, with guide frame, IEC 60947-2, frame size 1, 3-poles, In=1250A up to 690V AC 50/60Hz, breaking capacity N Icc=55/42kA at 500/690V, without electr. trip unit ETU, rear connection horizontal, guide frame with shutter and w/o position signalling switch, without Com & metering function Manual operating mechanism with mechanical closing, without Spring charging motor, Ready-to-close signal. switch, Auxiliary switches 2NO+2NC, without Closing coil (CC), manual operating mechanism with mechanical closing, without Remote trip alarm reset coil (RR), without 2nd shunt trip, without 1st Shunt trip | 67900 | 1 | Z\ | 1
3WA1112-2AA33-0AA0 |  | Non-automatic circuit breaker withdrawable version, with guide frame, IEC 60947-2, frame size 1, 3-poles, In=1250A up to 690V AC 50/60Hz, breaking capacity N Icc=55/42kA at 500/690V, without electr. trip unit ETU, front connection double hole, guide frame with shutter and w/o position signalling switch, without Com & metering function Manual operating mechanism with mechanical closing, without Spring charging motor, Ready-to-close signal. switch, Auxiliary switches 2NO+2NC, without Closing coil (CC), manual operating mechanism with mechanical closing, without Remote trip alarm reset coil (RR), without 2nd shunt trip, without 1st Shunt trip | 76600 | 1 | Z\ | 1
3WA1112-2AA34-0AA0 |  | Non-automatic circuit breaker withdrawable version, with guide frame, IEC 60947-2, frame size 1, 3-poles, In=1250A up to 690V AC 50/60Hz, breaking capacity N Icc=55/42kA at 500/690V, without electr. trip unit ETU, rear connection flange, guide frame with shutter and w/o position signalling switch, without Com & metering function Manual operating mechanism with mechanical closing, without Spring charging motor, Ready-to-close signal. switch, Auxiliary switches 2NO+2NC, without Closing coil (CC), manual operating mechanism with mechanical closing, without Remote trip alarm reset coil (RR), without 2nd shunt trip, without 1st Shunt trip | 67900 | 1 | Z\ | 1
3WA1112-2AA41-0AA0 |  | Non-automatic circuit breaker withdrawable version, with guide frame, IEC 60947-2, frame size 1, 4-poles, N-pole left, In=1250A up to 690V AC 50/60Hz, breaking capacity N Icc=55/42kA at 500/690V, without electr. trip unit ETU, rear connection vertical, guide frame with shutter and w/o position signalling switch, without Com & metering function Manual operating mechanism with mechanical closing, without Spring charging motor, Ready-to-close signal. switch, Auxiliary switches 2NO+2NC, without Closing coil (CC), manual operating mechanism with mechanical closing, without Remote trip alarm reset coil (RR), without 2nd shunt trip, without 1st Shunt trip | 93500 | 1 | Z\ | 1
3WA1112-2AA42-0AA0 |  | Non-automatic circuit breaker withdrawable version, with guide frame, IEC 60947-2, frame size 1, 4-poles, N-pole left, In=1250A up to 690V AC 50/60Hz, breaking capacity N Icc=55/42kA at 500/690V, without electr. trip unit ETU, rear connection horizontal, guide frame with shutter and w/o position signalling switch, without Com & metering function Manual operating mechanism with mechanical closing, without Spring charging motor, Ready-to-close signal. switch, Auxiliary switches 2NO+2NC, without Closing coil (CC), manual operating mechanism with mechanical closing, without Remote trip alarm reset coil (RR), without 2nd shunt trip, without 1st Shunt trip | 89600 | 1 | Z\ | 1
3WA1112-2AA43-0AA0 |  | Non-automatic circuit breaker withdrawable version, with guide frame, IEC 60947-2, frame size 1, 4-poles, N-pole left, In=1250A up to 690V AC 50/60Hz, breaking capacity N Icc=55/42kA at 500/690V, without electr. trip unit ETU, front connection double hole, guide frame with shutter and w/o position signalling switch, without Com & metering function Manual operating mechanism with mechanical closing, without Spring charging motor, Ready-to-close signal. switch, Auxiliary switches 2NO+2NC, without Closing coil (CC), manual operating mechanism with mechanical closing, without Remote trip alarm reset coil (RR), without 2nd shunt trip, without 1st Shunt trip | 101000 | 1 | Z\ | 1
3WA1112-2AA44-0AA0 |  | Non-automatic circuit breaker withdrawable version, with guide frame, IEC 60947-2, frame size 1, 4-poles, N-pole left, In=1250A up to 690V AC 50/60Hz, breaking capacity N Icc=55/42kA at 500/690V, without electr. trip unit ETU, rear connection flange, guide frame with shutter and w/o position signalling switch, without Com & metering function Manual operating mechanism with mechanical closing, without Spring charging motor, Ready-to-close signal. switch, Auxiliary switches 2NO+2NC, without Closing coil (CC), manual operating mechanism with mechanical closing, without Remote trip alarm reset coil (RR), without 2nd shunt trip, without 1st Shunt trip | 89600 | 1 | Z\ | 1
3WA1112-2AA62-8EQ4-Z | C01R30S07T40 | Non-automatic circuit breaker withdrawable version, with guide frame, IEC 60947-2, frame size 1, 3-poles, In=1250A up to 690V AC 50/60Hz, breaking capacity N Icc=55/42kA at 500/690V, without electr. trip unit ETU, rear connection horizontal, guide frame with shutter and position signall. switch (3xW), without Com & metering function with manual and motorized operating mechanism (M) 208-240 V AC / 220-250 V DC, Storage status and ready-to- close signaling switches, Auxiliary switches 4NO+4NC, Closing coil (CC) 100% OP 208-240 V AC / 220-250 V DC, applicable for continuous duty, without Remote trip alarm reset coil (RR), Undervoltage release (UVR) instantaneous (0,08 s) and short-delay (0,2 s), 208-240 V AC / 220-250 V DC, Shunt trip (ST) 100% OP 208-240 V AC / 220-250 V DC, suitable for continuous duty, Option C01 = Operations counter for circuit breaker Option R30 = Mechanical interlock to prevent opening of the circuit breaker compartment door, if ACB is closed; for withdrawable design. Option S07 = Locking provision against unauthorized closing Secured Open; for padlock device Padlocks are not included. Option T40 = Door sealing frame IP41 | 111060 | 1 | Z\ | 1
3WA1112-2AB01-0AA0 |  | Fixed-mounted circuit breaker IEC 60947-2, frame size 1, 3-poles, In=1250A up to 690V AC 50/60Hz, breaking capacity N Icu=55/42kA at 500/690V, Trip unit ETU300 LSI optimized for standard applica- tions, without display Protection LT, ST, INST, N-protection required an external N-sensor, incl. trip alarm switch (1xCO), rear connection vertical, without Com & metering function Manual operating mechanism with mechanical closing, without Spring charging motor, Ready-to-close signal. switch, Auxiliary switches 2NO+2NC, without Closing coil (CC), manual operating mechanism with mechanical closing, without Remote trip alarm reset coil (RR), without 2nd shunt trip, without 1st Shunt trip | 59600 | 1 | Z\ | 1
3WA1112-2AB02-0AA0 |  | Fixed-mounted circuit breaker IEC 60947-2, frame size 1, 3-poles, In=1250A up to 690V AC 50/60Hz, breaking capacity N Icu=55/42kA at 500/690V, Trip unit ETU300 LSI optimized for standard applica- tions, without display Protection LT, ST, INST, N-protection required an external N-sensor, incl. trip alarm switch (1xCO), rear connection horizontal, without Com & metering function Manual operating mechanism with mechanical closing, without Spring charging motor, Ready-to-close signal. switch, Auxiliary switches 2NO+2NC, without Closing coil (CC), manual operating mechanism with mechanical closing, without Remote trip alarm reset coil (RR), without 2nd shunt trip, without 1st Shunt trip | 57600 | 1 | Z\ | 1
3WA1112-2AB02-0AA0-Z | S07T40 | Fixed-mounted circuit breaker IEC 60947-2, frame size 1, 3-poles, In=1250A up to 690V AC 50/60Hz, breaking capacity N Icu=55/42kA at 500/690V, Trip unit ETU300 LSI optimized for standard applica- tions, without display Protection LT, ST, INST, N-protection required an external N-sensor, incl. trip alarm switch (1xCO), rear connection horizontal, without Com & metering function Manual operating mechanism with mechanical closing, without Spring charging motor, Ready-to-close signal. switch, Auxiliary switches 2NO+2NC, without Closing coil (CC), manual operating mechanism with mechanical closing, without Remote trip alarm reset coil (RR), without 2nd shunt trip, without 1st Shunt trip Option S07 = Locking provision against unauthorized closing Secured Open; for padlock device Padlocks are not included. Option T40 = Door sealing frame IP41 | 61500 | 1 | Z\ | 1
3WA1112-2AB02-0AA0-Z | T40 | Fixed-mounted circuit breaker IEC 60947-2, frame size 1, 3-poles, In=1250A up to 690V AC 50/60Hz, breaking capacity N Icu=55/42kA at 500/690V, Trip unit ETU300 LSI optimized for standard applica- tions, without display Protection LT, ST, INST, N-protection required an external N-sensor, incl. trip alarm switch (1xCO), rear connection horizontal, without Com & metering function Manual operating mechanism with mechanical closing, without Spring charging motor, Ready-to-close signal. switch, Auxiliary switches 2NO+2NC, without Closing coil (CC), manual operating mechanism with mechanical closing, without Remote trip alarm reset coil (RR), without 2nd shunt trip, without 1st Shunt trip Option T40 = Door sealing frame IP41 | 60240 | 1 | Z\ | 1
3WA1112-2AB03-0AA0 |  | Fixed-mounted circuit breaker IEC 60947-2, frame size 1, 3-poles, In=1250A up to 690V AC 50/60Hz, breaking capacity N Icu=55/42kA at 500/690V, Trip unit ETU300 LSI optimized for standard applica- tions, without display Protection LT, ST, INST, N-protection required an external N-sensor, incl. trip alarm switch (1xCO), front connection double hole, without Com & metering function Manual operating mechanism with mechanical closing, without Spring charging motor, Ready-to-close signal. switch, Auxiliary switches 2NO+2NC, without Closing coil (CC), manual operating mechanism with mechanical closing, without Remote trip alarm reset coil (RR), without 2nd shunt trip, without 1st Shunt trip | 63600 | 1 | Z\ | 1
3WA1112-2AB11-0AA0 |  | Fixed-mounted circuit breaker IEC 60947-2, frame size 1, 4-poles, N-pole left, In=1250A up to 690V AC 50/60Hz, breaking capacity N Icu=55/42kA at 500/690V, Trip unit ETU300 LSI optimized for standard applica- tions, without display Protection LT, ST, INST, include N-protection, (internal N-sensor available), incl. trip alarm switch (1xCO), rear connection vertical, without Com & metering function Manual operating mechanism with mechanical closing, without Spring charging motor, Ready-to-close signal. switch, Auxiliary switches 2NO+2NC, without Closing coil (CC), manual operating mechanism with mechanical closing, without Remote trip alarm reset coil (RR), without 2nd shunt trip, without 1st Shunt trip | 80300 | 1 | Z\ | 1
3WA1112-2AB12-0AA0 |  | Fixed-mounted circuit breaker IEC 60947-2, frame size 1, 4-poles, N-pole left, In=1250A up to 690V AC 50/60Hz, breaking capacity N Icu=55/42kA at 500/690V, Trip unit ETU300 LSI optimized for standard applica- tions, without display Protection LT, ST, INST, include N-protection, (internal N-sensor available), incl. trip alarm switch (1xCO), rear connection horizontal, without Com & metering function Manual operating mechanism with mechanical closing, without Spring charging motor, Ready-to-close signal. switch, Auxiliary switches 2NO+2NC, without Closing coil (CC), manual operating mechanism with mechanical closing, without Remote trip alarm reset coil (RR), without 2nd shunt trip, without 1st Shunt trip | 77700 | 1 | Z\ | 1
3WA1112-2AB13-0AA0 |  | Fixed-mounted circuit breaker IEC 60947-2, frame size 1, 4-poles, N-pole left, In=1250A up to 690V AC 50/60Hz, breaking capacity N Icu=55/42kA at 500/690V, Trip unit ETU300 LSI optimized for standard applica- tions, without display Protection LT, ST, INST, include N-protection, (internal N-sensor available), incl. trip alarm switch (1xCO), front connection double hole, without Com & metering function Manual operating mechanism with mechanical closing, without Spring charging motor, Ready-to-close signal. switch, Auxiliary switches 2NO+2NC, without Closing coil (CC), manual operating mechanism with mechanical closing, without Remote trip alarm reset coil (RR), without 2nd shunt trip, without 1st Shunt trip | 85600 | 1 | Z\ | 1
3WA1112-2AB21-0AA0 |  | fixed-mounted circuit breaker, IEC 60947-2, size 1, 4-pole, N pole on right, In=1250 A up to 690 V AC 50/60 Hz, breaking capacity N Icc=55/42 kA at 500/690 V, tripping unit ETU300 LSI optimized for standard applications, without display, basic protection LT, ST, INST, including protection of the N conductor (internal neutral point sensor available) trip alarm switch (1 x CO), connection at rear vertical, without Com & metering function Manual operating mechanism with mechanical closing, without Spring charging motor, Ready-to-close signal. switch, Auxiliary switches 2NO+2NC, without Closing coil (CC), manual operating mechanism with mechanical closing, without Remote trip alarm reset coil (RR), without 2nd shunt trip, without 1st Shunt trip | 80300 | 1 | Z\ | 1
3WA1112-2AB22-0AA0 |  | fixed-mounted circuit breaker, IEC 60947-2, size 1, 4-pole, N pole on right, In=1250 A up to 690 V AC 50/60 Hz, breaking capacity N Icc=55/42 kA at 500/690 V, tripping unit ETU300 LSI optimized for standard applications, without display, basic protection LT, ST, INST, including protection of the N conductor (internal neutral point sensor available) trip alarm switch (1 x CO), connection at rear horizontal without Com & metering function Manual operating mechanism with mechanical closing, without Spring charging motor, Ready-to-close signal. switch, Auxiliary switches 2NO+2NC, without Closing coil (CC), manual operating mechanism with mechanical closing, without Remote trip alarm reset coil (RR), without 2nd shunt trip, without 1st Shunt trip | 77700 | 1 | Z\ | 1
3WA1112-2AB23-0AA0 |  | fixed-mounted circuit breaker, IEC 60947-2, size 1, 4-pole, N pole on right, In=1250 A up to 690 V AC 50/60 Hz, breaking capacity N Icc=55/42 kA at 500/690 V, tripping unit ETU300 LSI optimized for standard applications, without display, basic protection LT, ST, INST, including protection of the N conductor (internal neutral point sensor available) trip alarm switch (1 x CO), front connection double hole, without Com & metering function Manual operating mechanism with mechanical closing, without Spring charging motor, Ready-to-close signal. switch, Auxiliary switches 2NO+2NC, without Closing coil (CC), manual operating mechanism with mechanical closing, without Remote trip alarm reset coil (RR), without 2nd shunt trip, without 1st Shunt trip | 85600 | 1 | Z\ | 1
3WA1112-2AB31-0AA0 |  | Withdrawable circuit breaker with guide frame, IEC 60947-2, frame size 1, 3-poles, In=1250A up to 690V AC 50/60Hz, breaking capacity N Icu=55/42kA at 500/690V, Trip unit ETU300 LSI optimized for standard applica- tions, without display Protection LT, ST, INST, N-protection required an external N-sensor, incl. trip alarm switch (1xCO), rear connection vertical, guide frame with shutter and w/o position signalling switch, without Com & metering function Manual operating mechanism with mechanical closing, without Spring charging motor, Ready-to-close signal. switch, Auxiliary switches 2NO+2NC, without Closing coil (CC), manual operating mechanism with mechanical closing, without Remote trip alarm reset coil (RR), without 2nd shunt trip, without 1st Shunt trip | 80800 | 1 | Z\ | 1
3WA1112-2AB32-0AA0 |  | Withdrawable circuit breaker with guide frame, IEC 60947-2, frame size 1, 3-poles, In=1250A up to 690V AC 50/60Hz, breaking capacity N Icu=55/42kA at 500/690V, Trip unit ETU300 LSI optimized for standard applica- tions, without display Protection LT, ST, INST, N-protection required an external N-sensor, incl. trip alarm switch (1xCO), rear connection horizontal, guide frame with shutter and w/o position signalling switch, without Com & metering function Manual operating mechanism with mechanical closing, without Spring charging motor, Ready-to-close signal. switch, Auxiliary switches 2NO+2NC, without Closing coil (CC), manual operating mechanism with mechanical closing, without Remote trip alarm reset coil (RR), without 2nd shunt trip, without 1st Shunt trip | 78000 | 1 | Z\ | 1
3WA1112-2AB32-0EA4-Z | S07T40 | Withdrawable circuit breaker with guide frame, IEC 60947-2, frame size 1, 3-poles, In=1250A up to 690V AC 50/60Hz, breaking capacity N Icu=55/42kA at 500/690V, Trip unit ETU300 LSI optimized for standard applica- tions, without display Protection LT, ST, INST, N-protection required an external N-sensor, incl. trip alarm switch (1xCO), rear connection horizontal, guide frame with shutter and w/o position signalling switch, without Com & metering function Manual operating mechanism with mechanical closing, without Spring charging motor, Ready-to-close signal. switch, Auxiliary switches 2NO+2NC, Closing coil (CC) 100% OP 208-240 V AC / 220-250 V DC, applicable for continuous duty, without Remote trip alarm reset coil (RR), without 2nd shunt trip, Shunt trip (ST) 100% OP 208-240 V AC / 220-250 V DC, suitable for continuous duty, Option S07 = Locking provision against unauthorized closing Secured Open; for padlock device Padlocks are not included. Option T40 = Door sealing frame IP41 | 88080 | 1 | Z\ | 1
3WA1112-2AB33-0AA0 |  | Withdrawable circuit breaker with guide frame, IEC 60947-2, frame size 1, 3-poles, In=1250A up to 690V AC 50/60Hz, breaking capacity N Icu=55/42kA at 500/690V, Trip unit ETU300 LSI optimized for standard applica- tions, without display Protection LT, ST, INST, N-protection required an external N-sensor, incl. trip alarm switch (1xCO), front connection double hole, guide frame with shutter and w/o position signalling switch, without Com & metering function Manual operating mechanism with mechanical closing, without Spring charging motor, Ready-to-close signal. switch, Auxiliary switches 2NO+2NC, without Closing coil (CC), manual operating mechanism with mechanical closing, without Remote trip alarm reset coil (RR), without 2nd shunt trip, without 1st Shunt trip | 86600 | 1 | Z\ | 1
3WA1112-2AB34-0AA0 |  | Withdrawable circuit breaker with guide frame, IEC 60947-2, frame size 1, 3-poles, In=1250A up to 690V AC 50/60Hz, breaking capacity N Icu=55/42kA at 500/690V, Trip unit ETU300 LSI optimized for standard applica- tions, without display Protection LT, ST, INST, N-protection required an external N-sensor, incl. trip alarm switch (1xCO), rear connection flange, guide frame with shutter and w/o position signalling switch, without Com & metering function Manual operating mechanism with mechanical closing, without Spring charging motor, Ready-to-close signal. switch, Auxiliary switches 2NO+2NC, without Closing coil (CC), manual operating mechanism with mechanical closing, without Remote trip alarm reset coil (RR), without 2nd shunt trip, without 1st Shunt trip | 78000 | 1 | Z\ | 1
3WA1112-2AB41-0AA0 |  | Withdrawable circuit breaker with guide frame, IEC 60947-2, frame size 1, 4-poles, N-pole left, In=1250A up to 690V AC 50/60Hz, breaking capacity N Icu=55/42kA at 500/690V, Trip unit ETU300 LSI optimized for standard applica- tions, without display Protection LT, ST, INST, include N-protection, (internal N-sensor available), incl. trip alarm switch (1xCO), rear connection vertical, guide frame with shutter and w/o position signalling switch, without Com & metering function Manual operating mechanism with mechanical closing, without Spring charging motor, Ready-to-close signal. switch, Auxiliary switches 2NO+2NC, without Closing coil (CC), manual operating mechanism with mechanical closing, without Remote trip alarm reset coil (RR), without 2nd shunt trip, without 1st Shunt trip | 108000 | 1 | Z\ | 1
3WA1112-2AB42-0AA0 |  | Withdrawable circuit breaker with guide frame, IEC 60947-2, frame size 1, 4-poles, N-pole left, In=1250A up to 690V AC 50/60Hz, breaking capacity N Icu=55/42kA at 500/690V, Trip unit ETU300 LSI optimized for standard applica- tions, without display Protection LT, ST, INST, include N-protection, (internal N-sensor available), incl. trip alarm switch (1xCO), rear connection horizontal, guide frame with shutter and w/o position signalling switch, without Com & metering function Manual operating mechanism with mechanical closing, without Spring charging motor, Ready-to-close signal. switch, Auxiliary switches 2NO+2NC, without Closing coil (CC), manual operating mechanism with mechanical closing, without Remote trip alarm reset coil (RR), without 2nd shunt trip, without 1st Shunt trip | 105000 | 1 | Z\ | 1
3WA1112-2AB43-0AA0 |  | Withdrawable circuit breaker with guide frame, IEC 60947-2, frame size 1, 4-poles, N-pole left, In=1250A up to 690V AC 50/60Hz, breaking capacity N Icu=55/42kA at 500/690V, Trip unit ETU300 LSI optimized for standard applica- tions, without display Protection LT, ST, INST, include N-protection, (internal N-sensor available), incl. trip alarm switch (1xCO), front connection double hole, guide frame with shutter and w/o position signalling switch, without Com & metering function Manual operating mechanism with mechanical closing, without Spring charging motor, Ready-to-close signal. switch, Auxiliary switches 2NO+2NC, without Closing coil (CC), manual operating mechanism with mechanical closing, without Remote trip alarm reset coil (RR), without 2nd shunt trip, without 1st Shunt trip | 116000 | 1 | Z\ | 1
3WA1112-2AB44-0AA0 |  | Withdrawable circuit breaker with guide frame, IEC 60947-2, frame size 1, 4-poles, N-pole left, In=1250A up to 690V AC 50/60Hz, breaking capacity N Icu=55/42kA at 500/690V, Trip unit ETU300 LSI optimized for standard applica- tions, without display Protection LT, ST, INST, include N-protection, (internal N-sensor available), incl. trip alarm switch (1xCO), rear connection flange, guide frame with shutter and w/o position signalling switch, without Com & metering function Manual operating mechanism with mechanical closing, without Spring charging motor, Ready-to-close signal. switch, Auxiliary switches 2NO+2NC, without Closing coil (CC), manual operating mechanism with mechanical closing, without Remote trip alarm reset coil (RR), without 2nd shunt trip, without 1st Shunt trip | 105000 | 1 | Z\ | 1
3WA1112-2AC01-0AA0 |  | Fixed-mounted circuit breaker IEC 60947-2, frame size 1, 3-poles, In=1250A up to 690V AC 50/60Hz, breaking capacity N Icu=55/42kA at 500/690V, Trip unit ETU300 LSIG optimized for standard applica- tions, without display Protection LT, ST, INST, GF, N-protection required an external N-sensor, incl. trip alarm switch (1xCO), rear connection vertical, without Com & metering function Manual operating mechanism with mechanical closing, without Spring charging motor, Ready-to-close signal. switch, Auxiliary switches 2NO+2NC, without Closing coil (CC), manual operating mechanism with mechanical closing, without Remote trip alarm reset coil (RR), without 2nd shunt trip, without 1st Shunt trip | 65700 | 1 | Z\ | 1
3WA1112-2AC02-0AA0 |  | Fixed-mounted circuit breaker IEC 60947-2, frame size 1, 3-poles, In=1250A up to 690V AC 50/60Hz, breaking capacity N Icu=55/42kA at 500/690V, Trip unit ETU300 LSIG optimized for standard applica- tions, without display Protection LT, ST, INST, GF, N-protection required an external N-sensor, incl. trip alarm switch (1xCO), rear connection horizontal, without Com & metering function Manual operating mechanism with mechanical closing, without Spring charging motor, Ready-to-close signal. switch, Auxiliary switches 2NO+2NC, without Closing coil (CC), manual operating mechanism with mechanical closing, without Remote trip alarm reset coil (RR), without 2nd shunt trip, without 1st Shunt trip | 63700 | 1 | Z\ | 1
3WA1112-2AC03-0AA0 |  | Fixed-mounted circuit breaker IEC 60947-2, frame size 1, 3-poles, In=1250A up to 690V AC 50/60Hz, breaking capacity N Icu=55/42kA at 500/690V, Trip unit ETU300 LSIG optimized for standard applica- tions, without display Protection LT, ST, INST, GF, N-protection required an external N-sensor, incl. trip alarm switch (1xCO), front connection double hole, without Com & metering function Manual operating mechanism with mechanical closing, without Spring charging motor, Ready-to-close signal. switch, Auxiliary switches 2NO+2NC, without Closing coil (CC), manual operating mechanism with mechanical closing, without Remote trip alarm reset coil (RR), without 2nd shunt trip, without 1st Shunt trip | 69800 | 1 | Z\ | 1
3WA1112-2AC11-0AA0 |  | Fixed-mounted circuit breaker IEC 60947-2, frame size 1, 4-poles, N-pole left, In=1250A up to 690V AC 50/60Hz, breaking capacity N Icu=55/42kA at 500/690V, Trip unit ETU300 LSIG optimized for standard applica- tions, without display Protection LT, ST, INST, GF, include N-protection, (internal N-sensor available), incl. trip alarm switch (1xCO), rear connection vertical, without Com & metering function Manual operating mechanism with mechanical closing, without Spring charging motor, Ready-to-close signal. switch, Auxiliary switches 2NO+2NC, without Closing coil (CC), manual operating mechanism with mechanical closing, without Remote trip alarm reset coil (RR), without 2nd shunt trip, without 1st Shunt trip | 86500 | 1 | Z\ | 1
3WA1112-2AC12-0AA0 |  | Fixed-mounted circuit breaker IEC 60947-2, frame size 1, 4-poles, N-pole left, In=1250A up to 690V AC 50/60Hz, breaking capacity N Icu=55/42kA at 500/690V, Trip unit ETU300 LSIG optimized for standard applica- tions, without display Protection LT, ST, INST, GF, include N-protection, (internal N-sensor available), incl. trip alarm switch (1xCO), rear connection horizontal, without Com & metering function Manual operating mechanism with mechanical closing, without Spring charging motor, Ready-to-close signal. switch, Auxiliary switches 2NO+2NC, without Closing coil (CC), manual operating mechanism with mechanical closing, without Remote trip alarm reset coil (RR), without 2nd shunt trip, without 1st Shunt trip | 83800 | 1 | Z\ | 1
3WA1112-2AC13-0AA0 |  | Fixed-mounted circuit breaker IEC 60947-2, frame size 1, 4-poles, N-pole left, In=1250A up to 690V AC 50/60Hz, breaking capacity N Icu=55/42kA at 500/690V, Trip unit ETU300 LSIG optimized for standard applica- tions, without display Protection LT, ST, INST, GF, include N-protection, (internal N-sensor available), incl. trip alarm switch (1xCO), front connection double hole, without Com & metering function Manual operating mechanism with mechanical closing, without Spring charging motor, Ready-to-close signal. switch, Auxiliary switches 2NO+2NC, without Closing coil (CC), manual operating mechanism with mechanical closing, without Remote trip alarm reset coil (RR), without 2nd shunt trip, without 1st Shunt trip | 91800 | 1 | Z\ | 1
3WA1112-2AC21-0AA0 |  | fixed-mounted circuit breaker, IEC 60947-2, size 1, 4-pole, N pole on right, In=1250 A up to 690 V AC 50/60 Hz, breaking capacity N Icc=55/42 kA at 500/690 V, tripping unit ETU300 LSI G optimized for standard applications, without display, basic protection LT, ST, INST, GF, including protection of the N conductor (internal neutral point sensor available), trip alarm switch (1 x CO), connection at rear vertical, without Com & metering function Manual operating mechanism with mechanical closing, without Spring charging motor, Ready-to-close signal. switch, Auxiliary switches 2NO+2NC, without Closing coil (CC), manual operating mechanism with mechanical closing, without Remote trip alarm reset coil (RR), without 2nd shunt trip, without 1st Shunt trip | 86500 | 1 | Z\ | 1
3WA1112-2AC22-0AA0 |  | fixed-mounted circuit breaker, IEC 60947-2, size 1, 4-pole, N pole on right, In=1250 A up to 690 V AC 50/60 Hz, breaking capacity N Icc=55/42 kA at 500/690 V, tripping unit ETU300 LSI G optimized for standard applications, without display, basic protection LT, ST, INST, GF, including protection of the N conductor (internal neutral point sensor available), trip alarm switch (1 x CO), connection at rear horizontal without Com & metering function Manual operating mechanism with mechanical closing, without Spring charging motor, Ready-to-close signal. switch, Auxiliary switches 2NO+2NC, without Closing coil (CC), manual operating mechanism with mechanical closing, without Remote trip alarm reset coil (RR), without 2nd shunt trip, without 1st Shunt trip | 83800 | 1 | Z\ | 1
3WA1112-2AC23-0AA0 |  | fixed-mounted circuit breaker, IEC 60947-2, size 1, 4-pole, N pole on right, In=1250 A up to 690 V AC 50/60 Hz, breaking capacity N Icc=55/42 kA at 500/690 V, tripping unit ETU300 LSI G optimized for standard applications, without display, basic protection LT, ST, INST, GF, including protection of the N conductor (internal neutral point sensor available), trip alarm switch (1 x CO), front connection double hole, without Com & metering function Manual operating mechanism with mechanical closing, without Spring charging motor, Ready-to-close signal. switch, Auxiliary switches 2NO+2NC, without Closing coil (CC), manual operating mechanism with mechanical closing, without Remote trip alarm reset coil (RR), without 2nd shunt trip, without 1st Shunt trip | 91800 | 1 | Z\ | 1
3WA1112-2AC31-0AA0 |  | Withdrawable circuit breaker with guide frame, IEC 60947-2, frame size 1, 3-poles, In=1250A up to 690V AC 50/60Hz, breaking capacity N Icu=55/42kA at 500/690V, Trip unit ETU300 LSIG optimized for standard applica- tions, without display Protection LT, ST, INST, GF, N-protection required an external N-sensor, incl. trip alarm switch (1xCO), rear connection vertical, guide frame with shutter and w/o position signalling switch, without Com & metering function Manual operating mechanism with mechanical closing, without Spring charging motor, Ready-to-close signal. switch, Auxiliary switches 2NO+2NC, without Closing coil (CC), manual operating mechanism with mechanical closing, without Remote trip alarm reset coil (RR), without 2nd shunt trip, without 1st Shunt trip | 87000 | 1 | Z\ | 1
3WA1112-2AC32-0AA0 |  | Withdrawable circuit breaker with guide frame, IEC 60947-2, frame size 1, 3-poles, In=1250A up to 690V AC 50/60Hz, breaking capacity N Icu=55/42kA at 500/690V, Trip unit ETU300 LSIG optimized for standard applica- tions, without display Protection LT, ST, INST, GF, N-protection required an external N-sensor, incl. trip alarm switch (1xCO), rear connection horizontal, guide frame with shutter and w/o position signalling switch, without Com & metering function Manual operating mechanism with mechanical closing, without Spring charging motor, Ready-to-close signal. switch, Auxiliary switches 2NO+2NC, without Closing coil (CC), manual operating mechanism with mechanical closing, without Remote trip alarm reset coil (RR), without 2nd shunt trip, without 1st Shunt trip | 84100 | 1 | Z\ | 1
3WA1112-2AC33-0AA0 |  | Withdrawable circuit breaker with guide frame, IEC 60947-2, frame size 1, 3-poles, In=1250A up to 690V AC 50/60Hz, breaking capacity N Icu=55/42kA at 500/690V, Trip unit ETU300 LSIG optimized for standard applica- tions, without display Protection LT, ST, INST, GF, N-protection required an external N-sensor, incl. trip alarm switch (1xCO), front connection double hole, guide frame with shutter and w/o position signalling switch, without Com & metering function Manual operating mechanism with mechanical closing, without Spring charging motor, Ready-to-close signal. switch, Auxiliary switches 2NO+2NC, without Closing coil (CC), manual operating mechanism with mechanical closing, without Remote trip alarm reset coil (RR), without 2nd shunt trip, without 1st Shunt trip | 92800 | 1 | Z\ | 1
3WA1112-2AC34-0AA0 |  | Withdrawable circuit breaker with guide frame, IEC 60947-2, frame size 1, 3-poles, In=1250A up to 690V AC 50/60Hz, breaking capacity N Icu=55/42kA at 500/690V, Trip unit ETU300 LSIG optimized for standard applica- tions, without display Protection LT, ST, INST, GF, N-protection required an external N-sensor, incl. trip alarm switch (1xCO), rear connection flange, guide frame with shutter and w/o position signalling switch, without Com & metering function Manual operating mechanism with mechanical closing, without Spring charging motor, Ready-to-close signal. switch, Auxiliary switches 2NO+2NC, without Closing coil (CC), manual operating mechanism with mechanical closing, without Remote trip alarm reset coil (RR), without 2nd shunt trip, without 1st Shunt trip | 84100 | 1 | Z\ | 1
3WA1112-2AC34-5BL1-Z | C25S07T40 | Withdrawable circuit breaker with guide frame, IEC 60947-2, frame size 1, 3-poles, In=1250A up to 690V AC 50/60Hz, breaking capacity N Icu=55/42kA at 500/690V, Trip unit ETU300 LSIG optimized for standard applica- tions, without display Protection LT, ST, INST, GF, N-protection required an external N-sensor, incl. trip alarm switch (1xCO), rear connection flange, guide frame with shutter and w/o position signalling switch, without Com & metering function with manual and motorized operating mechanism (M) 24-30 V DC, Storage status and ready-to- close signaling switches, Auxiliary switches 4NO+4NC, Closing coil (CC) 100% OP 24-30 V DC, applicable for continuous duty, without Remote trip alarm reset coil (RR), Undervoltage release (UVR) instantaneous (0,08 s) and short-delay (0,2 s), 24 V DC, Shunt trip (ST) 100% OP 24-30 V DC, suitable for continuous duty, Option C25 = Emergency OPEN button Mushroom pushbutton Option S07 = Locking provision against unauthorized closing Secured Open; for padlock device Padlocks are not included. Option T40 = Door sealing frame IP41 | 119560 | 1 | Z\ | 1
3WA1112-2AC41-0AA0 |  | Withdrawable circuit breaker with guide frame, IEC 60947-2, frame size 1, 4-poles, N-pole left, In=1250A up to 690V AC 50/60Hz, breaking capacity N Icu=55/42kA at 500/690V, Trip unit ETU300 LSIG optimized for standard applica- tions, without display Protection LT, ST, INST, GF, include N-protection, (internal N-sensor available), incl. trip alarm switch (1xCO), rear connection vertical, guide frame with shutter and w/o position signalling switch, without Com & metering function Manual operating mechanism with mechanical closing, without Spring charging motor, Ready-to-close signal. switch, Auxiliary switches 2NO+2NC, without Closing coil (CC), manual operating mechanism with mechanical closing, without Remote trip alarm reset coil (RR), without 2nd shunt trip, without 1st Shunt trip | 115000 | 1 | Z\ | 1
3WA1112-2AC42-0AA0 |  | Withdrawable circuit breaker with guide frame, IEC 60947-2, frame size 1, 4-poles, N-pole left, In=1250A up to 690V AC 50/60Hz, breaking capacity N Icu=55/42kA at 500/690V, Trip unit ETU300 LSIG optimized for standard applica- tions, without display Protection LT, ST, INST, GF, include N-protection, (internal N-sensor available), incl. trip alarm switch (1xCO), rear connection horizontal, guide frame with shutter and w/o position signalling switch, without Com & metering function Manual operating mechanism with mechanical closing, without Spring charging motor, Ready-to-close signal. switch, Auxiliary switches 2NO+2NC, without Closing coil (CC), manual operating mechanism with mechanical closing, without Remote trip alarm reset coil (RR), without 2nd shunt trip, without 1st Shunt trip | 111000 | 1 | Z\ | 1
3WA1112-2AC43-0AA0 |  | Withdrawable circuit breaker with guide frame, IEC 60947-2, frame size 1, 4-poles, N-pole left, In=1250A up to 690V AC 50/60Hz, breaking capacity N Icu=55/42kA at 500/690V, Trip unit ETU300 LSIG optimized for standard applica- tions, without display Protection LT, ST, INST, GF, include N-protection, (internal N-sensor available), incl. trip alarm switch (1xCO), front connection double hole, guide frame with shutter and w/o position signalling switch, without Com & metering function Manual operating mechanism with mechanical closing, without Spring charging motor, Ready-to-close signal. switch, Auxiliary switches 2NO+2NC, without Closing coil (CC), manual operating mechanism with mechanical closing, without Remote trip alarm reset coil (RR), without 2nd shunt trip, without 1st Shunt trip | 122000 | 1 | Z\ | 1
3WA1112-2AC44-0AA0 |  | Withdrawable circuit breaker with guide frame, IEC 60947-2, frame size 1, 4-poles, N-pole left, In=1250A up to 690V AC 50/60Hz, breaking capacity N Icu=55/42kA at 500/690V, Trip unit ETU300 LSIG optimized for standard applica- tions, without display Protection LT, ST, INST, GF, include N-protection, (internal N-sensor available), incl. trip alarm switch (1xCO), rear connection flange, guide frame with shutter and w/o position signalling switch, without Com & metering function Manual operating mechanism with mechanical closing, without Spring charging motor, Ready-to-close signal. switch, Auxiliary switches 2NO+2NC, without Closing coil (CC), manual operating mechanism with mechanical closing, without Remote trip alarm reset coil (RR), without 2nd shunt trip, without 1st Shunt trip | 111000 | 1 | Z\ | 1
3WA1112-2AE01-0AA0 |  | Fixed-mounted circuit breaker IEC 60947-2, frame size 1, 3-poles, In=1250A up to 690V AC 50/60Hz, breaking capacity N Icu=55/42kA at 500/690V, Trip unit ETU600 LSI upgrade ready , colordisplay, bluetooth and USB interface, Protection LT, ST, INST, N-protection required an external N-sensor, incl. trip alarm switch (1xCO), rear connection vertical, without Com & metering function Manual operating mechanism with mechanical closing, without Spring charging motor, Ready-to-close signal. switch, Auxiliary switches 2NO+2NC, without Closing coil (CC), manual operating mechanism with mechanical closing, without Remote trip alarm reset coil (RR), without 2nd shunt trip, without 1st Shunt trip | 64700 | 1 | Z\ | 1
3WA1112-2AE02-0AA0 |  | Fixed-mounted circuit breaker IEC 60947-2, frame size 1, 3-poles, In=1250A up to 690V AC 50/60Hz, breaking capacity N Icu=55/42kA at 500/690V, Trip unit ETU600 LSI upgrade ready , colordisplay, bluetooth and USB interface, Protection LT, ST, INST, N-protection required an external N-sensor, incl. trip alarm switch (1xCO), rear connection horizontal, without Com & metering function Manual operating mechanism with mechanical closing, without Spring charging motor, Ready-to-close signal. switch, Auxiliary switches 2NO+2NC, without Closing coil (CC), manual operating mechanism with mechanical closing, without Remote trip alarm reset coil (RR), without 2nd shunt trip, without 1st Shunt trip | 62700 | 1 | Z\ | 1
3WA1112-2AE02-0EA4-Z | K60S07T40 | Fixed-mounted circuit breaker IEC 60947-2, frame size 1, 3-poles, In=1250A up to 690V AC 50/60Hz, breaking capacity N Icu=55/42kA at 500/690V, Trip unit ETU600 LSI upgrade ready , colordisplay, bluetooth and USB interface, Protection LT, ST, INST, N-protection required an external N-sensor, incl. trip alarm switch (1xCO), rear connection horizontal, without Com & metering function Manual operating mechanism with mechanical closing, without Spring charging motor, Ready-to-close signal. switch, Auxiliary switches 2NO+2NC, Closing coil (CC) 100% OP 208-240 V AC / 220-250 V DC, applicable for continuous duty, without Remote trip alarm reset coil (RR), without 2nd shunt trip, Shunt trip (ST) 100% OP 208-240 V AC / 220-250 V DC, suitable for continuous duty, Option K60 = Internal current sensors without energy core, required power supply 24 V DC and undervoltage release (UVR), no power supply of the ETU via internal current sensors Option S07 = Locking provision against unauthorized closing Secured Open; for padlock device Padlocks are not included. Option T40 = Door sealing frame IP41 | 76320 | 1 | Z\ | 1
3WA1112-2AE02-0EL4-Z | K60S07T40 | Fixed-mounted circuit breaker IEC 60947-2, frame size 1, 3-poles, In=1250A up to 690V AC 50/60Hz, breaking capacity N Icu=55/42kA at 500/690V, Trip unit ETU600 LSI upgrade ready , colordisplay, bluetooth and USB interface, Protection LT, ST, INST, N-protection required an external N-sensor, incl. trip alarm switch (1xCO), rear connection horizontal, without Com & metering function Manual operating mechanism with mechanical closing, without Spring charging motor, Ready-to-close signal. switch, Auxiliary switches 2NO+2NC, Closing coil (CC) 100% OP 208-240 V AC / 220-250 V DC, applicable for continuous duty, without Remote trip alarm reset coil (RR), Undervoltage release (UVR) instantaneous (0,08 s) and short-delay (0,2 s), 24 V DC, Shunt trip (ST) 100% OP 208-240 V AC / 220-250 V DC, suitable for continuous duty, Option K60 = Internal current sensors without energy core, required power supply 24 V DC and undervoltage release (UVR), no power supply of the ETU via internal current sensors Option S07 = Locking provision against unauthorized closing Secured Open; for padlock device Padlocks are not included. Option T40 = Door sealing frame IP41 | 79990 | 1 | Z\ | 1
3WA1112-2AE02-0EQ4-Z | K60S07T40 | Fixed-mounted circuit breaker IEC 60947-2, frame size 1, 3-poles, In=1250A up to 690V AC 50/60Hz, breaking capacity N Icu=55/42kA at 500/690V, Trip unit ETU600 LSI upgrade ready , colordisplay, bluetooth and USB interface, Protection LT, ST, INST, N-protection required an external N-sensor, incl. trip alarm switch (1xCO), rear connection horizontal, without Com & metering function Manual operating mechanism with mechanical closing, without Spring charging motor, Ready-to-close signal. switch, Auxiliary switches 2NO+2NC, Closing coil (CC) 100% OP 208-240 V AC / 220-250 V DC, applicable for continuous duty, without Remote trip alarm reset coil (RR), Undervoltage release (UVR) instantaneous (0,08 s) and short-delay (0,2 s), 208-240 V AC / 220-250 V DC, Shunt trip (ST) 100% OP 208-240 V AC / 220-250 V DC, suitable for continuous duty, Option K60 = Internal current sensors without energy core, required power supply 24 V DC and undervoltage release (UVR), no power supply of the ETU via internal current sensors Option S07 = Locking provision against unauthorized closing Secured Open; for padlock device Padlocks are not included. Option T40 = Door sealing frame IP41 | 79990 | 1 | Z\ | 1
3WA1112-2AE02-4EA4-Z | T40 | Fixed-mounted circuit breaker IEC 60947-2, frame size 1, 3-poles, In=1250A up to 690V AC 50/60Hz, breaking capacity N Icu=55/42kA at 500/690V, Trip unit ETU600 LSI upgrade ready , colordisplay, bluetooth and USB interface, Protection LT, ST, INST, N-protection required an external N-sensor, incl. trip alarm switch (1xCO), rear connection horizontal, without Com & metering function with manual and motorized operating mechanism (M) 208-240 V AC / 220-250 V DC, Storage status and ready-to- close signaling switches, Auxiliary switches 2NO+2NC, Closing coil (CC) 100% OP 208-240 V AC / 220-250 V DC, applicable for continuous duty, without Remote trip alarm reset coil (RR), without 2nd shunt trip, Shunt trip (ST) 100% OP 208-240 V AC / 220-250 V DC, suitable for continuous duty, Option T40 = Door sealing frame IP41 | 86620 | 1 | Z\ | 1
3WA1112-2AE03-0AA0 |  | Fixed-mounted circuit breaker IEC 60947-2, frame size 1, 3-poles, In=1250A up to 690V AC 50/60Hz, breaking capacity N Icu=55/42kA at 500/690V, Trip unit ETU600 LSI upgrade ready , colordisplay, bluetooth and USB interface, Protection LT, ST, INST, N-protection required an external N-sensor, incl. trip alarm switch (1xCO), front connection double hole, without Com & metering function Manual operating mechanism with mechanical closing, without Spring charging motor, Ready-to-close signal. switch, Auxiliary switches 2NO+2NC, without Closing coil (CC), manual operating mechanism with mechanical closing, without Remote trip alarm reset coil (RR), without 2nd shunt trip, without 1st Shunt trip | 68700 | 1 | Z\ | 1
3WA1112-2AE11-0AA0 |  | Fixed-mounted circuit breaker IEC 60947-2, frame size 1, 4-poles, N-pole left, In=1250A up to 690V AC 50/60Hz, breaking capacity N Icu=55/42kA at 500/690V, Trip unit ETU600 LSI upgrade ready , colordisplay, bluetooth and USB interface, Protection LT, ST, INST, include N-protection, (internal N-sensor available), incl. trip alarm switch (1xCO), rear connection vertical, without Com & metering function Manual operating mechanism with mechanical closing, without Spring charging motor, Ready-to-close signal. switch, Auxiliary switches 2NO+2NC, without Closing coil (CC), manual operating mechanism with mechanical closing, without Remote trip alarm reset coil (RR), without 2nd shunt trip, without 1st Shunt trip | 85400 | 1 | Z\ | 1
3WA1112-2AE12-0AA0 |  | Fixed-mounted circuit breaker IEC 60947-2, frame size 1, 4-poles, N-pole left, In=1250A up to 690V AC 50/60Hz, breaking capacity N Icu=55/42kA at 500/690V, Trip unit ETU600 LSI upgrade ready , colordisplay, bluetooth and USB interface, Protection LT, ST, INST, include N-protection, (internal N-sensor available), incl. trip alarm switch (1xCO), rear connection horizontal, without Com & metering function Manual operating mechanism with mechanical closing, without Spring charging motor, Ready-to-close signal. switch, Auxiliary switches 2NO+2NC, without Closing coil (CC), manual operating mechanism with mechanical closing, without Remote trip alarm reset coil (RR), without 2nd shunt trip, without 1st Shunt trip | 82700 | 1 | Z\ | 1
3WA1112-2AE13-0AA0 |  | Fixed-mounted circuit breaker IEC 60947-2, frame size 1, 4-poles, N-pole left, In=1250A up to 690V AC 50/60Hz, breaking capacity N Icu=55/42kA at 500/690V, Trip unit ETU600 LSI upgrade ready , colordisplay, bluetooth and USB interface, Protection LT, ST, INST, include N-protection, (internal N-sensor available), incl. trip alarm switch (1xCO), front connection double hole, without Com & metering function Manual operating mechanism with mechanical closing, without Spring charging motor, Ready-to-close signal. switch, Auxiliary switches 2NO+2NC, without Closing coil (CC), manual operating mechanism with mechanical closing, without Remote trip alarm reset coil (RR), without 2nd shunt trip, without 1st Shunt trip | 90700 | 1 | Z\ | 1
3WA1112-2AE21-0AA0 |  | fixed-mounted circuit breaker, IEC 60947-2, size 1, 4-pole, N pole on right, In=1250 A up to 690 V AC 50/60 Hz, breaking capacity N Icc=55/42 kA at 500/690 V, tripping unit ETU600 LSI upgradeable, color display, Bluetooth, USB interface, basic protection LT, ST, INST, including protection of the N conductor (internal neutral point sensor available), trip alarm switch (1 x CO), connection at rear vertical, without Com & metering function Manual operating mechanism with mechanical closing, without Spring charging motor, Ready-to-close signal. switch, Auxiliary switches 2NO+2NC, without Closing coil (CC), manual operating mechanism with mechanical closing, without Remote trip alarm reset coil (RR), without 2nd shunt trip, without 1st Shunt trip | 85400 | 1 | Z\ | 1
3WA1112-2AE22-0AA0 |  | fixed-mounted circuit breaker, IEC 60947-2, size 1, 4-pole, N pole on right, In=1250 A up to 690 V AC 50/60 Hz, breaking capacity N Icc=55/42 kA at 500/690 V, tripping unit ETU600 LSI upgradeable, color display, Bluetooth, USB interface, basic protection LT, ST, INST, including protection of the N conductor (internal neutral point sensor available), trip alarm switch (1 x CO), connection at rear horizontal without Com & metering function Manual operating mechanism with mechanical closing, without Spring charging motor, Ready-to-close signal. switch, Auxiliary switches 2NO+2NC, without Closing coil (CC), manual operating mechanism with mechanical closing, without Remote trip alarm reset coil (RR), without 2nd shunt trip, without 1st Shunt trip | 82700 | 1 | Z\ | 1
3WA1112-2AE23-0AA0 |  | fixed-mounted circuit breaker, IEC 60947-2, size 1, 4-pole, N pole on right, In=1250 A up to 690 V AC 50/60 Hz, breaking capacity N Icc=55/42 kA at 500/690 V, tripping unit ETU600 LSI upgradeable, color display, Bluetooth, USB interface, basic protection LT, ST, INST, including protection of the N conductor (internal neutral point sensor available), trip alarm switch (1 x CO), front connection double hole, without Com & metering function Manual operating mechanism with mechanical closing, without Spring charging motor, Ready-to-close signal. switch, Auxiliary switches 2NO+2NC, without Closing coil (CC), manual operating mechanism with mechanical closing, without Remote trip alarm reset coil (RR), without 2nd shunt trip, without 1st Shunt trip | 90700 | 1 | Z\ | 1
3WA1112-2AE31-0AA0 |  | Withdrawable circuit breaker with guide frame, IEC 60947-2, frame size 1, 3-poles, In=1250A up to 690V AC 50/60Hz, breaking capacity N Icu=55/42kA at 500/690V, Trip unit ETU600 LSI upgrade ready , colordisplay, bluetooth and USB interface, Protection LT, ST, INST, N-protection required an external N-sensor, incl. trip alarm switch (1xCO), rear connection vertical, guide frame with shutter and w/o position signalling switch, without Com & metering function Manual operating mechanism with mechanical closing, without Spring charging motor, Ready-to-close signal. switch, Auxiliary switches 2NO+2NC, without Closing coil (CC), manual operating mechanism with mechanical closing, without Remote trip alarm reset coil (RR), without 2nd shunt trip, without 1st Shunt trip | 85900 | 1 | Z\ | 1
3WA1112-2AE31-0AA1-Z | R55R68T40 | Withdrawable circuit breaker with guide frame, IEC 60947-2, frame size 1, 3-poles, In=1250A up to 690V AC 50/60Hz, breaking capacity N Icu=55/42kA at 500/690V, Trip unit ETU600 LSI upgrade ready , colordisplay, bluetooth and USB interface, Protection LT, ST, INST, N-protection required an external N-sensor, incl. trip alarm switch (1xCO), rear connection vertical, guide frame with shutter and w/o position signalling switch, without Com & metering function Manual operating mechanism with mechanical closing, without Spring charging motor, Ready-to-close signal. switch, Auxiliary switches 2NO+2NC, without Closing coil (CC), manual operating mechanism with mechanical closing, without Remote trip alarm reset coil (RR), without 2nd shunt trip, Shunt trip (ST) 100% OP 24-30 V DC, suitable for continuous duty, Option R55 = Mutual mechanical interlocking with 2 m bowden cable for circuit breakers in withdraw- able design necessary once for each circuit breaker. Option R68 = Locking provision against unauthorized closing for withdrawable circuit breakers with RONIS lock. Option T40 = Door sealing frame IP41 | 106960 | 1 | Z\ | 1
3WA1112-2AE32-0AA0 |  | Withdrawable circuit breaker with guide frame, IEC 60947-2, frame size 1, 3-poles, In=1250A up to 690V AC 50/60Hz, breaking capacity N Icu=55/42kA at 500/690V, Trip unit ETU600 LSI upgrade ready , colordisplay, bluetooth and USB interface, Protection LT, ST, INST, N-protection required an external N-sensor, incl. trip alarm switch (1xCO), rear connection horizontal, guide frame with shutter and w/o position signalling switch, without Com & metering function Manual operating mechanism with mechanical closing, without Spring charging motor, Ready-to-close signal. switch, Auxiliary switches 2NO+2NC, without Closing coil (CC), manual operating mechanism with mechanical closing, without Remote trip alarm reset coil (RR), without 2nd shunt trip, without 1st Shunt trip | 83100 | 1 | Z\ | 1
3WA1112-2AE32-0DA3 |  | Withdrawable circuit breaker with guide frame, IEC 60947-2, frame size 1, 3-poles, In=1250A up to 690V AC 50/60Hz, breaking capacity N Icu=55/42kA at 500/690V, Trip unit ETU600 LSI upgrade ready , colordisplay, bluetooth and USB interface, Protection LT, ST, INST, N-protection required an external N-sensor, incl. trip alarm switch (1xCO), rear connection horizontal, guide frame with shutter and w/o position signalling switch, without Com & metering function Manual operating mechanism with mechanical closing, without Spring charging motor, Ready-to-close signal. switch, Auxiliary switches 2NO+2NC, Closing coil (CC) 100% OP 110-127 V AC / 110-125 V DC, applicable for continuous duty, without Remote trip alarm reset coil (RR), without 2nd shunt trip, Shunt trip (ST) 100% OP 110-127 V AC / 110-125 V DC, suitable for continuous duty, | 89280 | 1 | Z\ | 1
3WA1112-2AE32-0DA3-Z | B08S07T40 | Withdrawable circuit breaker with guide frame, IEC 60947-2, frame size 1, 3-poles, In=1250A up to 690V AC 50/60Hz, breaking capacity N Icu=55/42kA at 500/690V, Trip unit ETU600 LSI upgrade ready , colordisplay, bluetooth and USB interface, Protection LT, ST, INST, N-protection required an external N-sensor, incl. trip alarm switch (1xCO), rear connection horizontal, guide frame with shutter and w/o position signalling switch, without Com & metering function Manual operating mechanism with mechanical closing, without Spring charging motor, Ready-to-close signal. switch, Auxiliary switches 2NO+2NC, Closing coil (CC) 100% OP 110-127 V AC / 110-125 V DC, applicable for continuous duty, without Remote trip alarm reset coil (RR), without 2nd shunt trip, Shunt trip (ST) 100% OP 110-127 V AC / 110-125 V DC, suitable for continuous duty, Option B08 = Option plug with reduced rated current In= 800 A, rated current In < In max., Option S07 = Locking provision against unauthorized closing Secured Open; for padlock device Padlocks are not included. Option T40 = Door sealing frame IP41 | 93180 | 1 | Z\ | 1
3WA1112-2AE33-0AA0 |  | Withdrawable circuit breaker with guide frame, IEC 60947-2, frame size 1, 3-poles, In=1250A up to 690V AC 50/60Hz, breaking capacity N Icu=55/42kA at 500/690V, Trip unit ETU600 LSI upgrade ready , colordisplay, bluetooth and USB interface, Protection LT, ST, INST, N-protection required an external N-sensor, incl. trip alarm switch (1xCO), front connection double hole, guide frame with shutter and w/o position signalling switch, without Com & metering function Manual operating mechanism with mechanical closing, without Spring charging motor, Ready-to-close signal. switch, Auxiliary switches 2NO+2NC, without Closing coil (CC), manual operating mechanism with mechanical closing, without Remote trip alarm reset coil (RR), without 2nd shunt trip, without 1st Shunt trip | 91700 | 1 | Z\ | 1
3WA1112-2AE34-0AA0 |  | Withdrawable circuit breaker with guide frame, IEC 60947-2, frame size 1, 3-poles, In=1250A up to 690V AC 50/60Hz, breaking capacity N Icu=55/42kA at 500/690V, Trip unit ETU600 LSI upgrade ready , colordisplay, bluetooth and USB interface, Protection LT, ST, INST, N-protection required an external N-sensor, incl. trip alarm switch (1xCO), rear connection flange, guide frame with shutter and w/o position signalling switch, without Com & metering function Manual operating mechanism with mechanical closing, without Spring charging motor, Ready-to-close signal. switch, Auxiliary switches 2NO+2NC, without Closing coil (CC), manual operating mechanism with mechanical closing, without Remote trip alarm reset coil (RR), without 2nd shunt trip, without 1st Shunt trip | 83100 | 1 | Z\ | 1
3WA1112-2AE41-0AA0 |  | Withdrawable circuit breaker with guide frame, IEC 60947-2, frame size 1, 4-poles, N-pole left, In=1250A up to 690V AC 50/60Hz, breaking capacity N Icu=55/42kA at 500/690V, Trip unit ETU600 LSI upgrade ready , colordisplay, bluetooth and USB interface, Protection LT, ST, INST, include N-protection, (internal N-sensor available), incl. trip alarm switch (1xCO), rear connection vertical, guide frame with shutter and w/o position signalling switch, without Com & metering function Manual operating mechanism with mechanical closing, without Spring charging motor, Ready-to-close signal. switch, Auxiliary switches 2NO+2NC, without Closing coil (CC), manual operating mechanism with mechanical closing, without Remote trip alarm reset coil (RR), without 2nd shunt trip, without 1st Shunt trip | 113000 | 1 | Z\ | 1
3WA1112-2AE42-0AA0 |  | Withdrawable circuit breaker with guide frame, IEC 60947-2, frame size 1, 4-poles, N-pole left, In=1250A up to 690V AC 50/60Hz, breaking capacity N Icu=55/42kA at 500/690V, Trip unit ETU600 LSI upgrade ready , colordisplay, bluetooth and USB interface, Protection LT, ST, INST, include N-protection, (internal N-sensor available), incl. trip alarm switch (1xCO), rear connection horizontal, guide frame with shutter and w/o position signalling switch, without Com & metering function Manual operating mechanism with mechanical closing, without Spring charging motor, Ready-to-close signal. switch, Auxiliary switches 2NO+2NC, without Closing coil (CC), manual operating mechanism with mechanical closing, without Remote trip alarm reset coil (RR), without 2nd shunt trip, without 1st Shunt trip | 110000 | 1 | Z\ | 1
3WA1112-2AE42-0EA4-Z | K60S07T40 | Withdrawable circuit breaker with guide frame, IEC 60947-2, frame size 1, 4-poles, N-pole left, In=1250A up to 690V AC 50/60Hz, breaking capacity N Icu=55/42kA at 500/690V, Trip unit ETU600 LSI upgrade ready , colordisplay, bluetooth and USB interface, Protection LT, ST, INST, include N-protection, (internal N-sensor available), incl. trip alarm switch (1xCO), rear connection horizontal, guide frame with shutter and w/o position signalling switch, without Com & metering function Manual operating mechanism with mechanical closing, without Spring charging motor, Ready-to-close signal. switch, Auxiliary switches 2NO+2NC, Closing coil (CC) 100% OP 208-240 V AC / 220-250 V DC, applicable for continuous duty, without Remote trip alarm reset coil (RR), without 2nd shunt trip, Shunt trip (ST) 100% OP 208-240 V AC / 220-250 V DC, suitable for continuous duty, Option K60 = Internal current sensors without energy core, required power supply 24 V DC and undervoltage release (UVR), no power supply of the ETU via internal current sensors Option S07 = Locking provision against unauthorized closing Secured Open; for padlock device Padlocks are not included. Option T40 = Door sealing frame IP41 | 123620 | 1 | Z\ | 1
3WA1112-2AE42-0EL4-Z | K60S07T40 | Withdrawable circuit breaker with guide frame, IEC 60947-2, frame size 1, 4-poles, N-pole left, In=1250A up to 690V AC 50/60Hz, breaking capacity N Icu=55/42kA at 500/690V, Trip unit ETU600 LSI upgrade ready , colordisplay, bluetooth and USB interface, Protection LT, ST, INST, include N-protection, (internal N-sensor available), incl. trip alarm switch (1xCO), rear connection horizontal, guide frame with shutter and w/o position signalling switch, without Com & metering function Manual operating mechanism with mechanical closing, without Spring charging motor, Ready-to-close signal. switch, Auxiliary switches 2NO+2NC, Closing coil (CC) 100% OP 208-240 V AC / 220-250 V DC, applicable for continuous duty, without Remote trip alarm reset coil (RR), Undervoltage release (UVR) instantaneous (0,08 s) and short-delay (0,2 s), 24 V DC, Shunt trip (ST) 100% OP 208-240 V AC / 220-250 V DC, suitable for continuous duty, Option K60 = Internal current sensors without energy core, required power supply 24 V DC and undervoltage release (UVR), no power supply of the ETU via internal current sensors Option S07 = Locking provision against unauthorized closing Secured Open; for padlock device Padlocks are not included. Option T40 = Door sealing frame IP41 | 127290 | 1 | Z\ | 1
3WA1112-2AE42-0EQ4-Z | K60S07T40 | Withdrawable circuit breaker with guide frame, IEC 60947-2, frame size 1, 4-poles, N-pole left, In=1250A up to 690V AC 50/60Hz, breaking capacity N Icu=55/42kA at 500/690V, Trip unit ETU600 LSI upgrade ready , colordisplay, bluetooth and USB interface, Protection LT, ST, INST, include N-protection, (internal N-sensor available), incl. trip alarm switch (1xCO), rear connection horizontal, guide frame with shutter and w/o position signalling switch, without Com & metering function Manual operating mechanism with mechanical closing, without Spring charging motor, Ready-to-close signal. switch, Auxiliary switches 2NO+2NC, Closing coil (CC) 100% OP 208-240 V AC / 220-250 V DC, applicable for continuous duty, without Remote trip alarm reset coil (RR), Undervoltage release (UVR) instantaneous (0,08 s) and short-delay (0,2 s), 208-240 V AC / 220-250 V DC, Shunt trip (ST) 100% OP 208-240 V AC / 220-250 V DC, suitable for continuous duty, Option K60 = Internal current sensors without energy core, required power supply 24 V DC and undervoltage release (UVR), no power supply of the ETU via internal current sensors Option S07 = Locking provision against unauthorized closing Secured Open; for padlock device Padlocks are not included. Option T40 = Door sealing frame IP41 | 127290 | 1 | Z\ | 1
3WA1112-2AE42-5BB0-Z | S07T40 | Withdrawable circuit breaker with guide frame, IEC 60947-2, frame size 1, 4-poles, N-pole left, In=1250A up to 690V AC 50/60Hz, breaking capacity N Icu=55/42kA at 500/690V, Trip unit ETU600 LSI upgrade ready , colordisplay, bluetooth and USB interface, Protection LT, ST, INST, include N-protection, (internal N-sensor available), incl. trip alarm switch (1xCO), rear connection horizontal, guide frame with shutter and w/o position signalling switch, without Com & metering function with manual and motorized operating mechanism (M) 24-30 V DC, Storage status and ready-to- close signaling switches, Auxiliary switches 4NO+4NC, Closing coil (CC) 100% OP 24-30 V DC, applicable for continuous duty, without Remote trip alarm reset coil (RR), Shunt trip (ST2) 100% OP 24-30 V DC, suitable for continuous duty, without 1st Shunt trip Option S07 = Locking provision against unauthorized closing Secured Open; for padlock device Padlocks are not included. Option T40 = Door sealing frame IP41 | 138280 | 1 | Z\ | 1
3WA1112-2AE43-0AA0 |  | Withdrawable circuit breaker with guide frame, IEC 60947-2, frame size 1, 4-poles, N-pole left, In=1250A up to 690V AC 50/60Hz, breaking capacity N Icu=55/42kA at 500/690V, Trip unit ETU600 LSI upgrade ready , colordisplay, bluetooth and USB interface, Protection LT, ST, INST, include N-protection, (internal N-sensor available), incl. trip alarm switch (1xCO), front connection double hole, guide frame with shutter and w/o position signalling switch, without Com & metering function Manual operating mechanism with mechanical closing, without Spring charging motor, Ready-to-close signal. switch, Auxiliary switches 2NO+2NC, without Closing coil (CC), manual operating mechanism with mechanical closing, without Remote trip alarm reset coil (RR), without 2nd shunt trip, without 1st Shunt trip | 121000 | 1 | Z\ | 1
3WA1112-2AE44-0AA0 |  | Withdrawable circuit breaker with guide frame, IEC 60947-2, frame size 1, 4-poles, N-pole left, In=1250A up to 690V AC 50/60Hz, breaking capacity N Icu=55/42kA at 500/690V, Trip unit ETU600 LSI upgrade ready , colordisplay, bluetooth and USB interface, Protection LT, ST, INST, include N-protection, (internal N-sensor available), incl. trip alarm switch (1xCO), rear connection flange, guide frame with shutter and w/o position signalling switch, without Com & metering function Manual operating mechanism with mechanical closing, without Spring charging motor, Ready-to-close signal. switch, Auxiliary switches 2NO+2NC, without Closing coil (CC), manual operating mechanism with mechanical closing, without Remote trip alarm reset coil (RR), without 2nd shunt trip, without 1st Shunt trip | 110000 | 1 | Z\ | 1
3WA1112-2AF01-0AA0 |  | Fixed-mounted circuit breaker IEC 60947-2, frame size 1, 3-poles, In=1250A up to 690V AC 50/60Hz, breaking capacity N Icu=55/42kA at 500/690V, Trip unit ETU600 LSIG upgrade ready , colordisplay, bluetooth and USB interface, Protection LT, ST, INST, GFx, N-protection required an external N-sensor, incl. trip alarm switch (1xCO), rear connection vertical, without Com & metering function Manual operating mechanism with mechanical closing, without Spring charging motor, Ready-to-close signal. switch, Auxiliary switches 2NO+2NC, without Closing coil (CC), manual operating mechanism with mechanical closing, without Remote trip alarm reset coil (RR), without 2nd shunt trip, without 1st Shunt trip | 75300 | 1 | Z\ | 1
3WA1112-2AF02-0AA0 |  | Fixed-mounted circuit breaker IEC 60947-2, frame size 1, 3-poles, In=1250A up to 690V AC 50/60Hz, breaking capacity N Icu=55/42kA at 500/690V, Trip unit ETU600 LSIG upgrade ready , colordisplay, bluetooth and USB interface, Protection LT, ST, INST, GFx, N-protection required an external N-sensor, incl. trip alarm switch (1xCO), rear connection horizontal, without Com & metering function Manual operating mechanism with mechanical closing, without Spring charging motor, Ready-to-close signal. switch, Auxiliary switches 2NO+2NC, without Closing coil (CC), manual operating mechanism with mechanical closing, without Remote trip alarm reset coil (RR), without 2nd shunt trip, without 1st Shunt trip | 73300 | 1 | Z\ | 1
3WA1112-2AF02-4EQ4-Z | C01S07S30T40 | Fixed-mounted circuit breaker IEC 60947-2, frame size 1, 3-poles, In=1250A up to 690V AC 50/60Hz, breaking capacity N Icu=55/42kA at 500/690V, Trip unit ETU600 LSIG upgrade ready , colordisplay, bluetooth and USB interface, Protection LT, ST, INST, GFx, N-protection required an external N-sensor, incl. trip alarm switch (1xCO), rear connection horizontal, without Com & metering function with manual and motorized operating mechanism (M) 208-240 V AC / 220-250 V DC, Storage status and ready-to- close signaling switches, Auxiliary switches 2NO+2NC, Closing coil (CC) 100% OP 208-240 V AC / 220-250 V DC, applicable for continuous duty, without Remote trip alarm reset coil (RR), Undervoltage release (UVR) instantaneous (0,08 s) and short-delay (0,2 s), 208-240 V AC / 220-250 V DC, Shunt trip (ST) 100% OP 208-240 V AC / 220-250 V DC, suitable for continuous duty, Option C01 = Operations counter for circuit breaker Option S07 = Locking provision against unauthorized closing Secured Open; for padlock device Padlocks are not included. Option S30 = Mechanical interlock to prevent opening of the circuit breaker compartment door, if ACB is closed; for fixed mounted design. Option T40 = Door sealing frame IP41 | 108260 | 1 | Z\ | 1
3WA1112-2AF03-0AA0 |  | Fixed-mounted circuit breaker IEC 60947-2, frame size 1, 3-poles, In=1250A up to 690V AC 50/60Hz, breaking capacity N Icu=55/42kA at 500/690V, Trip unit ETU600 LSIG upgrade ready , colordisplay, bluetooth and USB interface, Protection LT, ST, INST, GFx, N-protection required an external N-sensor, incl. trip alarm switch (1xCO), front connection double hole, without Com & metering function Manual operating mechanism with mechanical closing, without Spring charging motor, Ready-to-close signal. switch, Auxiliary switches 2NO+2NC, without Closing coil (CC), manual operating mechanism with mechanical closing, without Remote trip alarm reset coil (RR), without 2nd shunt trip, without 1st Shunt trip | 79300 | 1 | Z\ | 1
3WA1112-2AF11-0AA0 |  | Fixed-mounted circuit breaker IEC 60947-2, frame size 1, 4-poles, N-pole left, In=1250A up to 690V AC 50/60Hz, breaking capacity N Icu=55/42kA at 500/690V, Trip unit ETU600 LSIG upgrade ready , colordisplay, bluetooth and USB interface, Protection LT, ST, INST, GFx, include N-protection, (internal N-sensor available), incl. trip alarm switch (1xCO), rear connection vertical, without Com & metering function Manual operating mechanism with mechanical closing, without Spring charging motor, Ready-to-close signal. switch, Auxiliary switches 2NO+2NC, without Closing coil (CC), manual operating mechanism with mechanical closing, without Remote trip alarm reset coil (RR), without 2nd shunt trip, without 1st Shunt trip | 96000 | 1 | Z\ | 1
3WA1112-2AF12-0AA0 |  | Fixed-mounted circuit breaker IEC 60947-2, frame size 1, 4-poles, N-pole left, In=1250A up to 690V AC 50/60Hz, breaking capacity N Icu=55/42kA at 500/690V, Trip unit ETU600 LSIG upgrade ready , colordisplay, bluetooth and USB interface, Protection LT, ST, INST, GFx, include N-protection, (internal N-sensor available), incl. trip alarm switch (1xCO), rear connection horizontal, without Com & metering function Manual operating mechanism with mechanical closing, without Spring charging motor, Ready-to-close signal. switch, Auxiliary switches 2NO+2NC, without Closing coil (CC), manual operating mechanism with mechanical closing, without Remote trip alarm reset coil (RR), without 2nd shunt trip, without 1st Shunt trip | 93400 | 1 | Z\ | 1
3WA1112-2AF13-0AA0 |  | Fixed-mounted circuit breaker IEC 60947-2, frame size 1, 4-poles, N-pole left, In=1250A up to 690V AC 50/60Hz, breaking capacity N Icu=55/42kA at 500/690V, Trip unit ETU600 LSIG upgrade ready , colordisplay, bluetooth and USB interface, Protection LT, ST, INST, GFx, include N-protection, (internal N-sensor available), incl. trip alarm switch (1xCO), front connection double hole, without Com & metering function Manual operating mechanism with mechanical closing, without Spring charging motor, Ready-to-close signal. switch, Auxiliary switches 2NO+2NC, without Closing coil (CC), manual operating mechanism with mechanical closing, without Remote trip alarm reset coil (RR), without 2nd shunt trip, without 1st Shunt trip | 101000 | 1 | Z\ | 1
3WA1112-2AF21-0AA0 |  | fixed-mounted circuit breaker, IEC 60947-2, size 1, 4-pole, N pole on right, In=1250 A up to 690 V AC 50/60 Hz, breaking capacity N Icc=55/42 kA at 500/690 V, tripping unit ETU600 LSIG upgradeable, color display, Bluetooth, USB interface, basic protection LT, ST, INST, GFx, including protection of the N conductor (internal neutral point sensor available), trip alarm switch (1 x CO), connection at rear vertical, without Com & metering function Manual operating mechanism with mechanical closing, without Spring charging motor, Ready-to-close signal. switch, Auxiliary switches 2NO+2NC, without Closing coil (CC), manual operating mechanism with mechanical closing, without Remote trip alarm reset coil (RR), without 2nd shunt trip, without 1st Shunt trip | 96000 | 1 | Z\ | 1
3WA1112-2AF22-0AA0 |  | fixed-mounted circuit breaker, IEC 60947-2, size 1, 4-pole, N pole on right, In=1250 A up to 690 V AC 50/60 Hz, breaking capacity N Icc=55/42 kA at 500/690 V, tripping unit ETU600 LSIG upgradeable, color display, Bluetooth, USB interface, basic protection LT, ST, INST, GFx, including protection of the N conductor (internal neutral point sensor available), trip alarm switch (1 x CO), connection at rear horizontal without Com & metering function Manual operating mechanism with mechanical closing, without Spring charging motor, Ready-to-close signal. switch, Auxiliary switches 2NO+2NC, without Closing coil (CC), manual operating mechanism with mechanical closing, without Remote trip alarm reset coil (RR), without 2nd shunt trip, without 1st Shunt trip | 93400 | 1 | Z\ | 1
3WA1112-2AF23-0AA0 |  | fixed-mounted circuit breaker, IEC 60947-2, size 1, 4-pole, N pole on right, In=1250 A up to 690 V AC 50/60 Hz, breaking capacity N Icc=55/42 kA at 500/690 V, tripping unit ETU600 LSIG upgradeable, color display, Bluetooth, USB interface, basic protection LT, ST, INST, GFx, including protection of the N conductor (internal neutral point sensor available), trip alarm switch (1 x CO), front connection double hole, without Com & metering function Manual operating mechanism with mechanical closing, without Spring charging motor, Ready-to-close signal. switch, Auxiliary switches 2NO+2NC, without Closing coil (CC), manual operating mechanism with mechanical closing, without Remote trip alarm reset coil (RR), without 2nd shunt trip, without 1st Shunt trip | 101000 | 1 | Z\ | 1
3WA1112-2AF31-0AA0 |  | Withdrawable circuit breaker with guide frame, IEC 60947-2, frame size 1, 3-poles, In=1250A up to 690V AC 50/60Hz, breaking capacity N Icu=55/42kA at 500/690V, Trip unit ETU600 LSIG upgrade ready , colordisplay, bluetooth and USB interface, Protection LT, ST, INST, GFx, N-protection required an external N-sensor, incl. trip alarm switch (1xCO), rear connection vertical, guide frame with shutter and w/o position signalling switch, without Com & metering function Manual operating mechanism with mechanical closing, without Spring charging motor, Ready-to-close signal. switch, Auxiliary switches 2NO+2NC, without Closing coil (CC), manual operating mechanism with mechanical closing, without Remote trip alarm reset coil (RR), without 2nd shunt trip, without 1st Shunt trip | 96600 | 1 | Z\ | 1
3WA1112-2AF32-0AA0 |  | Withdrawable circuit breaker with guide frame, IEC 60947-2, frame size 1, 3-poles, In=1250A up to 690V AC 50/60Hz, breaking capacity N Icu=55/42kA at 500/690V, Trip unit ETU600 LSIG upgrade ready , colordisplay, bluetooth and USB interface, Protection LT, ST, INST, GFx, N-protection required an external N-sensor, incl. trip alarm switch (1xCO), rear connection horizontal, guide frame with shutter and w/o position signalling switch, without Com & metering function Manual operating mechanism with mechanical closing, without Spring charging motor, Ready-to-close signal. switch, Auxiliary switches 2NO+2NC, without Closing coil (CC), manual operating mechanism with mechanical closing, without Remote trip alarm reset coil (RR), without 2nd shunt trip, without 1st Shunt trip | 93700 | 1 | Z\ | 1
3WA1112-2AF32-0AA0 |  | Withdrawable circuit breaker with guide frame, IEC 60947-2, frame size 1, 3-poles, In=1250A up to 690V AC 50/60Hz, breaking capacity N Icu=55/42kA at 500/690V, Trip unit ETU600 LSIG upgrade ready , colordisplay, bluetooth and USB interface, Protection LT, ST, INST, GFx, N-protection required an external N-sensor, incl. trip alarm switch (1xCO), rear connection horizontal, guide frame with shutter and w/o position signalling switch, without Com & metering function Manual operating mechanism with mechanical closing, without Spring charging motor, Ready-to-close signal. switch, Auxiliary switches 2NO+2NC, without Closing coil (CC), manual operating mechanism with mechanical closing, without Remote trip alarm reset coil (RR), without 2nd shunt trip, without 1st Shunt trip | 93700 | 1 | Z\ | 1
3WA1112-2AF32-1DD3-Z | S33T40 | Withdrawable circuit breaker with guide frame, IEC 60947-2, frame size 1, 3-poles, In=1250A up to 690V AC 50/60Hz, breaking capacity N Icu=55/42kA at 500/690V, Trip unit ETU600 LSIG upgrade ready , colordisplay, bluetooth and USB interface, Protection LT, ST, INST, GFx, N-protection required an external N-sensor, incl. trip alarm switch (1xCO), rear connection horizontal, guide frame with shutter and w/o position signalling switch, without Com & metering function Manual operating mechanism with mechanical closing, without Spring charging motor, Ready-to-close signal. switch, Auxiliary switches 4NO+4NC, Closing coil (CC) 100% OP 110-127 V AC / 110-125 V DC, applicable for continuous duty, without Remote trip alarm reset coil (RR), Shunt trip (ST2) 100% OP 110-127 V AC / 110-125 V DC, suitable for continuous duty, Shunt trip (ST) 100% OP 110-127 V AC / 110-125 V DC, suitable for continuous duty, Option S33 = Locking provision for Padlock device for charging handle padlocks are not included Option T40 = Door sealing frame IP41 | 110910 | 1 | Z\ | 1
3WA1112-2AF33-0AA0 |  | Withdrawable circuit breaker with guide frame, IEC 60947-2, frame size 1, 3-poles, In=1250A up to 690V AC 50/60Hz, breaking capacity N Icu=55/42kA at 500/690V, Trip unit ETU600 LSIG upgrade ready , colordisplay, bluetooth and USB interface, Protection LT, ST, INST, GFx, N-protection required an external N-sensor, incl. trip alarm switch (1xCO), front connection double hole, guide frame with shutter and w/o position signalling switch, without Com & metering function Manual operating mechanism with mechanical closing, without Spring charging motor, Ready-to-close signal. switch, Auxiliary switches 2NO+2NC, without Closing coil (CC), manual operating mechanism with mechanical closing, without Remote trip alarm reset coil (RR), without 2nd shunt trip, without 1st Shunt trip | 102000 | 1 | Z\ | 1
3WA1112-2AF34-0AA0 |  | Withdrawable circuit breaker with guide frame, IEC 60947-2, frame size 1, 3-poles, In=1250A up to 690V AC 50/60Hz, breaking capacity N Icu=55/42kA at 500/690V, Trip unit ETU600 LSIG upgrade ready , colordisplay, bluetooth and USB interface, Protection LT, ST, INST, GFx, N-protection required an external N-sensor, incl. trip alarm switch (1xCO), rear connection flange, guide frame with shutter and w/o position signalling switch, without Com & metering function Manual operating mechanism with mechanical closing, without Spring charging motor, Ready-to-close signal. switch, Auxiliary switches 2NO+2NC, without Closing coil (CC), manual operating mechanism with mechanical closing, without Remote trip alarm reset coil (RR), without 2nd shunt trip, without 1st Shunt trip | 93700 | 1 | Z\ | 1
3WA1112-2AF41-0AA0 |  | Withdrawable circuit breaker with guide frame, IEC 60947-2, frame size 1, 4-poles, N-pole left, In=1250A up to 690V AC 50/60Hz, breaking capacity N Icu=55/42kA at 500/690V, Trip unit ETU600 LSIG upgrade ready , colordisplay, bluetooth and USB interface, Protection LT, ST, INST, GFx, include N-protection, (internal N-sensor available), incl. trip alarm switch (1xCO), rear connection vertical, guide frame with shutter and w/o position signalling switch, without Com & metering function Manual operating mechanism with mechanical closing, without Spring charging motor, Ready-to-close signal. switch, Auxiliary switches 2NO+2NC, without Closing coil (CC), manual operating mechanism with mechanical closing, without Remote trip alarm reset coil (RR), without 2nd shunt trip, without 1st Shunt trip | 124000 | 1 | Z\ | 1
3WA1112-2AF42-0AA0 |  | Withdrawable circuit breaker with guide frame, IEC 60947-2, frame size 1, 4-poles, N-pole left, In=1250A up to 690V AC 50/60Hz, breaking capacity N Icu=55/42kA at 500/690V, Trip unit ETU600 LSIG upgrade ready , colordisplay, bluetooth and USB interface, Protection LT, ST, INST, GFx, include N-protection, (internal N-sensor available), incl. trip alarm switch (1xCO), rear connection horizontal, guide frame with shutter and w/o position signalling switch, without Com & metering function Manual operating mechanism with mechanical closing, without Spring charging motor, Ready-to-close signal. switch, Auxiliary switches 2NO+2NC, without Closing coil (CC), manual operating mechanism with mechanical closing, without Remote trip alarm reset coil (RR), without 2nd shunt trip, without 1st Shunt trip | 120000 | 1 | Z\ | 1
3WA1112-2AF43-0AA0 |  | Withdrawable circuit breaker with guide frame, IEC 60947-2, frame size 1, 4-poles, N-pole left, In=1250A up to 690V AC 50/60Hz, breaking capacity N Icu=55/42kA at 500/690V, Trip unit ETU600 LSIG upgrade ready , colordisplay, bluetooth and USB interface, Protection LT, ST, INST, GFx, include N-protection, (internal N-sensor available), incl. trip alarm switch (1xCO), front connection double hole, guide frame with shutter and w/o position signalling switch, without Com & metering function Manual operating mechanism with mechanical closing, without Spring charging motor, Ready-to-close signal. switch, Auxiliary switches 2NO+2NC, without Closing coil (CC), manual operating mechanism with mechanical closing, without Remote trip alarm reset coil (RR), without 2nd shunt trip, without 1st Shunt trip | 132000 | 1 | Z\ | 1
3WA1112-2AF44-0AA0 |  | Withdrawable circuit breaker with guide frame, IEC 60947-2, frame size 1, 4-poles, N-pole left, In=1250A up to 690V AC 50/60Hz, breaking capacity N Icu=55/42kA at 500/690V, Trip unit ETU600 LSIG upgrade ready , colordisplay, bluetooth and USB interface, Protection LT, ST, INST, GFx, include N-protection, (internal N-sensor available), incl. trip alarm switch (1xCO), rear connection flange, guide frame with shutter and w/o position signalling switch, without Com & metering function Manual operating mechanism with mechanical closing, without Spring charging motor, Ready-to-close signal. switch, Auxiliary switches 2NO+2NC, without Closing coil (CC), manual operating mechanism with mechanical closing, without Remote trip alarm reset coil (RR), without 2nd shunt trip, without 1st Shunt trip | 120000 | 1 | Z\ | 1
3WA1112-2AF62-4EQ4-Z | C01R30S07T40 | Withdrawable circuit breaker with guide frame, IEC 60947-2, frame size 1, 3-poles, In=1250A up to 690V AC 50/60Hz, breaking capacity N Icu=55/42kA at 500/690V, Trip unit ETU600 LSIG upgrade ready , colordisplay, bluetooth and USB interface, Protection LT, ST, INST, GFx, N-protection required an external N-sensor, incl. trip alarm switch (1xCO), rear connection horizontal, guide frame with shutter and position signall. switch (3xW), without Com & metering function with manual and motorized operating mechanism (M) 208-240 V AC / 220-250 V DC, Storage status and ready-to- close signaling switches, Auxiliary switches 2NO+2NC, Closing coil (CC) 100% OP 208-240 V AC / 220-250 V DC, applicable for continuous duty, without Remote trip alarm reset coil (RR), Undervoltage release (UVR) instantaneous (0,08 s) and short-delay (0,2 s), 208-240 V AC / 220-250 V DC, Shunt trip (ST) 100% OP 208-240 V AC / 220-250 V DC, suitable for continuous duty, Option C01 = Operations counter for circuit breaker Option R30 = Mechanical interlock to prevent opening of the circuit breaker compartment door, if ACB is closed; for withdrawable design. Option S07 = Locking provision against unauthorized closing Secured Open; for padlock device Padlocks are not included. Option T40 = Door sealing frame IP41 | 133760 | 1 | Z\ | 1
3WA1112-2CA01-0AA0 |  | Non-automatic circuit breaker Fixed-mounted version, IEC 60947-2, frame size 1, 3-poles, In=1250A up to 690V AC 50/60Hz, breaking capacity N Icc=55/42kA at 500/690V, without electr. trip unit ETU, rear connection vertical, able to communication, Manual operating mechanism with mechanical closing, without Spring charging motor, Ready-to-close signal. switch, Auxiliary switches 2NO+2NC, without Closing coil (CC), manual operating mechanism with mechanical closing, without Remote trip alarm reset coil (RR), without 2nd shunt trip, without 1st Shunt trip | 57730 | 1 | Z\ | 1
3WA1112-2CA02-0AA0 |  | Non-automatic circuit breaker Fixed-mounted version, IEC 60947-2, frame size 1, 3-poles, In=1250A up to 690V AC 50/60Hz, breaking capacity N Icc=55/42kA at 500/690V, without electr. trip unit ETU, rear connection horizontal, able to communication, Manual operating mechanism with mechanical closing, without Spring charging motor, Ready-to-close signal. switch, Auxiliary switches 2NO+2NC, without Closing coil (CC), manual operating mechanism with mechanical closing, without Remote trip alarm reset coil (RR), without 2nd shunt trip, without 1st Shunt trip | 55730 | 1 | Z\ | 1
3WA1112-2CA03-0AA0 |  | Non-automatic circuit breaker Fixed-mounted version, IEC 60947-2, frame size 1, 3-poles, In=1250A up to 690V AC 50/60Hz, breaking capacity N Icc=55/42kA at 500/690V, without electr. trip unit ETU, front connection double hole, able to communication, Manual operating mechanism with mechanical closing, without Spring charging motor, Ready-to-close signal. switch, Auxiliary switches 2NO+2NC, without Closing coil (CC), manual operating mechanism with mechanical closing, without Remote trip alarm reset coil (RR), without 2nd shunt trip, without 1st Shunt trip | 61730 | 1 | Z\ | 1
3WA1112-2CA11-0AA0 |  | Non-automatic circuit breaker Fixed-mounted version, IEC 60947-2, frame size 1, 4-poles, N-pole left, In=1250A up to 690V AC 50/60Hz, breaking capacity N Icc=55/42kA at 500/690V, without electr. trip unit ETU, rear connection vertical, able to communication, Manual operating mechanism with mechanical closing, without Spring charging motor, Ready-to-close signal. switch, Auxiliary switches 2NO+2NC, without Closing coil (CC), manual operating mechanism with mechanical closing, without Remote trip alarm reset coil (RR), without 2nd shunt trip, without 1st Shunt trip | 74730 | 1 | Z\ | 1
3WA1112-2CA12-0AA0 |  | Non-automatic circuit breaker Fixed-mounted version, IEC 60947-2, frame size 1, 4-poles, N-pole left, In=1250A up to 690V AC 50/60Hz, breaking capacity N Icc=55/42kA at 500/690V, without electr. trip unit ETU, rear connection horizontal, able to communication, Manual operating mechanism with mechanical closing, without Spring charging motor, Ready-to-close signal. switch, Auxiliary switches 2NO+2NC, without Closing coil (CC), manual operating mechanism with mechanical closing, without Remote trip alarm reset coil (RR), without 2nd shunt trip, without 1st Shunt trip | 72130 | 1 | Z\ | 1
3WA1112-2CA13-0AA0 |  | Non-automatic circuit breaker Fixed-mounted version, IEC 60947-2, frame size 1, 4-poles, N-pole left, In=1250A up to 690V AC 50/60Hz, breaking capacity N Icc=55/42kA at 500/690V, without electr. trip unit ETU, front connection double hole, able to communication, Manual operating mechanism with mechanical closing, without Spring charging motor, Ready-to-close signal. switch, Auxiliary switches 2NO+2NC, without Closing coil (CC), manual operating mechanism with mechanical closing, without Remote trip alarm reset coil (RR), without 2nd shunt trip, without 1st Shunt trip | 80030 | 1 | Z\ | 1
3WA1112-2CA21-0AA0 |  | AC non-automatic air circuit breaker 3WA, fixed-mounted version, IEC 60947-2, size 1, 4-pole, N pole on right, In=1250 A up to 690 V AC 50/60 Hz, breaking capacity N, Icc=55/42 kA at 500/690 V, without electronic trip unit ETU, connection at rear vertical, able to communication, Manual operating mechanism with mechanical closing, without Spring charging motor, Ready-to-close signal. switch, Auxiliary switches 2NO+2NC, without Closing coil (CC), manual operating mechanism with mechanical closing, without Remote trip alarm reset coil (RR), without 2nd shunt trip, without 1st Shunt trip | 74730 | 1 | Z\ | 1
3WA1112-2CA22-0AA0 |  | AC non-automatic air circuit breaker 3WA, fixed-mounted version, IEC 60947-2, size 1, 4-pole, N pole on right, In=1250 A up to 690 V AC 50/60 Hz, breaking capacity N, Icc=55/42 kA at 500/690 V, without electronic trip unit ETU, connection at rear horizontal able to communication, Manual operating mechanism with mechanical closing, without Spring charging motor, Ready-to-close signal. switch, Auxiliary switches 2NO+2NC, without Closing coil (CC), manual operating mechanism with mechanical closing, without Remote trip alarm reset coil (RR), without 2nd shunt trip, without 1st Shunt trip | 72130 | 1 | Z\ | 1
3WA1112-2CA23-0AA0 |  | AC non-automatic air circuit breaker 3WA, fixed-mounted version, IEC 60947-2, size 1, 4-pole, N pole on right, In=1250 A up to 690 V AC 50/60 Hz, breaking capacity N, Icc=55/42 kA at 500/690 V, without electronic trip unit ETU, front connection double hole, able to communication, Manual operating mechanism with mechanical closing, without Spring charging motor, Ready-to-close signal. switch, Auxiliary switches 2NO+2NC, without Closing coil (CC), manual operating mechanism with mechanical closing, without Remote trip alarm reset coil (RR), without 2nd shunt trip, without 1st Shunt trip | 80030 | 1 | Z\ | 1
3WA1112-2CA31-0AA0 |  | Non-automatic circuit breaker withdrawable version, with guide frame, IEC 60947-2, frame size 1, 3-poles, In=1250A up to 690V AC 50/60Hz, breaking capacity N Icc=55/42kA at 500/690V, without electr. trip unit ETU, rear connection vertical, guide frame with shutter and w/o position signalling switch, able to communication, Manual operating mechanism with mechanical closing, without Spring charging motor, Ready-to-close signal. switch, Auxiliary switches 2NO+2NC, without Closing coil (CC), manual operating mechanism with mechanical closing, without Remote trip alarm reset coil (RR), without 2nd shunt trip, without 1st Shunt trip | 75230 | 1 | Z\ | 1
3WA1112-2CA32-0AA0 |  | Non-automatic circuit breaker withdrawable version, with guide frame, IEC 60947-2, frame size 1, 3-poles, In=1250A up to 690V AC 50/60Hz, breaking capacity N Icc=55/42kA at 500/690V, without electr. trip unit ETU, rear connection horizontal, guide frame with shutter and w/o position signalling switch, able to communication, Manual operating mechanism with mechanical closing, without Spring charging motor, Ready-to-close signal. switch, Auxiliary switches 2NO+2NC, without Closing coil (CC), manual operating mechanism with mechanical closing, without Remote trip alarm reset coil (RR), without 2nd shunt trip, without 1st Shunt trip | 72330 | 1 | Z\ | 1
3WA1112-2CA33-0AA0 |  | Non-automatic circuit breaker withdrawable version, with guide frame, IEC 60947-2, frame size 1, 3-poles, In=1250A up to 690V AC 50/60Hz, breaking capacity N Icc=55/42kA at 500/690V, without electr. trip unit ETU, front connection double hole, guide frame with shutter and w/o position signalling switch, able to communication, Manual operating mechanism with mechanical closing, without Spring charging motor, Ready-to-close signal. switch, Auxiliary switches 2NO+2NC, without Closing coil (CC), manual operating mechanism with mechanical closing, without Remote trip alarm reset coil (RR), without 2nd shunt trip, without 1st Shunt trip | 81030 | 1 | Z\ | 1
3WA1112-2CA34-0AA0 |  | Non-automatic circuit breaker withdrawable version, with guide frame, IEC 60947-2, frame size 1, 3-poles, In=1250A up to 690V AC 50/60Hz, breaking capacity N Icc=55/42kA at 500/690V, without electr. trip unit ETU, rear connection flange, guide frame with shutter and w/o position signalling switch, able to communication, Manual operating mechanism with mechanical closing, without Spring charging motor, Ready-to-close signal. switch, Auxiliary switches 2NO+2NC, without Closing coil (CC), manual operating mechanism with mechanical closing, without Remote trip alarm reset coil (RR), without 2nd shunt trip, without 1st Shunt trip | 72330 | 1 | Z\ | 1
3WA1112-2CA41-0AA0 |  | Non-automatic circuit breaker withdrawable version, with guide frame, IEC 60947-2, frame size 1, 4-poles, N-pole left, In=1250A up to 690V AC 50/60Hz, breaking capacity N Icc=55/42kA at 500/690V, without electr. trip unit ETU, rear connection vertical, guide frame with shutter and w/o position signalling switch, able to communication, Manual operating mechanism with mechanical closing, without Spring charging motor, Ready-to-close signal. switch, Auxiliary switches 2NO+2NC, without Closing coil (CC), manual operating mechanism with mechanical closing, without Remote trip alarm reset coil (RR), without 2nd shunt trip, without 1st Shunt trip | 97930 | 1 | Z\ | 1
3WA1112-2CA42-0AA0 |  | Non-automatic circuit breaker withdrawable version, with guide frame, IEC 60947-2, frame size 1, 4-poles, N-pole left, In=1250A up to 690V AC 50/60Hz, breaking capacity N Icc=55/42kA at 500/690V, without electr. trip unit ETU, rear connection horizontal, guide frame with shutter and w/o position signalling switch, able to communication, Manual operating mechanism with mechanical closing, without Spring charging motor, Ready-to-close signal. switch, Auxiliary switches 2NO+2NC, without Closing coil (CC), manual operating mechanism with mechanical closing, without Remote trip alarm reset coil (RR), without 2nd shunt trip, without 1st Shunt trip | 94030 | 1 | Z\ | 1
3WA1112-2CA43-0AA0 |  | Non-automatic circuit breaker withdrawable version, with guide frame, IEC 60947-2, frame size 1, 4-poles, N-pole left, In=1250A up to 690V AC 50/60Hz, breaking capacity N Icc=55/42kA at 500/690V, without electr. trip unit ETU, front connection double hole, guide frame with shutter and w/o position signalling switch, able to communication, Manual operating mechanism with mechanical closing, without Spring charging motor, Ready-to-close signal. switch, Auxiliary switches 2NO+2NC, without Closing coil (CC), manual operating mechanism with mechanical closing, without Remote trip alarm reset coil (RR), without 2nd shunt trip, without 1st Shunt trip | 105430 | 1 | Z\ | 1
3WA1112-2CA44-0AA0 |  | Non-automatic circuit breaker withdrawable version, with guide frame, IEC 60947-2, frame size 1, 4-poles, N-pole left, In=1250A up to 690V AC 50/60Hz, breaking capacity N Icc=55/42kA at 500/690V, without electr. trip unit ETU, rear connection flange, guide frame with shutter and w/o position signalling switch, able to communication, Manual operating mechanism with mechanical closing, without Spring charging motor, Ready-to-close signal. switch, Auxiliary switches 2NO+2NC, without Closing coil (CC), manual operating mechanism with mechanical closing, without Remote trip alarm reset coil (RR), without 2nd shunt trip, without 1st Shunt trip | 94030 | 1 | Z\ | 1
3WA1112-2CE61-0AA3 |  | Withdrawable circuit breaker with guide frame, IEC 60947-2, frame size 1, 3-poles, In=1250A up to 690V AC 50/60Hz, breaking capacity N Icu=55/42kA at 500/690V, Trip unit ETU600 LSI upgrade ready , colordisplay, bluetooth and USB interface, Protection LT, ST, INST, N-protection required an external N-sensor, incl. trip alarm switch (1xCO), rear connection vertical, guide frame with shutter and position signall. switch (3xW), able to communication, Manual operating mechanism with mechanical closing, without Spring charging motor, Ready-to-close signal. switch, Auxiliary switches 2NO+2NC, without Closing coil (CC), manual operating mechanism with mechanical closing, without Remote trip alarm reset coil (RR), without 2nd shunt trip, Shunt trip (ST) 100% OP 110-127 V AC / 110-125 V DC, suitable for continuous duty, | 98520 | 1 | Z\ | 1
3WA1112-2CE64-2BA1-Z | F19S07T40 | Withdrawable circuit breaker with guide frame, IEC 60947-2, frame size 1, 3-poles, In=1250A up to 690V AC 50/60Hz, breaking capacity N Icu=55/42kA at 500/690V, Trip unit ETU600 LSI upgrade ready , colordisplay, bluetooth and USB interface, Protection LT, ST, INST, N-protection required an external N-sensor, incl. trip alarm switch (1xCO), rear connection flange, guide frame with shutter and position signall. switch (3xW), able to communication, with manual and motorized operating mechanism (M) 24-30 V DC, Storage status and ready-to- close signaling switches, Auxiliary switches 2NO+2NC, Closing coil (CC) 100% OP 24-30 V DC, applicable for continuous duty, without Remote trip alarm reset coil (RR), without 2nd shunt trip, Shunt trip (ST) 100% OP 24-30 V DC, suitable for continuous duty, Option F19 = COM190 COM module PROFINET IO Modbus TCP 2 switched Ethernet ports circuit breaker internal Option S07 = Locking provision against unauthorized closing Secured Open; for padlock device Padlocks are not included. Option T40 = Door sealing frame IP41 | 134810 | 1 | Z\ | 1
3WA1112-2EE01-0AA0 |  | Fixed-mounted circuit breaker IEC 60947-2, frame size 1, 3-poles, In=1250A up to 690V AC 50/60Hz, breaking capacity N Icu=55/42kA at 500/690V, Trip unit ETU600 LSI upgrade ready , colordisplay, bluetooth and USB interface, Protection LT, ST, INST, N-protection required an external N-sensor, incl. trip alarm switch (1xCO), rear connection vertical, with internal voltage tap on lower stab of circuit breaker, with voltage tap module VTM680 and power supply of ETU600, able to communication, integrated metering type PMF-1 Energy Efficiency, Voltage, Active energy Ea Manual operating mechanism with mechanical closing, without Spring charging motor, Ready-to-close signal. switch, Auxiliary switches 2NO+2NC, without Closing coil (CC), manual operating mechanism with mechanical closing, without Remote trip alarm reset coil (RR), without 2nd shunt trip, without 1st Shunt trip | 73570 | 1 | Z\ | 1
3WA1112-2EE02-0AA0 |  | Fixed-mounted circuit breaker IEC 60947-2, frame size 1, 3-poles, In=1250A up to 690V AC 50/60Hz, breaking capacity N Icu=55/42kA at 500/690V, Trip unit ETU600 LSI upgrade ready , colordisplay, bluetooth and USB interface, Protection LT, ST, INST, N-protection required an external N-sensor, incl. trip alarm switch (1xCO), rear connection horizontal, with internal voltage tap on lower stab of circuit breaker, with voltage tap module VTM680 and power supply of ETU600, able to communication, integrated metering type PMF-1 Energy Efficiency, Voltage, Active energy Ea Manual operating mechanism with mechanical closing, without Spring charging motor, Ready-to-close signal. switch, Auxiliary switches 2NO+2NC, without Closing coil (CC), manual operating mechanism with mechanical closing, without Remote trip alarm reset coil (RR), without 2nd shunt trip, without 1st Shunt trip | 71570 | 1 | Z\ | 1
3WA1112-2EE03-0AA0 |  | Fixed-mounted circuit breaker IEC 60947-2, frame size 1, 3-poles, In=1250A up to 690V AC 50/60Hz, breaking capacity N Icu=55/42kA at 500/690V, Trip unit ETU600 LSI upgrade ready , colordisplay, bluetooth and USB interface, Protection LT, ST, INST, N-protection required an external N-sensor, incl. trip alarm switch (1xCO), front connection double hole, with internal voltage tap on lower stab of circuit breaker, with voltage tap module VTM680 and power supply of ETU600, able to communication, integrated metering type PMF-1 Energy Efficiency, Voltage, Active energy Ea Manual operating mechanism with mechanical closing, without Spring charging motor, Ready-to-close signal. switch, Auxiliary switches 2NO+2NC, without Closing coil (CC), manual operating mechanism with mechanical closing, without Remote trip alarm reset coil (RR), without 2nd shunt trip, without 1st Shunt trip | 77570 | 1 | Z\ | 1
3WA1112-2EE11-0AA0 |  | Fixed-mounted circuit breaker IEC 60947-2, frame size 1, 4-poles, N-pole left, In=1250A up to 690V AC 50/60Hz, breaking capacity N Icu=55/42kA at 500/690V, Trip unit ETU600 LSI upgrade ready , colordisplay, bluetooth and USB interface, Protection LT, ST, INST, include N-protection, (internal N-sensor available), incl. trip alarm switch (1xCO), rear connection vertical, with internal voltage tap on lower stab of circuit breaker, with voltage tap module VTM680 and power supply of ETU600, able to communication, integrated metering type PMF-1 Energy Efficiency, Voltage, Active energy Ea Manual operating mechanism with mechanical closing, without Spring charging motor, Ready-to-close signal. switch, Auxiliary switches 2NO+2NC, without Closing coil (CC), manual operating mechanism with mechanical closing, without Remote trip alarm reset coil (RR), without 2nd shunt trip, without 1st Shunt trip | 94270 | 1 | Z\ | 1
3WA1112-2EE12-0AA0 |  | Fixed-mounted circuit breaker IEC 60947-2, frame size 1, 4-poles, N-pole left, In=1250A up to 690V AC 50/60Hz, breaking capacity N Icu=55/42kA at 500/690V, Trip unit ETU600 LSI upgrade ready , colordisplay, bluetooth and USB interface, Protection LT, ST, INST, include N-protection, (internal N-sensor available), incl. trip alarm switch (1xCO), rear connection horizontal, with internal voltage tap on lower stab of circuit breaker, with voltage tap module VTM680 and power supply of ETU600, able to communication, integrated metering type PMF-1 Energy Efficiency, Voltage, Active energy Ea Manual operating mechanism with mechanical closing, without Spring charging motor, Ready-to-close signal. switch, Auxiliary switches 2NO+2NC, without Closing coil (CC), manual operating mechanism with mechanical closing, without Remote trip alarm reset coil (RR), without 2nd shunt trip, without 1st Shunt trip | 91570 | 1 | Z\ | 1
3WA1112-2EE13-0AA0 |  | Fixed-mounted circuit breaker IEC 60947-2, frame size 1, 4-poles, N-pole left, In=1250A up to 690V AC 50/60Hz, breaking capacity N Icu=55/42kA at 500/690V, Trip unit ETU600 LSI upgrade ready , colordisplay, bluetooth and USB interface, Protection LT, ST, INST, include N-protection, (internal N-sensor available), incl. trip alarm switch (1xCO), front connection double hole, with internal voltage tap on lower stab of circuit breaker, with voltage tap module VTM680 and power supply of ETU600, able to communication, integrated metering type PMF-1 Energy Efficiency, Voltage, Active energy Ea Manual operating mechanism with mechanical closing, without Spring charging motor, Ready-to-close signal. switch, Auxiliary switches 2NO+2NC, without Closing coil (CC), manual operating mechanism with mechanical closing, without Remote trip alarm reset coil (RR), without 2nd shunt trip, without 1st Shunt trip | 99570 | 1 | Z\ | 1
3WA1112-2EE21-0AA0 |  | fixed-mounted circuit breaker, IEC 60947-2, size 1, 4-pole, N pole on right, In=1250 A up to 690 V AC 50/60 Hz, breaking capacity N Icc=55/42 kA at 500/690 V, tripping unit ETU600 LSI upgradeable, color display, Bluetooth, USB interface, basic protection LT, ST, INST, including protection of the N conductor (internal neutral point sensor available), trip alarm switch (1 x CO), connection at rear vertical, with internal voltage tap on lower stab of circuit breaker, with voltage tap module VTM680 and power supply of ETU600, able to communication, integrated metering type PMF-1 Energy Efficiency, Voltage, Active energy Ea Manual operating mechanism with mechanical closing, without Spring charging motor, Ready-to-close signal. switch, Auxiliary switches 2NO+2NC, without Closing coil (CC), manual operating mechanism with mechanical closing, without Remote trip alarm reset coil (RR), without 2nd shunt trip, without 1st Shunt trip | 94270 | 1 | Z\ | 1
3WA1112-2EE22-0AA0 |  | fixed-mounted circuit breaker, IEC 60947-2, size 1, 4-pole, N pole on right, In=1250 A up to 690 V AC 50/60 Hz, breaking capacity N Icc=55/42 kA at 500/690 V, tripping unit ETU600 LSI upgradeable, color display, Bluetooth, USB interface, basic protection LT, ST, INST, including protection of the N conductor (internal neutral point sensor available), trip alarm switch (1 x CO), connection at rear horizontal with internal voltage tap on lower stab of circuit breaker, with voltage tap module VTM680 and power supply of ETU600, able to communication, integrated metering type PMF-1 Energy Efficiency, Voltage, Active energy Ea Manual operating mechanism with mechanical closing, without Spring charging motor, Ready-to-close signal. switch, Auxiliary switches 2NO+2NC, without Closing coil (CC), manual operating mechanism with mechanical closing, without Remote trip alarm reset coil (RR), without 2nd shunt trip, without 1st Shunt trip | 91570 | 1 | Z\ | 1
3WA1112-2EE23-0AA0 |  | fixed-mounted circuit breaker, IEC 60947-2, size 1, 4-pole, N pole on right, In=1250 A up to 690 V AC 50/60 Hz, breaking capacity N Icc=55/42 kA at 500/690 V, tripping unit ETU600 LSI upgradeable, color display, Bluetooth, USB interface, basic protection LT, ST, INST, including protection of the N conductor (internal neutral point sensor available), trip alarm switch (1 x CO), front connection double hole, with internal voltage tap on lower stab of circuit breaker, with voltage tap module VTM680 and power supply of ETU600, able to communication, integrated metering type PMF-1 Energy Efficiency, Voltage, Active energy Ea Manual operating mechanism with mechanical closing, without Spring charging motor, Ready-to-close signal. switch, Auxiliary switches 2NO+2NC, without Closing coil (CC), manual operating mechanism with mechanical closing, without Remote trip alarm reset coil (RR), without 2nd shunt trip, without 1st Shunt trip | 99570 | 1 | Z\ | 1
3WA1112-2EE31-0AA0 |  | Withdrawable circuit breaker with guide frame, IEC 60947-2, frame size 1, 3-poles, In=1250A up to 690V AC 50/60Hz, breaking capacity N Icu=55/42kA at 500/690V, Trip unit ETU600 LSI upgrade ready , colordisplay, bluetooth and USB interface, Protection LT, ST, INST, N-protection required an external N-sensor, incl. trip alarm switch (1xCO), rear connection vertical, guide frame with shutter and w/o position signalling switch, with internal voltage tap on lower stab of circuit breaker, with voltage tap module VTM680 and power supply of ETU600, able to communication, integrated metering type PMF-1 Energy Efficiency, Voltage, Active energy Ea Manual operating mechanism with mechanical closing, without Spring charging motor, Ready-to-close signal. switch, Auxiliary switches 2NO+2NC, without Closing coil (CC), manual operating mechanism with mechanical closing, without Remote trip alarm reset coil (RR), without 2nd shunt trip, without 1st Shunt trip | 94770 | 1 | Z\ | 1
3WA1112-2EE32-0AA0 |  | Withdrawable circuit breaker with guide frame, IEC 60947-2, frame size 1, 3-poles, In=1250A up to 690V AC 50/60Hz, breaking capacity N Icu=55/42kA at 500/690V, Trip unit ETU600 LSI upgrade ready , colordisplay, bluetooth and USB interface, Protection LT, ST, INST, N-protection required an external N-sensor, incl. trip alarm switch (1xCO), rear connection horizontal, guide frame with shutter and w/o position signalling switch, with internal voltage tap on lower stab of circuit breaker, with voltage tap module VTM680 and power supply of ETU600, able to communication, integrated metering type PMF-1 Energy Efficiency, Voltage, Active energy Ea Manual operating mechanism with mechanical closing, without Spring charging motor, Ready-to-close signal. switch, Auxiliary switches 2NO+2NC, without Closing coil (CC), manual operating mechanism with mechanical closing, without Remote trip alarm reset coil (RR), without 2nd shunt trip, without 1st Shunt trip | 91970 | 1 | Z\ | 1
3WA1112-2EE33-0AA0 |  | Withdrawable circuit breaker with guide frame, IEC 60947-2, frame size 1, 3-poles, In=1250A up to 690V AC 50/60Hz, breaking capacity N Icu=55/42kA at 500/690V, Trip unit ETU600 LSI upgrade ready , colordisplay, bluetooth and USB interface, Protection LT, ST, INST, N-protection required an external N-sensor, incl. trip alarm switch (1xCO), front connection double hole, guide frame with shutter and w/o position signalling switch, with internal voltage tap on lower stab of circuit breaker, with voltage tap module VTM680 and power supply of ETU600, able to communication, integrated metering type PMF-1 Energy Efficiency, Voltage, Active energy Ea Manual operating mechanism with mechanical closing, without Spring charging motor, Ready-to-close signal. switch, Auxiliary switches 2NO+2NC, without Closing coil (CC), manual operating mechanism with mechanical closing, without Remote trip alarm reset coil (RR), without 2nd shunt trip, without 1st Shunt trip | 100570 | 1 | Z\ | 1
3WA1112-2EE34-0AA0 |  | Withdrawable circuit breaker with guide frame, IEC 60947-2, frame size 1, 3-poles, In=1250A up to 690V AC 50/60Hz, breaking capacity N Icu=55/42kA at 500/690V, Trip unit ETU600 LSI upgrade ready , colordisplay, bluetooth and USB interface, Protection LT, ST, INST, N-protection required an external N-sensor, incl. trip alarm switch (1xCO), rear connection flange, guide frame with shutter and w/o position signalling switch, with internal voltage tap on lower stab of circuit breaker, with voltage tap module VTM680 and power supply of ETU600, able to communication, integrated metering type PMF-1 Energy Efficiency, Voltage, Active energy Ea Manual operating mechanism with mechanical closing, without Spring charging motor, Ready-to-close signal. switch, Auxiliary switches 2NO+2NC, without Closing coil (CC), manual operating mechanism with mechanical closing, without Remote trip alarm reset coil (RR), without 2nd shunt trip, without 1st Shunt trip | 91970 | 1 | Z\ | 1
3WA1112-2EE41-0AA0 |  | Withdrawable circuit breaker with guide frame, IEC 60947-2, frame size 1, 4-poles, N-pole left, In=1250A up to 690V AC 50/60Hz, breaking capacity N Icu=55/42kA at 500/690V, Trip unit ETU600 LSI upgrade ready , colordisplay, bluetooth and USB interface, Protection LT, ST, INST, include N-protection, (internal N-sensor available), incl. trip alarm switch (1xCO), rear connection vertical, guide frame with shutter and w/o position signalling switch, with internal voltage tap on lower stab of circuit breaker, with voltage tap module VTM680 and power supply of ETU600, able to communication, integrated metering type PMF-1 Energy Efficiency, Voltage, Active energy Ea Manual operating mechanism with mechanical closing, without Spring charging motor, Ready-to-close signal. switch, Auxiliary switches 2NO+2NC, without Closing coil (CC), manual operating mechanism with mechanical closing, without Remote trip alarm reset coil (RR), without 2nd shunt trip, without 1st Shunt trip | 121870 | 1 | Z\ | 1
3WA1112-2EE42-0AA0 |  | Withdrawable circuit breaker with guide frame, IEC 60947-2, frame size 1, 4-poles, N-pole left, In=1250A up to 690V AC 50/60Hz, breaking capacity N Icu=55/42kA at 500/690V, Trip unit ETU600 LSI upgrade ready , colordisplay, bluetooth and USB interface, Protection LT, ST, INST, include N-protection, (internal N-sensor available), incl. trip alarm switch (1xCO), rear connection horizontal, guide frame with shutter and w/o position signalling switch, with internal voltage tap on lower stab of circuit breaker, with voltage tap module VTM680 and power supply of ETU600, able to communication, integrated metering type PMF-1 Energy Efficiency, Voltage, Active energy Ea Manual operating mechanism with mechanical closing, without Spring charging motor, Ready-to-close signal. switch, Auxiliary switches 2NO+2NC, without Closing coil (CC), manual operating mechanism with mechanical closing, without Remote trip alarm reset coil (RR), without 2nd shunt trip, without 1st Shunt trip | 118870 | 1 | Z\ | 1
3WA1112-2EE43-0AA0 |  | Withdrawable circuit breaker with guide frame, IEC 60947-2, frame size 1, 4-poles, N-pole left, In=1250A up to 690V AC 50/60Hz, breaking capacity N Icu=55/42kA at 500/690V, Trip unit ETU600 LSI upgrade ready , colordisplay, bluetooth and USB interface, Protection LT, ST, INST, include N-protection, (internal N-sensor available), incl. trip alarm switch (1xCO), front connection double hole, guide frame with shutter and w/o position signalling switch, with internal voltage tap on lower stab of circuit breaker, with voltage tap module VTM680 and power supply of ETU600, able to communication, integrated metering type PMF-1 Energy Efficiency, Voltage, Active energy Ea Manual operating mechanism with mechanical closing, without Spring charging motor, Ready-to-close signal. switch, Auxiliary switches 2NO+2NC, without Closing coil (CC), manual operating mechanism with mechanical closing, without Remote trip alarm reset coil (RR), without 2nd shunt trip, without 1st Shunt trip | 129870 | 1 | Z\ | 1
3WA1112-2EE44-0AA0 |  | Withdrawable circuit breaker with guide frame, IEC 60947-2, frame size 1, 4-poles, N-pole left, In=1250A up to 690V AC 50/60Hz, breaking capacity N Icu=55/42kA at 500/690V, Trip unit ETU600 LSI upgrade ready , colordisplay, bluetooth and USB interface, Protection LT, ST, INST, include N-protection, (internal N-sensor available), incl. trip alarm switch (1xCO), rear connection flange, guide frame with shutter and w/o position signalling switch, with internal voltage tap on lower stab of circuit breaker, with voltage tap module VTM680 and power supply of ETU600, able to communication, integrated metering type PMF-1 Energy Efficiency, Voltage, Active energy Ea Manual operating mechanism with mechanical closing, without Spring charging motor, Ready-to-close signal. switch, Auxiliary switches 2NO+2NC, without Closing coil (CC), manual operating mechanism with mechanical closing, without Remote trip alarm reset coil (RR), without 2nd shunt trip, without 1st Shunt trip | 118870 | 1 | Z\ | 1
3WA1112-2EE61-5BA1-Z | T40 | Withdrawable circuit breaker with guide frame, IEC 60947-2, frame size 1, 3-poles, In=1250A up to 690V AC 50/60Hz, breaking capacity N Icu=55/42kA at 500/690V, Trip unit ETU600 LSI upgrade ready , colordisplay, bluetooth and USB interface, Protection LT, ST, INST, N-protection required an external N-sensor, incl. trip alarm switch (1xCO), rear connection vertical, guide frame with shutter and position signall. switch (3xW), with internal voltage tap on lower stab of circuit breaker, with voltage tap module VTM680 and power supply of ETU600, able to communication, integrated metering type PMF-1 Energy Efficiency, Voltage, Active energy Ea with manual and motorized operating mechanism (M) 24-30 V DC, Storage status and ready-to- close signaling switches, Auxiliary switches 4NO+4NC, Closing coil (CC) 100% OP 24-30 V DC, applicable for continuous duty, without Remote trip alarm reset coil (RR), without 2nd shunt trip, Shunt trip (ST) 100% OP 24-30 V DC, suitable for continuous duty, Option T40 = Door sealing frame IP41 | 126890 | 1 | Z\ | 1
3WA1112-2EF01-0AA0 |  | Fixed-mounted circuit breaker IEC 60947-2, frame size 1, 3-poles, In=1250A up to 690V AC 50/60Hz, breaking capacity N Icu=55/42kA at 500/690V, Trip unit ETU600 LSIG upgrade ready , colordisplay, bluetooth and USB interface, Protection LT, ST, INST, GFx, N-protection required an external N-sensor, incl. trip alarm switch (1xCO), rear connection vertical, with internal voltage tap on lower stab of circuit breaker, with voltage tap module VTM680 and power supply of ETU600, able to communication, integrated metering type PMF-1 Energy Efficiency, Voltage, Active energy Ea Manual operating mechanism with mechanical closing, without Spring charging motor, Ready-to-close signal. switch, Auxiliary switches 2NO+2NC, without Closing coil (CC), manual operating mechanism with mechanical closing, without Remote trip alarm reset coil (RR), without 2nd shunt trip, without 1st Shunt trip | 84170 | 1 | Z\ | 1
3WA1112-2EF02-0AA0 |  | Fixed-mounted circuit breaker IEC 60947-2, frame size 1, 3-poles, In=1250A up to 690V AC 50/60Hz, breaking capacity N Icu=55/42kA at 500/690V, Trip unit ETU600 LSIG upgrade ready , colordisplay, bluetooth and USB interface, Protection LT, ST, INST, GFx, N-protection required an external N-sensor, incl. trip alarm switch (1xCO), rear connection horizontal, with internal voltage tap on lower stab of circuit breaker, with voltage tap module VTM680 and power supply of ETU600, able to communication, integrated metering type PMF-1 Energy Efficiency, Voltage, Active energy Ea Manual operating mechanism with mechanical closing, without Spring charging motor, Ready-to-close signal. switch, Auxiliary switches 2NO+2NC, without Closing coil (CC), manual operating mechanism with mechanical closing, without Remote trip alarm reset coil (RR), without 2nd shunt trip, without 1st Shunt trip | 82170 | 1 | Z\ | 1
3WA1112-2EF03-0AA0 |  | Fixed-mounted circuit breaker IEC 60947-2, frame size 1, 3-poles, In=1250A up to 690V AC 50/60Hz, breaking capacity N Icu=55/42kA at 500/690V, Trip unit ETU600 LSIG upgrade ready , colordisplay, bluetooth and USB interface, Protection LT, ST, INST, GFx, N-protection required an external N-sensor, incl. trip alarm switch (1xCO), front connection double hole, with internal voltage tap on lower stab of circuit breaker, with voltage tap module VTM680 and power supply of ETU600, able to communication, integrated metering type PMF-1 Energy Efficiency, Voltage, Active energy Ea Manual operating mechanism with mechanical closing, without Spring charging motor, Ready-to-close signal. switch, Auxiliary switches 2NO+2NC, without Closing coil (CC), manual operating mechanism with mechanical closing, without Remote trip alarm reset coil (RR), without 2nd shunt trip, without 1st Shunt trip | 88170 | 1 | Z\ | 1
3WA1112-2EF11-0AA0 |  | Fixed-mounted circuit breaker IEC 60947-2, frame size 1, 4-poles, N-pole left, In=1250A up to 690V AC 50/60Hz, breaking capacity N Icu=55/42kA at 500/690V, Trip unit ETU600 LSIG upgrade ready , colordisplay, bluetooth and USB interface, Protection LT, ST, INST, GFx, include N-protection, (internal N-sensor available), incl. trip alarm switch (1xCO), rear connection vertical, with internal voltage tap on lower stab of circuit breaker, with voltage tap module VTM680 and power supply of ETU600, able to communication, integrated metering type PMF-1 Energy Efficiency, Voltage, Active energy Ea Manual operating mechanism with mechanical closing, without Spring charging motor, Ready-to-close signal. switch, Auxiliary switches 2NO+2NC, without Closing coil (CC), manual operating mechanism with mechanical closing, without Remote trip alarm reset coil (RR), without 2nd shunt trip, without 1st Shunt trip | 104870 | 1 | Z\ | 1
3WA1112-2EF12-0AA0 |  | Fixed-mounted circuit breaker IEC 60947-2, frame size 1, 4-poles, N-pole left, In=1250A up to 690V AC 50/60Hz, breaking capacity N Icu=55/42kA at 500/690V, Trip unit ETU600 LSIG upgrade ready , colordisplay, bluetooth and USB interface, Protection LT, ST, INST, GFx, include N-protection, (internal N-sensor available), incl. trip alarm switch (1xCO), rear connection horizontal, with internal voltage tap on lower stab of circuit breaker, with voltage tap module VTM680 and power supply of ETU600, able to communication, integrated metering type PMF-1 Energy Efficiency, Voltage, Active energy Ea Manual operating mechanism with mechanical closing, without Spring charging motor, Ready-to-close signal. switch, Auxiliary switches 2NO+2NC, without Closing coil (CC), manual operating mechanism with mechanical closing, without Remote trip alarm reset coil (RR), without 2nd shunt trip, without 1st Shunt trip | 102270 | 1 | Z\ | 1
3WA1112-2EF13-0AA0 |  | Fixed-mounted circuit breaker IEC 60947-2, frame size 1, 4-poles, N-pole left, In=1250A up to 690V AC 50/60Hz, breaking capacity N Icu=55/42kA at 500/690V, Trip unit ETU600 LSIG upgrade ready , colordisplay, bluetooth and USB interface, Protection LT, ST, INST, GFx, include N-protection, (internal N-sensor available), incl. trip alarm switch (1xCO), front connection double hole, with internal voltage tap on lower stab of circuit breaker, with voltage tap module VTM680 and power supply of ETU600, able to communication, integrated metering type PMF-1 Energy Efficiency, Voltage, Active energy Ea Manual operating mechanism with mechanical closing, without Spring charging motor, Ready-to-close signal. switch, Auxiliary switches 2NO+2NC, without Closing coil (CC), manual operating mechanism with mechanical closing, without Remote trip alarm reset coil (RR), without 2nd shunt trip, without 1st Shunt trip | 109870 | 1 | Z\ | 1
3WA1112-2EF21-0AA0 |  | fixed-mounted circuit breaker, IEC 60947-2, size 1, 4-pole, N pole on right, In=1250 A up to 690 V AC 50/60 Hz, breaking capacity N Icc=55/42 kA at 500/690 V, tripping unit ETU600 LSIG upgradeable, color display, Bluetooth, USB interface, basic protection LT, ST, INST, GFx, including protection of the N conductor (internal neutral point sensor available), trip alarm switch (1 x CO), connection at rear vertical, with internal voltage tap on lower stab of circuit breaker, with voltage tap module VTM680 and power supply of ETU600, able to communication, integrated metering type PMF-1 Energy Efficiency, Voltage, Active energy Ea Manual operating mechanism with mechanical closing, without Spring charging motor, Ready-to-close signal. switch, Auxiliary switches 2NO+2NC, without Closing coil (CC), manual operating mechanism with mechanical closing, without Remote trip alarm reset coil (RR), without 2nd shunt trip, without 1st Shunt trip | 104870 | 1 | Z\ | 1
3WA1112-2EF22-0AA0 |  | fixed-mounted circuit breaker, IEC 60947-2, size 1, 4-pole, N pole on right, In=1250 A up to 690 V AC 50/60 Hz, breaking capacity N Icc=55/42 kA at 500/690 V, tripping unit ETU600 LSIG upgradeable, color display, Bluetooth, USB interface, basic protection LT, ST, INST, GFx, including protection of the N conductor (internal neutral point sensor available), trip alarm switch (1 x CO), connection at rear horizontal with internal voltage tap on lower stab of circuit breaker, with voltage tap module VTM680 and power supply of ETU600, able to communication, integrated metering type PMF-1 Energy Efficiency, Voltage, Active energy Ea Manual operating mechanism with mechanical closing, without Spring charging motor, Ready-to-close signal. switch, Auxiliary switches 2NO+2NC, without Closing coil (CC), manual operating mechanism with mechanical closing, without Remote trip alarm reset coil (RR), without 2nd shunt trip, without 1st Shunt trip | 102270 | 1 | Z\ | 1
3WA1112-2EF23-0AA0 |  | fixed-mounted circuit breaker, IEC 60947-2, size 1, 4-pole, N pole on right, In=1250 A up to 690 V AC 50/60 Hz, breaking capacity N Icc=55/42 kA at 500/690 V, tripping unit ETU600 LSIG upgradeable, color display, Bluetooth, USB interface, basic protection LT, ST, INST, GFx, including protection of the N conductor (internal neutral point sensor available), trip alarm switch (1 x CO), front connection double hole, with internal voltage tap on lower stab of circuit breaker, with voltage tap module VTM680 and power supply of ETU600, able to communication, integrated metering type PMF-1 Energy Efficiency, Voltage, Active energy Ea Manual operating mechanism with mechanical closing, without Spring charging motor, Ready-to-close signal. switch, Auxiliary switches 2NO+2NC, without Closing coil (CC), manual operating mechanism with mechanical closing, without Remote trip alarm reset coil (RR), without 2nd shunt trip, without 1st Shunt trip | 109870 | 1 | Z\ | 1
3WA1112-2EF31-0AA0 |  | Withdrawable circuit breaker with guide frame, IEC 60947-2, frame size 1, 3-poles, In=1250A up to 690V AC 50/60Hz, breaking capacity N Icu=55/42kA at 500/690V, Trip unit ETU600 LSIG upgrade ready , colordisplay, bluetooth and USB interface, Protection LT, ST, INST, GFx, N-protection required an external N-sensor, incl. trip alarm switch (1xCO), rear connection vertical, guide frame with shutter and w/o position signalling switch, with internal voltage tap on lower stab of circuit breaker, with voltage tap module VTM680 and power supply of ETU600, able to communication, integrated metering type PMF-1 Energy Efficiency, Voltage, Active energy Ea Manual operating mechanism with mechanical closing, without Spring charging motor, Ready-to-close signal. switch, Auxiliary switches 2NO+2NC, without Closing coil (CC), manual operating mechanism with mechanical closing, without Remote trip alarm reset coil (RR), without 2nd shunt trip, without 1st Shunt trip | 105470 | 1 | Z\ | 1
3WA1112-2EF32-0AA0 |  | Withdrawable circuit breaker with guide frame, IEC 60947-2, frame size 1, 3-poles, In=1250A up to 690V AC 50/60Hz, breaking capacity N Icu=55/42kA at 500/690V, Trip unit ETU600 LSIG upgrade ready , colordisplay, bluetooth and USB interface, Protection LT, ST, INST, GFx, N-protection required an external N-sensor, incl. trip alarm switch (1xCO), rear connection horizontal, guide frame with shutter and w/o position signalling switch, with internal voltage tap on lower stab of circuit breaker, with voltage tap module VTM680 and power supply of ETU600, able to communication, integrated metering type PMF-1 Energy Efficiency, Voltage, Active energy Ea Manual operating mechanism with mechanical closing, without Spring charging motor, Ready-to-close signal. switch, Auxiliary switches 2NO+2NC, without Closing coil (CC), manual operating mechanism with mechanical closing, without Remote trip alarm reset coil (RR), without 2nd shunt trip, without 1st Shunt trip | 102570 | 1 | Z\ | 1
3WA1112-2EF33-0AA0 |  | Withdrawable circuit breaker with guide frame, IEC 60947-2, frame size 1, 3-poles, In=1250A up to 690V AC 50/60Hz, breaking capacity N Icu=55/42kA at 500/690V, Trip unit ETU600 LSIG upgrade ready , colordisplay, bluetooth and USB interface, Protection LT, ST, INST, GFx, N-protection required an external N-sensor, incl. trip alarm switch (1xCO), front connection double hole, guide frame with shutter and w/o position signalling switch, with internal voltage tap on lower stab of circuit breaker, with voltage tap module VTM680 and power supply of ETU600, able to communication, integrated metering type PMF-1 Energy Efficiency, Voltage, Active energy Ea Manual operating mechanism with mechanical closing, without Spring charging motor, Ready-to-close signal. switch, Auxiliary switches 2NO+2NC, without Closing coil (CC), manual operating mechanism with mechanical closing, without Remote trip alarm reset coil (RR), without 2nd shunt trip, without 1st Shunt trip | 110870 | 1 | Z\ | 1
3WA1112-2EF34-0AA0 |  | Withdrawable circuit breaker with guide frame, IEC 60947-2, frame size 1, 3-poles, In=1250A up to 690V AC 50/60Hz, breaking capacity N Icu=55/42kA at 500/690V, Trip unit ETU600 LSIG upgrade ready , colordisplay, bluetooth and USB interface, Protection LT, ST, INST, GFx, N-protection required an external N-sensor, incl. trip alarm switch (1xCO), rear connection flange, guide frame with shutter and w/o position signalling switch, with internal voltage tap on lower stab of circuit breaker, with voltage tap module VTM680 and power supply of ETU600, able to communication, integrated metering type PMF-1 Energy Efficiency, Voltage, Active energy Ea Manual operating mechanism with mechanical closing, without Spring charging motor, Ready-to-close signal. switch, Auxiliary switches 2NO+2NC, without Closing coil (CC), manual operating mechanism with mechanical closing, without Remote trip alarm reset coil (RR), without 2nd shunt trip, without 1st Shunt trip | 102570 | 1 | Z\ | 1
3WA1112-2EF41-0AA0 |  | Withdrawable circuit breaker with guide frame, IEC 60947-2, frame size 1, 4-poles, N-pole left, In=1250A up to 690V AC 50/60Hz, breaking capacity N Icu=55/42kA at 500/690V, Trip unit ETU600 LSIG upgrade ready , colordisplay, bluetooth and USB interface, Protection LT, ST, INST, GFx, include N-protection, (internal N-sensor available), incl. trip alarm switch (1xCO), rear connection vertical, guide frame with shutter and w/o position signalling switch, with internal voltage tap on lower stab of circuit breaker, with voltage tap module VTM680 and power supply of ETU600, able to communication, integrated metering type PMF-1 Energy Efficiency, Voltage, Active energy Ea Manual operating mechanism with mechanical closing, without Spring charging motor, Ready-to-close signal. switch, Auxiliary switches 2NO+2NC, without Closing coil (CC), manual operating mechanism with mechanical closing, without Remote trip alarm reset coil (RR), without 2nd shunt trip, without 1st Shunt trip | 132870 | 1 | Z\ | 1
3WA1112-2EF42-0AA0 |  | Withdrawable circuit breaker with guide frame, IEC 60947-2, frame size 1, 4-poles, N-pole left, In=1250A up to 690V AC 50/60Hz, breaking capacity N Icu=55/42kA at 500/690V, Trip unit ETU600 LSIG upgrade ready , colordisplay, bluetooth and USB interface, Protection LT, ST, INST, GFx, include N-protection, (internal N-sensor available), incl. trip alarm switch (1xCO), rear connection horizontal, guide frame with shutter and w/o position signalling switch, with internal voltage tap on lower stab of circuit breaker, with voltage tap module VTM680 and power supply of ETU600, able to communication, integrated metering type PMF-1 Energy Efficiency, Voltage, Active energy Ea Manual operating mechanism with mechanical closing, without Spring charging motor, Ready-to-close signal. switch, Auxiliary switches 2NO+2NC, without Closing coil (CC), manual operating mechanism with mechanical closing, without Remote trip alarm reset coil (RR), without 2nd shunt trip, without 1st Shunt trip | 128870 | 1 | Z\ | 1
3WA1112-2EF43-0AA0 |  | Withdrawable circuit breaker with guide frame, IEC 60947-2, frame size 1, 4-poles, N-pole left, In=1250A up to 690V AC 50/60Hz, breaking capacity N Icu=55/42kA at 500/690V, Trip unit ETU600 LSIG upgrade ready , colordisplay, bluetooth and USB interface, Protection LT, ST, INST, GFx, include N-protection, (internal N-sensor available), incl. trip alarm switch (1xCO), front connection double hole, guide frame with shutter and w/o position signalling switch, with internal voltage tap on lower stab of circuit breaker, with voltage tap module VTM680 and power supply of ETU600, able to communication, integrated metering type PMF-1 Energy Efficiency, Voltage, Active energy Ea Manual operating mechanism with mechanical closing, without Spring charging motor, Ready-to-close signal. switch, Auxiliary switches 2NO+2NC, without Closing coil (CC), manual operating mechanism with mechanical closing, without Remote trip alarm reset coil (RR), without 2nd shunt trip, without 1st Shunt trip | 140870 | 1 | Z\ | 1
3WA1112-2EF44-0AA0 |  | Withdrawable circuit breaker with guide frame, IEC 60947-2, frame size 1, 4-poles, N-pole left, In=1250A up to 690V AC 50/60Hz, breaking capacity N Icu=55/42kA at 500/690V, Trip unit ETU600 LSIG upgrade ready , colordisplay, bluetooth and USB interface, Protection LT, ST, INST, GFx, include N-protection, (internal N-sensor available), incl. trip alarm switch (1xCO), rear connection flange, guide frame with shutter and w/o position signalling switch, with internal voltage tap on lower stab of circuit breaker, with voltage tap module VTM680 and power supply of ETU600, able to communication, integrated metering type PMF-1 Energy Efficiency, Voltage, Active energy Ea Manual operating mechanism with mechanical closing, without Spring charging motor, Ready-to-close signal. switch, Auxiliary switches 2NO+2NC, without Closing coil (CC), manual operating mechanism with mechanical closing, without Remote trip alarm reset coil (RR), without 2nd shunt trip, without 1st Shunt trip | 128870 | 1 | Z\ | 1
3WA1112-2FE01-0AA0 |  | Fixed-mounted circuit breaker IEC 60947-2, frame size 1, 3-poles, In=1250A up to 690V AC 50/60Hz, breaking capacity N Icu=55/42kA at 500/690V, Trip unit ETU600 LSI upgrade ready , colordisplay, bluetooth and USB interface, Protection LT, ST, INST, N-protection required an external N-sensor, incl. trip alarm switch (1xCO), rear connection vertical, with internal voltage tap on lower stab of circuit breaker, with voltage tap module VTM680 and power supply of ETU600, able to communication, integrated metering type PMF-2 Basic Power Monitoring, Voltage, Energy, Power, Power factor, Frequency, Unbalance, Temperature, Manual operating mechanism with mechanical closing, without Spring charging motor, Ready-to-close signal. switch, Auxiliary switches 2NO+2NC, without Closing coil (CC), manual operating mechanism with mechanical closing, without Remote trip alarm reset coil (RR), without 2nd shunt trip, without 1st Shunt trip | 82400 | 1 | Z\ | 1
3WA1112-2FE02-0AA0 |  | Fixed-mounted circuit breaker IEC 60947-2, frame size 1, 3-poles, In=1250A up to 690V AC 50/60Hz, breaking capacity N Icu=55/42kA at 500/690V, Trip unit ETU600 LSI upgrade ready , colordisplay, bluetooth and USB interface, Protection LT, ST, INST, N-protection required an external N-sensor, incl. trip alarm switch (1xCO), rear connection horizontal, with internal voltage tap on lower stab of circuit breaker, with voltage tap module VTM680 and power supply of ETU600, able to communication, integrated metering type PMF-2 Basic Power Monitoring, Voltage, Energy, Power, Power factor, Frequency, Unbalance, Temperature, Manual operating mechanism with mechanical closing, without Spring charging motor, Ready-to-close signal. switch, Auxiliary switches 2NO+2NC, without Closing coil (CC), manual operating mechanism with mechanical closing, without Remote trip alarm reset coil (RR), without 2nd shunt trip, without 1st Shunt trip | 80400 | 1 | Z\ | 1
3WA1112-2FE03-0AA0 |  | Fixed-mounted circuit breaker IEC 60947-2, frame size 1, 3-poles, In=1250A up to 690V AC 50/60Hz, breaking capacity N Icu=55/42kA at 500/690V, Trip unit ETU600 LSI upgrade ready , colordisplay, bluetooth and USB interface, Protection LT, ST, INST, N-protection required an external N-sensor, incl. trip alarm switch (1xCO), front connection double hole, with internal voltage tap on lower stab of circuit breaker, with voltage tap module VTM680 and power supply of ETU600, able to communication, integrated metering type PMF-2 Basic Power Monitoring, Voltage, Energy, Power, Power factor, Frequency, Unbalance, Temperature, Manual operating mechanism with mechanical closing, without Spring charging motor, Ready-to-close signal. switch, Auxiliary switches 2NO+2NC, without Closing coil (CC), manual operating mechanism with mechanical closing, without Remote trip alarm reset coil (RR), without 2nd shunt trip, without 1st Shunt trip | 86400 | 1 | Z\ | 1
3WA1112-2FE11-0AA0 |  | Fixed-mounted circuit breaker IEC 60947-2, frame size 1, 4-poles, N-pole left, In=1250A up to 690V AC 50/60Hz, breaking capacity N Icu=55/42kA at 500/690V, Trip unit ETU600 LSI upgrade ready , colordisplay, bluetooth and USB interface, Protection LT, ST, INST, include N-protection, (internal N-sensor available), incl. trip alarm switch (1xCO), rear connection vertical, with internal voltage tap on lower stab of circuit breaker, with voltage tap module VTM680 and power supply of ETU600, able to communication, integrated metering type PMF-2 Basic Power Monitoring, Voltage, Energy, Power, Power factor, Frequency, Unbalance, Temperature, Manual operating mechanism with mechanical closing, without Spring charging motor, Ready-to-close signal. switch, Auxiliary switches 2NO+2NC, without Closing coil (CC), manual operating mechanism with mechanical closing, without Remote trip alarm reset coil (RR), without 2nd shunt trip, without 1st Shunt trip | 103100 | 1 | Z\ | 1
3WA1112-2FE12-0AA0 |  | Fixed-mounted circuit breaker IEC 60947-2, frame size 1, 4-poles, N-pole left, In=1250A up to 690V AC 50/60Hz, breaking capacity N Icu=55/42kA at 500/690V, Trip unit ETU600 LSI upgrade ready , colordisplay, bluetooth and USB interface, Protection LT, ST, INST, include N-protection, (internal N-sensor available), incl. trip alarm switch (1xCO), rear connection horizontal, with internal voltage tap on lower stab of circuit breaker, with voltage tap module VTM680 and power supply of ETU600, able to communication, integrated metering type PMF-2 Basic Power Monitoring, Voltage, Energy, Power, Power factor, Frequency, Unbalance, Temperature, Manual operating mechanism with mechanical closing, without Spring charging motor, Ready-to-close signal. switch, Auxiliary switches 2NO+2NC, without Closing coil (CC), manual operating mechanism with mechanical closing, without Remote trip alarm reset coil (RR), without 2nd shunt trip, without 1st Shunt trip | 100400 | 1 | Z\ | 1
3WA1112-2FE13-0AA0 |  | Fixed-mounted circuit breaker IEC 60947-2, frame size 1, 4-poles, N-pole left, In=1250A up to 690V AC 50/60Hz, breaking capacity N Icu=55/42kA at 500/690V, Trip unit ETU600 LSI upgrade ready , colordisplay, bluetooth and USB interface, Protection LT, ST, INST, include N-protection, (internal N-sensor available), incl. trip alarm switch (1xCO), front connection double hole, with internal voltage tap on lower stab of circuit breaker, with voltage tap module VTM680 and power supply of ETU600, able to communication, integrated metering type PMF-2 Basic Power Monitoring, Voltage, Energy, Power, Power factor, Frequency, Unbalance, Temperature, Manual operating mechanism with mechanical closing, without Spring charging motor, Ready-to-close signal. switch, Auxiliary switches 2NO+2NC, without Closing coil (CC), manual operating mechanism with mechanical closing, without Remote trip alarm reset coil (RR), without 2nd shunt trip, without 1st Shunt trip | 108400 | 1 | Z\ | 1
3WA1112-2FE21-0AA0 |  | fixed-mounted circuit breaker, IEC 60947-2, size 1, 4-pole, N pole on right, In=1250 A up to 690 V AC 50/60 Hz, breaking capacity N Icc=55/42 kA at 500/690 V, tripping unit ETU600 LSI upgradeable, color display, Bluetooth, USB interface, basic protection LT, ST, INST, including protection of the N conductor (internal neutral point sensor available), trip alarm switch (1 x CO), connection at rear vertical, with internal voltage tap on lower stab of circuit breaker, with voltage tap module VTM680 and power supply of ETU600, able to communication, integrated metering type PMF-2 Basic Power Monitoring, Voltage, Energy, Power, Power factor, Frequency, Unbalance, Temperature, Manual operating mechanism with mechanical closing, without Spring charging motor, Ready-to-close signal. switch, Auxiliary switches 2NO+2NC, without Closing coil (CC), manual operating mechanism with mechanical closing, without Remote trip alarm reset coil (RR), without 2nd shunt trip, without 1st Shunt trip | 103100 | 1 | Z\ | 1
3WA1112-2FE22-0AA0 |  | fixed-mounted circuit breaker, IEC 60947-2, size 1, 4-pole, N pole on right, In=1250 A up to 690 V AC 50/60 Hz, breaking capacity N Icc=55/42 kA at 500/690 V, tripping unit ETU600 LSI upgradeable, color display, Bluetooth, USB interface, basic protection LT, ST, INST, including protection of the N conductor (internal neutral point sensor available), trip alarm switch (1 x CO), connection at rear horizontal with internal voltage tap on lower stab of circuit breaker, with voltage tap module VTM680 and power supply of ETU600, able to communication, integrated metering type PMF-2 Basic Power Monitoring, Voltage, Energy, Power, Power factor, Frequency, Unbalance, Temperature, Manual operating mechanism with mechanical closing, without Spring charging motor, Ready-to-close signal. switch, Auxiliary switches 2NO+2NC, without Closing coil (CC), manual operating mechanism with mechanical closing, without Remote trip alarm reset coil (RR), without 2nd shunt trip, without 1st Shunt trip | 100400 | 1 | Z\ | 1
3WA1112-2FE23-0AA0 |  | fixed-mounted circuit breaker, IEC 60947-2, size 1, 4-pole, N pole on right, In=1250 A up to 690 V AC 50/60 Hz, breaking capacity N Icc=55/42 kA at 500/690 V, tripping unit ETU600 LSI upgradeable, color display, Bluetooth, USB interface, basic protection LT, ST, INST, including protection of the N conductor (internal neutral point sensor available), trip alarm switch (1 x CO), front connection double hole, with internal voltage tap on lower stab of circuit breaker, with voltage tap module VTM680 and power supply of ETU600, able to communication, integrated metering type PMF-2 Basic Power Monitoring, Voltage, Energy, Power, Power factor, Frequency, Unbalance, Temperature, Manual operating mechanism with mechanical closing, without Spring charging motor, Ready-to-close signal. switch, Auxiliary switches 2NO+2NC, without Closing coil (CC), manual operating mechanism with mechanical closing, without Remote trip alarm reset coil (RR), without 2nd shunt trip, without 1st Shunt trip | 108400 | 1 | Z\ | 1
3WA1112-2FE31-0AA0 |  | Withdrawable circuit breaker with guide frame, IEC 60947-2, frame size 1, 3-poles, In=1250A up to 690V AC 50/60Hz, breaking capacity N Icu=55/42kA at 500/690V, Trip unit ETU600 LSI upgrade ready , colordisplay, bluetooth and USB interface, Protection LT, ST, INST, N-protection required an external N-sensor, incl. trip alarm switch (1xCO), rear connection vertical, guide frame with shutter and w/o position signalling switch, with internal voltage tap on lower stab of circuit breaker, with voltage tap module VTM680 and power supply of ETU600, able to communication, integrated metering type PMF-2 Basic Power Monitoring, Voltage, Energy, Power, Power factor, Frequency, Unbalance, Temperature, Manual operating mechanism with mechanical closing, without Spring charging motor, Ready-to-close signal. switch, Auxiliary switches 2NO+2NC, without Closing coil (CC), manual operating mechanism with mechanical closing, without Remote trip alarm reset coil (RR), without 2nd shunt trip, without 1st Shunt trip | 103600 | 1 | Z\ | 1
3WA1112-2FE32-0AA0 |  | Withdrawable circuit breaker with guide frame, IEC 60947-2, frame size 1, 3-poles, In=1250A up to 690V AC 50/60Hz, breaking capacity N Icu=55/42kA at 500/690V, Trip unit ETU600 LSI upgrade ready , colordisplay, bluetooth and USB interface, Protection LT, ST, INST, N-protection required an external N-sensor, incl. trip alarm switch (1xCO), rear connection horizontal, guide frame with shutter and w/o position signalling switch, with internal voltage tap on lower stab of circuit breaker, with voltage tap module VTM680 and power supply of ETU600, able to communication, integrated metering type PMF-2 Basic Power Monitoring, Voltage, Energy, Power, Power factor, Frequency, Unbalance, Temperature, Manual operating mechanism with mechanical closing, without Spring charging motor, Ready-to-close signal. switch, Auxiliary switches 2NO+2NC, without Closing coil (CC), manual operating mechanism with mechanical closing, without Remote trip alarm reset coil (RR), without 2nd shunt trip, without 1st Shunt trip | 100800 | 1 | Z\ | 1
3WA1112-2FE33-0AA0 |  | Withdrawable circuit breaker with guide frame, IEC 60947-2, frame size 1, 3-poles, In=1250A up to 690V AC 50/60Hz, breaking capacity N Icu=55/42kA at 500/690V, Trip unit ETU600 LSI upgrade ready , colordisplay, bluetooth and USB interface, Protection LT, ST, INST, N-protection required an external N-sensor, incl. trip alarm switch (1xCO), front connection double hole, guide frame with shutter and w/o position signalling switch, with internal voltage tap on lower stab of circuit breaker, with voltage tap module VTM680 and power supply of ETU600, able to communication, integrated metering type PMF-2 Basic Power Monitoring, Voltage, Energy, Power, Power factor, Frequency, Unbalance, Temperature, Manual operating mechanism with mechanical closing, without Spring charging motor, Ready-to-close signal. switch, Auxiliary switches 2NO+2NC, without Closing coil (CC), manual operating mechanism with mechanical closing, without Remote trip alarm reset coil (RR), without 2nd shunt trip, without 1st Shunt trip | 109400 | 1 | Z\ | 1
3WA1112-2FE34-0AA0 |  | Withdrawable circuit breaker with guide frame, IEC 60947-2, frame size 1, 3-poles, In=1250A up to 690V AC 50/60Hz, breaking capacity N Icu=55/42kA at 500/690V, Trip unit ETU600 LSI upgrade ready , colordisplay, bluetooth and USB interface, Protection LT, ST, INST, N-protection required an external N-sensor, incl. trip alarm switch (1xCO), rear connection flange, guide frame with shutter and w/o position signalling switch, with internal voltage tap on lower stab of circuit breaker, with voltage tap module VTM680 and power supply of ETU600, able to communication, integrated metering type PMF-2 Basic Power Monitoring, Voltage, Energy, Power, Power factor, Frequency, Unbalance, Temperature, Manual operating mechanism with mechanical closing, without Spring charging motor, Ready-to-close signal. switch, Auxiliary switches 2NO+2NC, without Closing coil (CC), manual operating mechanism with mechanical closing, without Remote trip alarm reset coil (RR), without 2nd shunt trip, without 1st Shunt trip | 100800 | 1 | Z\ | 1
3WA1112-2FE41-0AA0 |  | Withdrawable circuit breaker with guide frame, IEC 60947-2, frame size 1, 4-poles, N-pole left, In=1250A up to 690V AC 50/60Hz, breaking capacity N Icu=55/42kA at 500/690V, Trip unit ETU600 LSI upgrade ready , colordisplay, bluetooth and USB interface, Protection LT, ST, INST, include N-protection, (internal N-sensor available), incl. trip alarm switch (1xCO), rear connection vertical, guide frame with shutter and w/o position signalling switch, with internal voltage tap on lower stab of circuit breaker, with voltage tap module VTM680 and power supply of ETU600, able to communication, integrated metering type PMF-2 Basic Power Monitoring, Voltage, Energy, Power, Power factor, Frequency, Unbalance, Temperature, Manual operating mechanism with mechanical closing, without Spring charging motor, Ready-to-close signal. switch, Auxiliary switches 2NO+2NC, without Closing coil (CC), manual operating mechanism with mechanical closing, without Remote trip alarm reset coil (RR), without 2nd shunt trip, without 1st Shunt trip | 130700 | 1 | Z\ | 1
3WA1112-2FE42-0AA0 |  | Withdrawable circuit breaker with guide frame, IEC 60947-2, frame size 1, 4-poles, N-pole left, In=1250A up to 690V AC 50/60Hz, breaking capacity N Icu=55/42kA at 500/690V, Trip unit ETU600 LSI upgrade ready , colordisplay, bluetooth and USB interface, Protection LT, ST, INST, include N-protection, (internal N-sensor available), incl. trip alarm switch (1xCO), rear connection horizontal, guide frame with shutter and w/o position signalling switch, with internal voltage tap on lower stab of circuit breaker, with voltage tap module VTM680 and power supply of ETU600, able to communication, integrated metering type PMF-2 Basic Power Monitoring, Voltage, Energy, Power, Power factor, Frequency, Unbalance, Temperature, Manual operating mechanism with mechanical closing, without Spring charging motor, Ready-to-close signal. switch, Auxiliary switches 2NO+2NC, without Closing coil (CC), manual operating mechanism with mechanical closing, without Remote trip alarm reset coil (RR), without 2nd shunt trip, without 1st Shunt trip | 127700 | 1 | Z\ | 1
3WA1112-2FE43-0AA0 |  | Withdrawable circuit breaker with guide frame, IEC 60947-2, frame size 1, 4-poles, N-pole left, In=1250A up to 690V AC 50/60Hz, breaking capacity N Icu=55/42kA at 500/690V, Trip unit ETU600 LSI upgrade ready , colordisplay, bluetooth and USB interface, Protection LT, ST, INST, include N-protection, (internal N-sensor available), incl. trip alarm switch (1xCO), front connection double hole, guide frame with shutter and w/o position signalling switch, with internal voltage tap on lower stab of circuit breaker, with voltage tap module VTM680 and power supply of ETU600, able to communication, integrated metering type PMF-2 Basic Power Monitoring, Voltage, Energy, Power, Power factor, Frequency, Unbalance, Temperature, Manual operating mechanism with mechanical closing, without Spring charging motor, Ready-to-close signal. switch, Auxiliary switches 2NO+2NC, without Closing coil (CC), manual operating mechanism with mechanical closing, without Remote trip alarm reset coil (RR), without 2nd shunt trip, without 1st Shunt trip | 138700 | 1 | Z\ | 1
3WA1112-2FE44-0AA0 |  | Withdrawable circuit breaker with guide frame, IEC 60947-2, frame size 1, 4-poles, N-pole left, In=1250A up to 690V AC 50/60Hz, breaking capacity N Icu=55/42kA at 500/690V, Trip unit ETU600 LSI upgrade ready , colordisplay, bluetooth and USB interface, Protection LT, ST, INST, include N-protection, (internal N-sensor available), incl. trip alarm switch (1xCO), rear connection flange, guide frame with shutter and w/o position signalling switch, with internal voltage tap on lower stab of circuit breaker, with voltage tap module VTM680 and power supply of ETU600, able to communication, integrated metering type PMF-2 Basic Power Monitoring, Voltage, Energy, Power, Power factor, Frequency, Unbalance, Temperature, Manual operating mechanism with mechanical closing, without Spring charging motor, Ready-to-close signal. switch, Auxiliary switches 2NO+2NC, without Closing coil (CC), manual operating mechanism with mechanical closing, without Remote trip alarm reset coil (RR), without 2nd shunt trip, without 1st Shunt trip | 127700 | 1 | Z\ | 1
3WA1112-2FE44-1AA0-Z | F19S08T40 | Withdrawable circuit breaker with guide frame, IEC 60947-2, frame size 1, 4-poles, N-pole left, In=1250A up to 690V AC 50/60Hz, breaking capacity N Icu=55/42kA at 500/690V, Trip unit ETU600 LSI upgrade ready , colordisplay, bluetooth and USB interface, Protection LT, ST, INST, include N-protection, (internal N-sensor available), incl. trip alarm switch (1xCO), rear connection flange, guide frame with shutter and w/o position signalling switch, with internal voltage tap on lower stab of circuit breaker, with voltage tap module VTM680 and power supply of ETU600, able to communication, integrated metering type PMF-2 Basic Power Monitoring, Voltage, Energy, Power, Power factor, Frequency, Unbalance, Temperature, Manual operating mechanism with mechanical closing, without Spring charging motor, Ready-to-close signal. switch, Auxiliary switches 4NO+4NC, without Closing coil (CC), manual operating mechanism with mechanical closing, without Remote trip alarm reset coil (RR), without 2nd shunt trip, without 1st Shunt trip Option F19 = COM190 COM module PROFINET IO Modbus TCP 2 switched Ethernet ports circuit breaker internal Option S08 = Locking provision against unauthorized closing Secured Open; for with Ronis lock Option T40 = Door sealing frame IP41 | 153620 | 1 | Z\ | 1
3WA1112-2FE74-5BR1-Z | F19R55S07T40 | Withdrawable circuit breaker with guide frame, IEC 60947-2, frame size 1, 4-poles, N-pole left, In=1250A up to 690V AC 50/60Hz, breaking capacity N Icu=55/42kA at 500/690V, Trip unit ETU600 LSI upgrade ready , colordisplay, bluetooth and USB interface, Protection LT, ST, INST, include N-protection, (internal N-sensor available), incl. trip alarm switch (1xCO), rear connection flange, guide frame with shutter and position signall. switch (3xW), with internal voltage tap on lower stab of circuit breaker, with voltage tap module VTM680 and power supply of ETU600, able to communication, integrated metering type PMF-2 Basic Power Monitoring, Voltage, Energy, Power, Power factor, Frequency, Unbalance, Temperature, with manual and motorized operating mechanism (M) 24-30 V DC, Storage status and ready-to- close signaling switches, Auxiliary switches 4NO+4NC, Closing coil (CC) 100% OP 24-30 V DC, applicable for continuous duty, without Remote trip alarm reset coil (RR), Undervoltage release (UVR) instantaneous (0,08 s) and short-delay (0,2 s), 380-415 V AC, Shunt trip (ST) 100% OP 24-30 V DC, suitable for continuous duty, Option F19 = COM190 COM module PROFINET IO Modbus TCP 2 switched Ethernet ports circuit breaker internal Option R55 = Mutual mechanical interlocking with 2 m bowden cable for circuit breakers in withdraw- able design necessary once for each circuit breaker. Option S07 = Locking provision against unauthorized closing Secured Open; for padlock device Padlocks are not included. Option T40 = Door sealing frame IP41 | 190110 | 1 | Z\ | 1
3WA1112-2FF01-0AA0 |  | Fixed-mounted circuit breaker IEC 60947-2, frame size 1, 3-poles, In=1250A up to 690V AC 50/60Hz, breaking capacity N Icu=55/42kA at 500/690V, Trip unit ETU600 LSIG upgrade ready , colordisplay, bluetooth and USB interface, Protection LT, ST, INST, GFx, N-protection required an external N-sensor, incl. trip alarm switch (1xCO), rear connection vertical, with internal voltage tap on lower stab of circuit breaker, with voltage tap module VTM680 and power supply of ETU600, able to communication, integrated metering type PMF-2 Basic Power Monitoring, Voltage, Energy, Power, Power factor, Frequency, Unbalance, Temperature, Manual operating mechanism with mechanical closing, without Spring charging motor, Ready-to-close signal. switch, Auxiliary switches 2NO+2NC, without Closing coil (CC), manual operating mechanism with mechanical closing, without Remote trip alarm reset coil (RR), without 2nd shunt trip, without 1st Shunt trip | 93000 | 1 | Z\ | 1
3WA1112-2FF02-0AA0 |  | Fixed-mounted circuit breaker IEC 60947-2, frame size 1, 3-poles, In=1250A up to 690V AC 50/60Hz, breaking capacity N Icu=55/42kA at 500/690V, Trip unit ETU600 LSIG upgrade ready , colordisplay, bluetooth and USB interface, Protection LT, ST, INST, GFx, N-protection required an external N-sensor, incl. trip alarm switch (1xCO), rear connection horizontal, with internal voltage tap on lower stab of circuit breaker, with voltage tap module VTM680 and power supply of ETU600, able to communication, integrated metering type PMF-2 Basic Power Monitoring, Voltage, Energy, Power, Power factor, Frequency, Unbalance, Temperature, Manual operating mechanism with mechanical closing, without Spring charging motor, Ready-to-close signal. switch, Auxiliary switches 2NO+2NC, without Closing coil (CC), manual operating mechanism with mechanical closing, without Remote trip alarm reset coil (RR), without 2nd shunt trip, without 1st Shunt trip | 91000 | 1 | Z\ | 1
3WA1112-2FF03-0AA0 |  | Fixed-mounted circuit breaker IEC 60947-2, frame size 1, 3-poles, In=1250A up to 690V AC 50/60Hz, breaking capacity N Icu=55/42kA at 500/690V, Trip unit ETU600 LSIG upgrade ready , colordisplay, bluetooth and USB interface, Protection LT, ST, INST, GFx, N-protection required an external N-sensor, incl. trip alarm switch (1xCO), front connection double hole, with internal voltage tap on lower stab of circuit breaker, with voltage tap module VTM680 and power supply of ETU600, able to communication, integrated metering type PMF-2 Basic Power Monitoring, Voltage, Energy, Power, Power factor, Frequency, Unbalance, Temperature, Manual operating mechanism with mechanical closing, without Spring charging motor, Ready-to-close signal. switch, Auxiliary switches 2NO+2NC, without Closing coil (CC), manual operating mechanism with mechanical closing, without Remote trip alarm reset coil (RR), without 2nd shunt trip, without 1st Shunt trip | 97000 | 1 | Z\ | 1
3WA1112-2FF11-0AA0 |  | Fixed-mounted circuit breaker IEC 60947-2, frame size 1, 4-poles, N-pole left, In=1250A up to 690V AC 50/60Hz, breaking capacity N Icu=55/42kA at 500/690V, Trip unit ETU600 LSIG upgrade ready , colordisplay, bluetooth and USB interface, Protection LT, ST, INST, GFx, include N-protection, (internal N-sensor available), incl. trip alarm switch (1xCO), rear connection vertical, with internal voltage tap on lower stab of circuit breaker, with voltage tap module VTM680 and power supply of ETU600, able to communication, integrated metering type PMF-2 Basic Power Monitoring, Voltage, Energy, Power, Power factor, Frequency, Unbalance, Temperature, Manual operating mechanism with mechanical closing, without Spring charging motor, Ready-to-close signal. switch, Auxiliary switches 2NO+2NC, without Closing coil (CC), manual operating mechanism with mechanical closing, without Remote trip alarm reset coil (RR), without 2nd shunt trip, without 1st Shunt trip | 113700 | 1 | Z\ | 1
3WA1112-2FF12-0AA0 |  | Fixed-mounted circuit breaker IEC 60947-2, frame size 1, 4-poles, N-pole left, In=1250A up to 690V AC 50/60Hz, breaking capacity N Icu=55/42kA at 500/690V, Trip unit ETU600 LSIG upgrade ready , colordisplay, bluetooth and USB interface, Protection LT, ST, INST, GFx, include N-protection, (internal N-sensor available), incl. trip alarm switch (1xCO), rear connection horizontal, with internal voltage tap on lower stab of circuit breaker, with voltage tap module VTM680 and power supply of ETU600, able to communication, integrated metering type PMF-2 Basic Power Monitoring, Voltage, Energy, Power, Power factor, Frequency, Unbalance, Temperature, Manual operating mechanism with mechanical closing, without Spring charging motor, Ready-to-close signal. switch, Auxiliary switches 2NO+2NC, without Closing coil (CC), manual operating mechanism with mechanical closing, without Remote trip alarm reset coil (RR), without 2nd shunt trip, without 1st Shunt trip | 111100 | 1 | Z\ | 1
3WA1112-2FF13-0AA0 |  | Fixed-mounted circuit breaker IEC 60947-2, frame size 1, 4-poles, N-pole left, In=1250A up to 690V AC 50/60Hz, breaking capacity N Icu=55/42kA at 500/690V, Trip unit ETU600 LSIG upgrade ready , colordisplay, bluetooth and USB interface, Protection LT, ST, INST, GFx, include N-protection, (internal N-sensor available), incl. trip alarm switch (1xCO), front connection double hole, with internal voltage tap on lower stab of circuit breaker, with voltage tap module VTM680 and power supply of ETU600, able to communication, integrated metering type PMF-2 Basic Power Monitoring, Voltage, Energy, Power, Power factor, Frequency, Unbalance, Temperature, Manual operating mechanism with mechanical closing, without Spring charging motor, Ready-to-close signal. switch, Auxiliary switches 2NO+2NC, without Closing coil (CC), manual operating mechanism with mechanical closing, without Remote trip alarm reset coil (RR), without 2nd shunt trip, without 1st Shunt trip | 118700 | 1 | Z\ | 1
3WA1112-2FF21-0AA0 |  | fixed-mounted circuit breaker, IEC 60947-2, size 1, 4-pole, N pole on right, In=1250 A up to 690 V AC 50/60 Hz, breaking capacity N Icc=55/42 kA at 500/690 V, tripping unit ETU600 LSIG upgradeable, color display, Bluetooth, USB interface, basic protection LT, ST, INST, GFx, including protection of the N conductor (internal neutral point sensor available), trip alarm switch (1 x CO), connection at rear vertical, with internal voltage tap on lower stab of circuit breaker, with voltage tap module VTM680 and power supply of ETU600, able to communication, integrated metering type PMF-2 Basic Power Monitoring, Voltage, Energy, Power, Power factor, Frequency, Unbalance, Temperature, Manual operating mechanism with mechanical closing, without Spring charging motor, Ready-to-close signal. switch, Auxiliary switches 2NO+2NC, without Closing coil (CC), manual operating mechanism with mechanical closing, without Remote trip alarm reset coil (RR), without 2nd shunt trip, without 1st Shunt trip | 113700 | 1 | Z\ | 1
3WA1112-2FF22-0AA0 |  | fixed-mounted circuit breaker, IEC 60947-2, size 1, 4-pole, N pole on right, In=1250 A up to 690 V AC 50/60 Hz, breaking capacity N Icc=55/42 kA at 500/690 V, tripping unit ETU600 LSIG upgradeable, color display, Bluetooth, USB interface, basic protection LT, ST, INST, GFx, including protection of the N conductor (internal neutral point sensor available), trip alarm switch (1 x CO), connection at rear horizontal with internal voltage tap on lower stab of circuit breaker, with voltage tap module VTM680 and power supply of ETU600, able to communication, integrated metering type PMF-2 Basic Power Monitoring, Voltage, Energy, Power, Power factor, Frequency, Unbalance, Temperature, Manual operating mechanism with mechanical closing, without Spring charging motor, Ready-to-close signal. switch, Auxiliary switches 2NO+2NC, without Closing coil (CC), manual operating mechanism with mechanical closing, without Remote trip alarm reset coil (RR), without 2nd shunt trip, without 1st Shunt trip | 111100 | 1 | Z\ | 1
3WA1112-2FF23-0AA0 |  | fixed-mounted circuit breaker, IEC 60947-2, size 1, 4-pole, N pole on right, In=1250 A up to 690 V AC 50/60 Hz, breaking capacity N Icc=55/42 kA at 500/690 V, tripping unit ETU600 LSIG upgradeable, color display, Bluetooth, USB interface, basic protection LT, ST, INST, GFx, including protection of the N conductor (internal neutral point sensor available), trip alarm switch (1 x CO), front connection double hole, with internal voltage tap on lower stab of circuit breaker, with voltage tap module VTM680 and power supply of ETU600, able to communication, integrated metering type PMF-2 Basic Power Monitoring, Voltage, Energy, Power, Power factor, Frequency, Unbalance, Temperature, Manual operating mechanism with mechanical closing, without Spring charging motor, Ready-to-close signal. switch, Auxiliary switches 2NO+2NC, without Closing coil (CC), manual operating mechanism with mechanical closing, without Remote trip alarm reset coil (RR), without 2nd shunt trip, without 1st Shunt trip | 118700 | 1 | Z\ | 1
3WA1112-2FF31-0AA0 |  | Withdrawable circuit breaker with guide frame, IEC 60947-2, frame size 1, 3-poles, In=1250A up to 690V AC 50/60Hz, breaking capacity N Icu=55/42kA at 500/690V, Trip unit ETU600 LSIG upgrade ready , colordisplay, bluetooth and USB interface, Protection LT, ST, INST, GFx, N-protection required an external N-sensor, incl. trip alarm switch (1xCO), rear connection vertical, guide frame with shutter and w/o position signalling switch, with internal voltage tap on lower stab of circuit breaker, with voltage tap module VTM680 and power supply of ETU600, able to communication, integrated metering type PMF-2 Basic Power Monitoring, Voltage, Energy, Power, Power factor, Frequency, Unbalance, Temperature, Manual operating mechanism with mechanical closing, without Spring charging motor, Ready-to-close signal. switch, Auxiliary switches 2NO+2NC, without Closing coil (CC), manual operating mechanism with mechanical closing, without Remote trip alarm reset coil (RR), without 2nd shunt trip, without 1st Shunt trip | 114300 | 1 | Z\ | 1
3WA1112-2FF32-0AA0 |  | Withdrawable circuit breaker with guide frame, IEC 60947-2, frame size 1, 3-poles, In=1250A up to 690V AC 50/60Hz, breaking capacity N Icu=55/42kA at 500/690V, Trip unit ETU600 LSIG upgrade ready , colordisplay, bluetooth and USB interface, Protection LT, ST, INST, GFx, N-protection required an external N-sensor, incl. trip alarm switch (1xCO), rear connection horizontal, guide frame with shutter and w/o position signalling switch, with internal voltage tap on lower stab of circuit breaker, with voltage tap module VTM680 and power supply of ETU600, able to communication, integrated metering type PMF-2 Basic Power Monitoring, Voltage, Energy, Power, Power factor, Frequency, Unbalance, Temperature, Manual operating mechanism with mechanical closing, without Spring charging motor, Ready-to-close signal. switch, Auxiliary switches 2NO+2NC, without Closing coil (CC), manual operating mechanism with mechanical closing, without Remote trip alarm reset coil (RR), without 2nd shunt trip, without 1st Shunt trip | 111400 | 1 | Z\ | 1
3WA1112-2FF33-0AA0 |  | Withdrawable circuit breaker with guide frame, IEC 60947-2, frame size 1, 3-poles, In=1250A up to 690V AC 50/60Hz, breaking capacity N Icu=55/42kA at 500/690V, Trip unit ETU600 LSIG upgrade ready , colordisplay, bluetooth and USB interface, Protection LT, ST, INST, GFx, N-protection required an external N-sensor, incl. trip alarm switch (1xCO), front connection double hole, guide frame with shutter and w/o position signalling switch, with internal voltage tap on lower stab of circuit breaker, with voltage tap module VTM680 and power supply of ETU600, able to communication, integrated metering type PMF-2 Basic Power Monitoring, Voltage, Energy, Power, Power factor, Frequency, Unbalance, Temperature, Manual operating mechanism with mechanical closing, without Spring charging motor, Ready-to-close signal. switch, Auxiliary switches 2NO+2NC, without Closing coil (CC), manual operating mechanism with mechanical closing, without Remote trip alarm reset coil (RR), without 2nd shunt trip, without 1st Shunt trip | 119700 | 1 | Z\ | 1
3WA1112-2FF34-0AA0 |  | Withdrawable circuit breaker with guide frame, IEC 60947-2, frame size 1, 3-poles, In=1250A up to 690V AC 50/60Hz, breaking capacity N Icu=55/42kA at 500/690V, Trip unit ETU600 LSIG upgrade ready , colordisplay, bluetooth and USB interface, Protection LT, ST, INST, GFx, N-protection required an external N-sensor, incl. trip alarm switch (1xCO), rear connection flange, guide frame with shutter and w/o position signalling switch, with internal voltage tap on lower stab of circuit breaker, with voltage tap module VTM680 and power supply of ETU600, able to communication, integrated metering type PMF-2 Basic Power Monitoring, Voltage, Energy, Power, Power factor, Frequency, Unbalance, Temperature, Manual operating mechanism with mechanical closing, without Spring charging motor, Ready-to-close signal. switch, Auxiliary switches 2NO+2NC, without Closing coil (CC), manual operating mechanism with mechanical closing, without Remote trip alarm reset coil (RR), without 2nd shunt trip, without 1st Shunt trip | 111400 | 1 | Z\ | 1
3WA1112-2FF41-0AA0 |  | Withdrawable circuit breaker with guide frame, IEC 60947-2, frame size 1, 4-poles, N-pole left, In=1250A up to 690V AC 50/60Hz, breaking capacity N Icu=55/42kA at 500/690V, Trip unit ETU600 LSIG upgrade ready , colordisplay, bluetooth and USB interface, Protection LT, ST, INST, GFx, include N-protection, (internal N-sensor available), incl. trip alarm switch (1xCO), rear connection vertical, guide frame with shutter and w/o position signalling switch, with internal voltage tap on lower stab of circuit breaker, with voltage tap module VTM680 and power supply of ETU600, able to communication, integrated metering type PMF-2 Basic Power Monitoring, Voltage, Energy, Power, Power factor, Frequency, Unbalance, Temperature, Manual operating mechanism with mechanical closing, without Spring charging motor, Ready-to-close signal. switch, Auxiliary switches 2NO+2NC, without Closing coil (CC), manual operating mechanism with mechanical closing, without Remote trip alarm reset coil (RR), without 2nd shunt trip, without 1st Shunt trip | 141700 | 1 | Z\ | 1
3WA1112-2FF42-0AA0 |  | Withdrawable circuit breaker with guide frame, IEC 60947-2, frame size 1, 4-poles, N-pole left, In=1250A up to 690V AC 50/60Hz, breaking capacity N Icu=55/42kA at 500/690V, Trip unit ETU600 LSIG upgrade ready , colordisplay, bluetooth and USB interface, Protection LT, ST, INST, GFx, include N-protection, (internal N-sensor available), incl. trip alarm switch (1xCO), rear connection horizontal, guide frame with shutter and w/o position signalling switch, with internal voltage tap on lower stab of circuit breaker, with voltage tap module VTM680 and power supply of ETU600, able to communication, integrated metering type PMF-2 Basic Power Monitoring, Voltage, Energy, Power, Power factor, Frequency, Unbalance, Temperature, Manual operating mechanism with mechanical closing, without Spring charging motor, Ready-to-close signal. switch, Auxiliary switches 2NO+2NC, without Closing coil (CC), manual operating mechanism with mechanical closing, without Remote trip alarm reset coil (RR), without 2nd shunt trip, without 1st Shunt trip | 137700 | 1 | Z\ | 1
3WA1112-2FF43-0AA0 |  | Withdrawable circuit breaker with guide frame, IEC 60947-2, frame size 1, 4-poles, N-pole left, In=1250A up to 690V AC 50/60Hz, breaking capacity N Icu=55/42kA at 500/690V, Trip unit ETU600 LSIG upgrade ready , colordisplay, bluetooth and USB interface, Protection LT, ST, INST, GFx, include N-protection, (internal N-sensor available), incl. trip alarm switch (1xCO), front connection double hole, guide frame with shutter and w/o position signalling switch, with internal voltage tap on lower stab of circuit breaker, with voltage tap module VTM680 and power supply of ETU600, able to communication, integrated metering type PMF-2 Basic Power Monitoring, Voltage, Energy, Power, Power factor, Frequency, Unbalance, Temperature, Manual operating mechanism with mechanical closing, without Spring charging motor, Ready-to-close signal. switch, Auxiliary switches 2NO+2NC, without Closing coil (CC), manual operating mechanism with mechanical closing, without Remote trip alarm reset coil (RR), without 2nd shunt trip, without 1st Shunt trip | 149700 | 1 | Z\ | 1
3WA1112-2FF44-0AA0 |  | Withdrawable circuit breaker with guide frame, IEC 60947-2, frame size 1, 4-poles, N-pole left, In=1250A up to 690V AC 50/60Hz, breaking capacity N Icu=55/42kA at 500/690V, Trip unit ETU600 LSIG upgrade ready , colordisplay, bluetooth and USB interface, Protection LT, ST, INST, GFx, include N-protection, (internal N-sensor available), incl. trip alarm switch (1xCO), rear connection flange, guide frame with shutter and w/o position signalling switch, with internal voltage tap on lower stab of circuit breaker, with voltage tap module VTM680 and power supply of ETU600, able to communication, integrated metering type PMF-2 Basic Power Monitoring, Voltage, Energy, Power, Power factor, Frequency, Unbalance, Temperature, Manual operating mechanism with mechanical closing, without Spring charging motor, Ready-to-close signal. switch, Auxiliary switches 2NO+2NC, without Closing coil (CC), manual operating mechanism with mechanical closing, without Remote trip alarm reset coil (RR), without 2nd shunt trip, without 1st Shunt trip | 137700 | 1 | Z\ | 1
3WA1112-2GE01-0AA0 |  | Fixed-mounted circuit breaker IEC 60947-2, frame size 1, 3-poles, In=1250A up to 690V AC 50/60Hz, breaking capacity N Icu=55/42kA at 500/690V, Trip unit ETU600 LSI upgrade ready , colordisplay, bluetooth and USB interface, Protection LT, ST, INST, N-protection required an external N-sensor, incl. trip alarm switch (1xCO), rear connection vertical, with internal voltage tap on lower stab of circuit breaker, with voltage tap module VTM680 and power supply of ETU600, able to communication, integrated metering type PMF-3 Advanced Power Monitor., Voltage, Energy, Power, Power factor, Frequency, Unbalance, Temperature, Power quality, Manual operating mechanism with mechanical closing, without Spring charging motor, Ready-to-close signal. switch, Auxiliary switches 2NO+2NC, without Closing coil (CC), manual operating mechanism with mechanical closing, without Remote trip alarm reset coil (RR), without 2nd shunt trip, without 1st Shunt trip | 88800 | 1 | Z\ | 1
3WA1112-2GE02-0AA0 |  | Fixed-mounted circuit breaker IEC 60947-2, frame size 1, 3-poles, In=1250A up to 690V AC 50/60Hz, breaking capacity N Icu=55/42kA at 500/690V, Trip unit ETU600 LSI upgrade ready , colordisplay, bluetooth and USB interface, Protection LT, ST, INST, N-protection required an external N-sensor, incl. trip alarm switch (1xCO), rear connection horizontal, with internal voltage tap on lower stab of circuit breaker, with voltage tap module VTM680 and power supply of ETU600, able to communication, integrated metering type PMF-3 Advanced Power Monitor., Voltage, Energy, Power, Power factor, Frequency, Unbalance, Temperature, Power quality, Manual operating mechanism with mechanical closing, without Spring charging motor, Ready-to-close signal. switch, Auxiliary switches 2NO+2NC, without Closing coil (CC), manual operating mechanism with mechanical closing, without Remote trip alarm reset coil (RR), without 2nd shunt trip, without 1st Shunt trip | 86800 | 1 | Z\ | 1
3WA1112-2GE03-0AA0 |  | Fixed-mounted circuit breaker IEC 60947-2, frame size 1, 3-poles, In=1250A up to 690V AC 50/60Hz, breaking capacity N Icu=55/42kA at 500/690V, Trip unit ETU600 LSI upgrade ready , colordisplay, bluetooth and USB interface, Protection LT, ST, INST, N-protection required an external N-sensor, incl. trip alarm switch (1xCO), front connection double hole, with internal voltage tap on lower stab of circuit breaker, with voltage tap module VTM680 and power supply of ETU600, able to communication, integrated metering type PMF-3 Advanced Power Monitor., Voltage, Energy, Power, Power factor, Frequency, Unbalance, Temperature, Power quality, Manual operating mechanism with mechanical closing, without Spring charging motor, Ready-to-close signal. switch, Auxiliary switches 2NO+2NC, without Closing coil (CC), manual operating mechanism with mechanical closing, without Remote trip alarm reset coil (RR), without 2nd shunt trip, without 1st Shunt trip | 92800 | 1 | Z\ | 1
3WA1112-2GE11-0AA0 |  | Fixed-mounted circuit breaker IEC 60947-2, frame size 1, 4-poles, N-pole left, In=1250A up to 690V AC 50/60Hz, breaking capacity N Icu=55/42kA at 500/690V, Trip unit ETU600 LSI upgrade ready , colordisplay, bluetooth and USB interface, Protection LT, ST, INST, include N-protection, (internal N-sensor available), incl. trip alarm switch (1xCO), rear connection vertical, with internal voltage tap on lower stab of circuit breaker, with voltage tap module VTM680 and power supply of ETU600, able to communication, integrated metering type PMF-3 Advanced Power Monitor., Voltage, Energy, Power, Power factor, Frequency, Unbalance, Temperature, Power quality, Manual operating mechanism with mechanical closing, without Spring charging motor, Ready-to-close signal. switch, Auxiliary switches 2NO+2NC, without Closing coil (CC), manual operating mechanism with mechanical closing, without Remote trip alarm reset coil (RR), without 2nd shunt trip, without 1st Shunt trip | 109500 | 1 | Z\ | 1
3WA1112-2GE12-0AA0 |  | Fixed-mounted circuit breaker IEC 60947-2, frame size 1, 4-poles, N-pole left, In=1250A up to 690V AC 50/60Hz, breaking capacity N Icu=55/42kA at 500/690V, Trip unit ETU600 LSI upgrade ready , colordisplay, bluetooth and USB interface, Protection LT, ST, INST, include N-protection, (internal N-sensor available), incl. trip alarm switch (1xCO), rear connection horizontal, with internal voltage tap on lower stab of circuit breaker, with voltage tap module VTM680 and power supply of ETU600, able to communication, integrated metering type PMF-3 Advanced Power Monitor., Voltage, Energy, Power, Power factor, Frequency, Unbalance, Temperature, Power quality, Manual operating mechanism with mechanical closing, without Spring charging motor, Ready-to-close signal. switch, Auxiliary switches 2NO+2NC, without Closing coil (CC), manual operating mechanism with mechanical closing, without Remote trip alarm reset coil (RR), without 2nd shunt trip, without 1st Shunt trip | 106800 | 1 | Z\ | 1
3WA1112-2GE13-0AA0 |  | Fixed-mounted circuit breaker IEC 60947-2, frame size 1, 4-poles, N-pole left, In=1250A up to 690V AC 50/60Hz, breaking capacity N Icu=55/42kA at 500/690V, Trip unit ETU600 LSI upgrade ready , colordisplay, bluetooth and USB interface, Protection LT, ST, INST, include N-protection, (internal N-sensor available), incl. trip alarm switch (1xCO), front connection double hole, with internal voltage tap on lower stab of circuit breaker, with voltage tap module VTM680 and power supply of ETU600, able to communication, integrated metering type PMF-3 Advanced Power Monitor., Voltage, Energy, Power, Power factor, Frequency, Unbalance, Temperature, Power quality, Manual operating mechanism with mechanical closing, without Spring charging motor, Ready-to-close signal. switch, Auxiliary switches 2NO+2NC, without Closing coil (CC), manual operating mechanism with mechanical closing, without Remote trip alarm reset coil (RR), without 2nd shunt trip, without 1st Shunt trip | 114800 | 1 | Z\ | 1
3WA1112-2GE21-0AA0 |  | fixed-mounted circuit breaker, IEC 60947-2, size 1, 4-pole, N pole on right, In=1250 A up to 690 V AC 50/60 Hz, breaking capacity N Icc=55/42 kA at 500/690 V, tripping unit ETU600 LSI upgradeable, color display, Bluetooth, USB interface, basic protection LT, ST, INST, including protection of the N conductor (internal neutral point sensor available), trip alarm switch (1 x CO), connection at rear vertical, with internal voltage tap on lower stab of circuit breaker, with voltage tap module VTM680 and power supply of ETU600, able to communication, integrated metering type PMF-3 Advanced Power Monitor., Voltage, Energy, Power, Power factor, Frequency, Unbalance, Temperature, Power quality, Manual operating mechanism with mechanical closing, without Spring charging motor, Ready-to-close signal. switch, Auxiliary switches 2NO+2NC, without Closing coil (CC), manual operating mechanism with mechanical closing, without Remote trip alarm reset coil (RR), without 2nd shunt trip, without 1st Shunt trip | 109500 | 1 | Z\ | 1
3WA1112-2GE22-0AA0 |  | fixed-mounted circuit breaker, IEC 60947-2, size 1, 4-pole, N pole on right, In=1250 A up to 690 V AC 50/60 Hz, breaking capacity N Icc=55/42 kA at 500/690 V, tripping unit ETU600 LSI upgradeable, color display, Bluetooth, USB interface, basic protection LT, ST, INST, including protection of the N conductor (internal neutral point sensor available), trip alarm switch (1 x CO), connection at rear horizontal with internal voltage tap on lower stab of circuit breaker, with voltage tap module VTM680 and power supply of ETU600, able to communication, integrated metering type PMF-3 Advanced Power Monitor., Voltage, Energy, Power, Power factor, Frequency, Unbalance, Temperature, Power quality, Manual operating mechanism with mechanical closing, without Spring charging motor, Ready-to-close signal. switch, Auxiliary switches 2NO+2NC, without Closing coil (CC), manual operating mechanism with mechanical closing, without Remote trip alarm reset coil (RR), without 2nd shunt trip, without 1st Shunt trip | 106800 | 1 | Z\ | 1
3WA1112-2GE23-0AA0 |  | fixed-mounted circuit breaker, IEC 60947-2, size 1, 4-pole, N pole on right, In=1250 A up to 690 V AC 50/60 Hz, breaking capacity N Icc=55/42 kA at 500/690 V, tripping unit ETU600 LSI upgradeable, color display, Bluetooth, USB interface, basic protection LT, ST, INST, including protection of the N conductor (internal neutral point sensor available), trip alarm switch (1 x CO), front connection double hole, with internal voltage tap on lower stab of circuit breaker, with voltage tap module VTM680 and power supply of ETU600, able to communication, integrated metering type PMF-3 Advanced Power Monitor., Voltage, Energy, Power, Power factor, Frequency, Unbalance, Temperature, Power quality, Manual operating mechanism with mechanical closing, without Spring charging motor, Ready-to-close signal. switch, Auxiliary switches 2NO+2NC, without Closing coil (CC), manual operating mechanism with mechanical closing, without Remote trip alarm reset coil (RR), without 2nd shunt trip, without 1st Shunt trip | 114800 | 1 | Z\ | 1
3WA1112-2GE31-0AA0 |  | Withdrawable circuit breaker with guide frame, IEC 60947-2, frame size 1, 3-poles, In=1250A up to 690V AC 50/60Hz, breaking capacity N Icu=55/42kA at 500/690V, Trip unit ETU600 LSI upgrade ready , colordisplay, bluetooth and USB interface, Protection LT, ST, INST, N-protection required an external N-sensor, incl. trip alarm switch (1xCO), rear connection vertical, guide frame with shutter and w/o position signalling switch, with internal voltage tap on lower stab of circuit breaker, with voltage tap module VTM680 and power supply of ETU600, able to communication, integrated metering type PMF-3 Advanced Power Monitor., Voltage, Energy, Power, Power factor, Frequency, Unbalance, Temperature, Power quality, Manual operating mechanism with mechanical closing, without Spring charging motor, Ready-to-close signal. switch, Auxiliary switches 2NO+2NC, without Closing coil (CC), manual operating mechanism with mechanical closing, without Remote trip alarm reset coil (RR), without 2nd shunt trip, without 1st Shunt trip | 110000 | 1 | Z\ | 1
3WA1112-2GE32-0AA0 |  | Withdrawable circuit breaker with guide frame, IEC 60947-2, frame size 1, 3-poles, In=1250A up to 690V AC 50/60Hz, breaking capacity N Icu=55/42kA at 500/690V, Trip unit ETU600 LSI upgrade ready , colordisplay, bluetooth and USB interface, Protection LT, ST, INST, N-protection required an external N-sensor, incl. trip alarm switch (1xCO), rear connection horizontal, guide frame with shutter and w/o position signalling switch, with internal voltage tap on lower stab of circuit breaker, with voltage tap module VTM680 and power supply of ETU600, able to communication, integrated metering type PMF-3 Advanced Power Monitor., Voltage, Energy, Power, Power factor, Frequency, Unbalance, Temperature, Power quality, Manual operating mechanism with mechanical closing, without Spring charging motor, Ready-to-close signal. switch, Auxiliary switches 2NO+2NC, without Closing coil (CC), manual operating mechanism with mechanical closing, without Remote trip alarm reset coil (RR), without 2nd shunt trip, without 1st Shunt trip | 107200 | 1 | Z\ | 1
3WA1112-2GE33-0AA0 |  | Withdrawable circuit breaker with guide frame, IEC 60947-2, frame size 1, 3-poles, In=1250A up to 690V AC 50/60Hz, breaking capacity N Icu=55/42kA at 500/690V, Trip unit ETU600 LSI upgrade ready , colordisplay, bluetooth and USB interface, Protection LT, ST, INST, N-protection required an external N-sensor, incl. trip alarm switch (1xCO), front connection double hole, guide frame with shutter and w/o position signalling switch, with internal voltage tap on lower stab of circuit breaker, with voltage tap module VTM680 and power supply of ETU600, able to communication, integrated metering type PMF-3 Advanced Power Monitor., Voltage, Energy, Power, Power factor, Frequency, Unbalance, Temperature, Power quality, Manual operating mechanism with mechanical closing, without Spring charging motor, Ready-to-close signal. switch, Auxiliary switches 2NO+2NC, without Closing coil (CC), manual operating mechanism with mechanical closing, without Remote trip alarm reset coil (RR), without 2nd shunt trip, without 1st Shunt trip | 115800 | 1 | Z\ | 1
3WA1112-2GE34-0AA0 |  | Withdrawable circuit breaker with guide frame, IEC 60947-2, frame size 1, 3-poles, In=1250A up to 690V AC 50/60Hz, breaking capacity N Icu=55/42kA at 500/690V, Trip unit ETU600 LSI upgrade ready , colordisplay, bluetooth and USB interface, Protection LT, ST, INST, N-protection required an external N-sensor, incl. trip alarm switch (1xCO), rear connection flange, guide frame with shutter and w/o position signalling switch, with internal voltage tap on lower stab of circuit breaker, with voltage tap module VTM680 and power supply of ETU600, able to communication, integrated metering type PMF-3 Advanced Power Monitor., Voltage, Energy, Power, Power factor, Frequency, Unbalance, Temperature, Power quality, Manual operating mechanism with mechanical closing, without Spring charging motor, Ready-to-close signal. switch, Auxiliary switches 2NO+2NC, without Closing coil (CC), manual operating mechanism with mechanical closing, without Remote trip alarm reset coil (RR), without 2nd shunt trip, without 1st Shunt trip | 107200 | 1 | Z\ | 1
3WA1112-2GE41-0AA0 |  | Withdrawable circuit breaker with guide frame, IEC 60947-2, frame size 1, 4-poles, N-pole left, In=1250A up to 690V AC 50/60Hz, breaking capacity N Icu=55/42kA at 500/690V, Trip unit ETU600 LSI upgrade ready , colordisplay, bluetooth and USB interface, Protection LT, ST, INST, include N-protection, (internal N-sensor available), incl. trip alarm switch (1xCO), rear connection vertical, guide frame with shutter and w/o position signalling switch, with internal voltage tap on lower stab of circuit breaker, with voltage tap module VTM680 and power supply of ETU600, able to communication, integrated metering type PMF-3 Advanced Power Monitor., Voltage, Energy, Power, Power factor, Frequency, Unbalance, Temperature, Power quality, Manual operating mechanism with mechanical closing, without Spring charging motor, Ready-to-close signal. switch, Auxiliary switches 2NO+2NC, without Closing coil (CC), manual operating mechanism with mechanical closing, without Remote trip alarm reset coil (RR), without 2nd shunt trip, without 1st Shunt trip | 137100 | 1 | Z\ | 1
3WA1112-2GE42-0AA0 |  | Withdrawable circuit breaker with guide frame, IEC 60947-2, frame size 1, 4-poles, N-pole left, In=1250A up to 690V AC 50/60Hz, breaking capacity N Icu=55/42kA at 500/690V, Trip unit ETU600 LSI upgrade ready , colordisplay, bluetooth and USB interface, Protection LT, ST, INST, include N-protection, (internal N-sensor available), incl. trip alarm switch (1xCO), rear connection horizontal, guide frame with shutter and w/o position signalling switch, with internal voltage tap on lower stab of circuit breaker, with voltage tap module VTM680 and power supply of ETU600, able to communication, integrated metering type PMF-3 Advanced Power Monitor., Voltage, Energy, Power, Power factor, Frequency, Unbalance, Temperature, Power quality, Manual operating mechanism with mechanical closing, without Spring charging motor, Ready-to-close signal. switch, Auxiliary switches 2NO+2NC, without Closing coil (CC), manual operating mechanism with mechanical closing, without Remote trip alarm reset coil (RR), without 2nd shunt trip, without 1st Shunt trip | 134100 | 1 | Z\ | 1
3WA1112-2GE43-0AA0 |  | Withdrawable circuit breaker with guide frame, IEC 60947-2, frame size 1, 4-poles, N-pole left, In=1250A up to 690V AC 50/60Hz, breaking capacity N Icu=55/42kA at 500/690V, Trip unit ETU600 LSI upgrade ready , colordisplay, bluetooth and USB interface, Protection LT, ST, INST, include N-protection, (internal N-sensor available), incl. trip alarm switch (1xCO), front connection double hole, guide frame with shutter and w/o position signalling switch, with internal voltage tap on lower stab of circuit breaker, with voltage tap module VTM680 and power supply of ETU600, able to communication, integrated metering type PMF-3 Advanced Power Monitor., Voltage, Energy, Power, Power factor, Frequency, Unbalance, Temperature, Power quality, Manual operating mechanism with mechanical closing, without Spring charging motor, Ready-to-close signal. switch, Auxiliary switches 2NO+2NC, without Closing coil (CC), manual operating mechanism with mechanical closing, without Remote trip alarm reset coil (RR), without 2nd shunt trip, without 1st Shunt trip | 145100 | 1 | Z\ | 1
3WA1112-2GE44-0AA0 |  | Withdrawable circuit breaker with guide frame, IEC 60947-2, frame size 1, 4-poles, N-pole left, In=1250A up to 690V AC 50/60Hz, breaking capacity N Icu=55/42kA at 500/690V, Trip unit ETU600 LSI upgrade ready , colordisplay, bluetooth and USB interface, Protection LT, ST, INST, include N-protection, (internal N-sensor available), incl. trip alarm switch (1xCO), rear connection flange, guide frame with shutter and w/o position signalling switch, with internal voltage tap on lower stab of circuit breaker, with voltage tap module VTM680 and power supply of ETU600, able to communication, integrated metering type PMF-3 Advanced Power Monitor., Voltage, Energy, Power, Power factor, Frequency, Unbalance, Temperature, Power quality, Manual operating mechanism with mechanical closing, without Spring charging motor, Ready-to-close signal. switch, Auxiliary switches 2NO+2NC, without Closing coil (CC), manual operating mechanism with mechanical closing, without Remote trip alarm reset coil (RR), without 2nd shunt trip, without 1st Shunt trip | 134100 | 1 | Z\ | 1
3WA1112-2GF01-0AA0 |  | Fixed-mounted circuit breaker IEC 60947-2, frame size 1, 3-poles, In=1250A up to 690V AC 50/60Hz, breaking capacity N Icu=55/42kA at 500/690V, Trip unit ETU600 LSIG upgrade ready , colordisplay, bluetooth and USB interface, Protection LT, ST, INST, GFx, N-protection required an external N-sensor, incl. trip alarm switch (1xCO), rear connection vertical, with internal voltage tap on lower stab of circuit breaker, with voltage tap module VTM680 and power supply of ETU600, able to communication, integrated metering type PMF-3 Advanced Power Monitor., Voltage, Energy, Power, Power factor, Frequency, Unbalance, Temperature, Power quality, Manual operating mechanism with mechanical closing, without Spring charging motor, Ready-to-close signal. switch, Auxiliary switches 2NO+2NC, without Closing coil (CC), manual operating mechanism with mechanical closing, without Remote trip alarm reset coil (RR), without 2nd shunt trip, without 1st Shunt trip | 99400 | 1 | Z\ | 1
3WA1112-2GF02-0AA0 |  | Fixed-mounted circuit breaker IEC 60947-2, frame size 1, 3-poles, In=1250A up to 690V AC 50/60Hz, breaking capacity N Icu=55/42kA at 500/690V, Trip unit ETU600 LSIG upgrade ready , colordisplay, bluetooth and USB interface, Protection LT, ST, INST, GFx, N-protection required an external N-sensor, incl. trip alarm switch (1xCO), rear connection horizontal, with internal voltage tap on lower stab of circuit breaker, with voltage tap module VTM680 and power supply of ETU600, able to communication, integrated metering type PMF-3 Advanced Power Monitor., Voltage, Energy, Power, Power factor, Frequency, Unbalance, Temperature, Power quality, Manual operating mechanism with mechanical closing, without Spring charging motor, Ready-to-close signal. switch, Auxiliary switches 2NO+2NC, without Closing coil (CC), manual operating mechanism with mechanical closing, without Remote trip alarm reset coil (RR), without 2nd shunt trip, without 1st Shunt trip | 97400 | 1 | Z\ | 1
3WA1112-2GF03-0AA0 |  | Fixed-mounted circuit breaker IEC 60947-2, frame size 1, 3-poles, In=1250A up to 690V AC 50/60Hz, breaking capacity N Icu=55/42kA at 500/690V, Trip unit ETU600 LSIG upgrade ready , colordisplay, bluetooth and USB interface, Protection LT, ST, INST, GFx, N-protection required an external N-sensor, incl. trip alarm switch (1xCO), front connection double hole, with internal voltage tap on lower stab of circuit breaker, with voltage tap module VTM680 and power supply of ETU600, able to communication, integrated metering type PMF-3 Advanced Power Monitor., Voltage, Energy, Power, Power factor, Frequency, Unbalance, Temperature, Power quality, Manual operating mechanism with mechanical closing, without Spring charging motor, Ready-to-close signal. switch, Auxiliary switches 2NO+2NC, without Closing coil (CC), manual operating mechanism with mechanical closing, without Remote trip alarm reset coil (RR), without 2nd shunt trip, without 1st Shunt trip | 103400 | 1 | Z\ | 1
3WA1112-2GF11-0AA0 |  | Fixed-mounted circuit breaker IEC 60947-2, frame size 1, 4-poles, N-pole left, In=1250A up to 690V AC 50/60Hz, breaking capacity N Icu=55/42kA at 500/690V, Trip unit ETU600 LSIG upgrade ready , colordisplay, bluetooth and USB interface, Protection LT, ST, INST, GFx, include N-protection, (internal N-sensor available), incl. trip alarm switch (1xCO), rear connection vertical, with internal voltage tap on lower stab of circuit breaker, with voltage tap module VTM680 and power supply of ETU600, able to communication, integrated metering type PMF-3 Advanced Power Monitor., Voltage, Energy, Power, Power factor, Frequency, Unbalance, Temperature, Power quality, Manual operating mechanism with mechanical closing, without Spring charging motor, Ready-to-close signal. switch, Auxiliary switches 2NO+2NC, without Closing coil (CC), manual operating mechanism with mechanical closing, without Remote trip alarm reset coil (RR), without 2nd shunt trip, without 1st Shunt trip | 120100 | 1 | Z\ | 1
3WA1112-2GF12-0AA0 |  | Fixed-mounted circuit breaker IEC 60947-2, frame size 1, 4-poles, N-pole left, In=1250A up to 690V AC 50/60Hz, breaking capacity N Icu=55/42kA at 500/690V, Trip unit ETU600 LSIG upgrade ready , colordisplay, bluetooth and USB interface, Protection LT, ST, INST, GFx, include N-protection, (internal N-sensor available), incl. trip alarm switch (1xCO), rear connection horizontal, with internal voltage tap on lower stab of circuit breaker, with voltage tap module VTM680 and power supply of ETU600, able to communication, integrated metering type PMF-3 Advanced Power Monitor., Voltage, Energy, Power, Power factor, Frequency, Unbalance, Temperature, Power quality, Manual operating mechanism with mechanical closing, without Spring charging motor, Ready-to-close signal. switch, Auxiliary switches 2NO+2NC, without Closing coil (CC), manual operating mechanism with mechanical closing, without Remote trip alarm reset coil (RR), without 2nd shunt trip, without 1st Shunt trip | 117500 | 1 | Z\ | 1
3WA1112-2GF13-0AA0 |  | Fixed-mounted circuit breaker IEC 60947-2, frame size 1, 4-poles, N-pole left, In=1250A up to 690V AC 50/60Hz, breaking capacity N Icu=55/42kA at 500/690V, Trip unit ETU600 LSIG upgrade ready , colordisplay, bluetooth and USB interface, Protection LT, ST, INST, GFx, include N-protection, (internal N-sensor available), incl. trip alarm switch (1xCO), front connection double hole, with internal voltage tap on lower stab of circuit breaker, with voltage tap module VTM680 and power supply of ETU600, able to communication, integrated metering type PMF-3 Advanced Power Monitor., Voltage, Energy, Power, Power factor, Frequency, Unbalance, Temperature, Power quality, Manual operating mechanism with mechanical closing, without Spring charging motor, Ready-to-close signal. switch, Auxiliary switches 2NO+2NC, without Closing coil (CC), manual operating mechanism with mechanical closing, without Remote trip alarm reset coil (RR), without 2nd shunt trip, without 1st Shunt trip | 125100 | 1 | Z\ | 1
3WA1112-2GF21-0AA0 |  | fixed-mounted circuit breaker, IEC 60947-2, size 1, 4-pole, N pole on right, In=1250 A up to 690 V AC 50/60 Hz, breaking capacity N Icc=55/42 kA at 500/690 V, tripping unit ETU600 LSIG upgradeable, color display, Bluetooth, USB interface, basic protection LT, ST, INST, GFx, including protection of the N conductor (internal neutral point sensor available), trip alarm switch (1 x CO), connection at rear vertical, with internal voltage tap on lower stab of circuit breaker, with voltage tap module VTM680 and power supply of ETU600, able to communication, integrated metering type PMF-3 Advanced Power Monitor., Voltage, Energy, Power, Power factor, Frequency, Unbalance, Temperature, Power quality, Manual operating mechanism with mechanical closing, without Spring charging motor, Ready-to-close signal. switch, Auxiliary switches 2NO+2NC, without Closing coil (CC), manual operating mechanism with mechanical closing, without Remote trip alarm reset coil (RR), without 2nd shunt trip, without 1st Shunt trip | 120100 | 1 | Z\ | 1
3WA1112-2GF22-0AA0 |  | fixed-mounted circuit breaker, IEC 60947-2, size 1, 4-pole, N pole on right, In=1250 A up to 690 V AC 50/60 Hz, breaking capacity N Icc=55/42 kA at 500/690 V, tripping unit ETU600 LSIG upgradeable, color display, Bluetooth, USB interface, basic protection LT, ST, INST, GFx, including protection of the N conductor (internal neutral point sensor available), trip alarm switch (1 x CO), connection at rear horizontal with internal voltage tap on lower stab of circuit breaker, with voltage tap module VTM680 and power supply of ETU600, able to communication, integrated metering type PMF-3 Advanced Power Monitor., Voltage, Energy, Power, Power factor, Frequency, Unbalance, Temperature, Power quality, Manual operating mechanism with mechanical closing, without Spring charging motor, Ready-to-close signal. switch, Auxiliary switches 2NO+2NC, without Closing coil (CC), manual operating mechanism with mechanical closing, without Remote trip alarm reset coil (RR), without 2nd shunt trip, without 1st Shunt trip | 117500 | 1 | Z\ | 1
3WA1112-2GF23-0AA0 |  | fixed-mounted circuit breaker, IEC 60947-2, size 1, 4-pole, N pole on right, In=1250 A up to 690 V AC 50/60 Hz, breaking capacity N Icc=55/42 kA at 500/690 V, tripping unit ETU600 LSIG upgradeable, color display, Bluetooth, USB interface, basic protection LT, ST, INST, GFx, including protection of the N conductor (internal neutral point sensor available), trip alarm switch (1 x CO), front connection double hole, with internal voltage tap on lower stab of circuit breaker, with voltage tap module VTM680 and power supply of ETU600, able to communication, integrated metering type PMF-3 Advanced Power Monitor., Voltage, Energy, Power, Power factor, Frequency, Unbalance, Temperature, Power quality, Manual operating mechanism with mechanical closing, without Spring charging motor, Ready-to-close signal. switch, Auxiliary switches 2NO+2NC, without Closing coil (CC), manual operating mechanism with mechanical closing, without Remote trip alarm reset coil (RR), without 2nd shunt trip, without 1st Shunt trip | 125100 | 1 | Z\ | 1
3WA1112-2GF31-0AA0 |  | Withdrawable circuit breaker with guide frame, IEC 60947-2, frame size 1, 3-poles, In=1250A up to 690V AC 50/60Hz, breaking capacity N Icu=55/42kA at 500/690V, Trip unit ETU600 LSIG upgrade ready , colordisplay, bluetooth and USB interface, Protection LT, ST, INST, GFx, N-protection required an external N-sensor, incl. trip alarm switch (1xCO), rear connection vertical, guide frame with shutter and w/o position signalling switch, with internal voltage tap on lower stab of circuit breaker, with voltage tap module VTM680 and power supply of ETU600, able to communication, integrated metering type PMF-3 Advanced Power Monitor., Voltage, Energy, Power, Power factor, Frequency, Unbalance, Temperature, Power quality, Manual operating mechanism with mechanical closing, without Spring charging motor, Ready-to-close signal. switch, Auxiliary switches 2NO+2NC, without Closing coil (CC), manual operating mechanism with mechanical closing, without Remote trip alarm reset coil (RR), without 2nd shunt trip, without 1st Shunt trip | 120700 | 1 | Z\ | 1
3WA1112-2GF32-0AA0 |  | Withdrawable circuit breaker with guide frame, IEC 60947-2, frame size 1, 3-poles, In=1250A up to 690V AC 50/60Hz, breaking capacity N Icu=55/42kA at 500/690V, Trip unit ETU600 LSIG upgrade ready , colordisplay, bluetooth and USB interface, Protection LT, ST, INST, GFx, N-protection required an external N-sensor, incl. trip alarm switch (1xCO), rear connection horizontal, guide frame with shutter and w/o position signalling switch, with internal voltage tap on lower stab of circuit breaker, with voltage tap module VTM680 and power supply of ETU600, able to communication, integrated metering type PMF-3 Advanced Power Monitor., Voltage, Energy, Power, Power factor, Frequency, Unbalance, Temperature, Power quality, Manual operating mechanism with mechanical closing, without Spring charging motor, Ready-to-close signal. switch, Auxiliary switches 2NO+2NC, without Closing coil (CC), manual operating mechanism with mechanical closing, without Remote trip alarm reset coil (RR), without 2nd shunt trip, without 1st Shunt trip | 117800 | 1 | Z\ | 1
3WA1112-2GF33-0AA0 |  | Withdrawable circuit breaker with guide frame, IEC 60947-2, frame size 1, 3-poles, In=1250A up to 690V AC 50/60Hz, breaking capacity N Icu=55/42kA at 500/690V, Trip unit ETU600 LSIG upgrade ready , colordisplay, bluetooth and USB interface, Protection LT, ST, INST, GFx, N-protection required an external N-sensor, incl. trip alarm switch (1xCO), front connection double hole, guide frame with shutter and w/o position signalling switch, with internal voltage tap on lower stab of circuit breaker, with voltage tap module VTM680 and power supply of ETU600, able to communication, integrated metering type PMF-3 Advanced Power Monitor., Voltage, Energy, Power, Power factor, Frequency, Unbalance, Temperature, Power quality, Manual operating mechanism with mechanical closing, without Spring charging motor, Ready-to-close signal. switch, Auxiliary switches 2NO+2NC, without Closing coil (CC), manual operating mechanism with mechanical closing, without Remote trip alarm reset coil (RR), without 2nd shunt trip, without 1st Shunt trip | 126100 | 1 | Z\ | 1
3WA1112-2GF34-0AA0 |  | Withdrawable circuit breaker with guide frame, IEC 60947-2, frame size 1, 3-poles, In=1250A up to 690V AC 50/60Hz, breaking capacity N Icu=55/42kA at 500/690V, Trip unit ETU600 LSIG upgrade ready , colordisplay, bluetooth and USB interface, Protection LT, ST, INST, GFx, N-protection required an external N-sensor, incl. trip alarm switch (1xCO), rear connection flange, guide frame with shutter and w/o position signalling switch, with internal voltage tap on lower stab of circuit breaker, with voltage tap module VTM680 and power supply of ETU600, able to communication, integrated metering type PMF-3 Advanced Power Monitor., Voltage, Energy, Power, Power factor, Frequency, Unbalance, Temperature, Power quality, Manual operating mechanism with mechanical closing, without Spring charging motor, Ready-to-close signal. switch, Auxiliary switches 2NO+2NC, without Closing coil (CC), manual operating mechanism with mechanical closing, without Remote trip alarm reset coil (RR), without 2nd shunt trip, without 1st Shunt trip | 117800 | 1 | Z\ | 1
3WA1112-2GF41-0AA0 |  | Withdrawable circuit breaker with guide frame, IEC 60947-2, frame size 1, 4-poles, N-pole left, In=1250A up to 690V AC 50/60Hz, breaking capacity N Icu=55/42kA at 500/690V, Trip unit ETU600 LSIG upgrade ready , colordisplay, bluetooth and USB interface, Protection LT, ST, INST, GFx, include N-protection, (internal N-sensor available), incl. trip alarm switch (1xCO), rear connection vertical, guide frame with shutter and w/o position signalling switch, with internal voltage tap on lower stab of circuit breaker, with voltage tap module VTM680 and power supply of ETU600, able to communication, integrated metering type PMF-3 Advanced Power Monitor., Voltage, Energy, Power, Power factor, Frequency, Unbalance, Temperature, Power quality, Manual operating mechanism with mechanical closing, without Spring charging motor, Ready-to-close signal. switch, Auxiliary switches 2NO+2NC, without Closing coil (CC), manual operating mechanism with mechanical closing, without Remote trip alarm reset coil (RR), without 2nd shunt trip, without 1st Shunt trip | 148100 | 1 | Z\ | 1
3WA1112-2GF42-0AA0 |  | Withdrawable circuit breaker with guide frame, IEC 60947-2, frame size 1, 4-poles, N-pole left, In=1250A up to 690V AC 50/60Hz, breaking capacity N Icu=55/42kA at 500/690V, Trip unit ETU600 LSIG upgrade ready , colordisplay, bluetooth and USB interface, Protection LT, ST, INST, GFx, include N-protection, (internal N-sensor available), incl. trip alarm switch (1xCO), rear connection horizontal, guide frame with shutter and w/o position signalling switch, with internal voltage tap on lower stab of circuit breaker, with voltage tap module VTM680 and power supply of ETU600, able to communication, integrated metering type PMF-3 Advanced Power Monitor., Voltage, Energy, Power, Power factor, Frequency, Unbalance, Temperature, Power quality, Manual operating mechanism with mechanical closing, without Spring charging motor, Ready-to-close signal. switch, Auxiliary switches 2NO+2NC, without Closing coil (CC), manual operating mechanism with mechanical closing, without Remote trip alarm reset coil (RR), without 2nd shunt trip, without 1st Shunt trip | 144100 | 1 | Z\ | 1
3WA1112-2GF43-0AA0 |  | Withdrawable circuit breaker with guide frame, IEC 60947-2, frame size 1, 4-poles, N-pole left, In=1250A up to 690V AC 50/60Hz, breaking capacity N Icu=55/42kA at 500/690V, Trip unit ETU600 LSIG upgrade ready , colordisplay, bluetooth and USB interface, Protection LT, ST, INST, GFx, include N-protection, (internal N-sensor available), incl. trip alarm switch (1xCO), front connection double hole, guide frame with shutter and w/o position signalling switch, with internal voltage tap on lower stab of circuit breaker, with voltage tap module VTM680 and power supply of ETU600, able to communication, integrated metering type PMF-3 Advanced Power Monitor., Voltage, Energy, Power, Power factor, Frequency, Unbalance, Temperature, Power quality, Manual operating mechanism with mechanical closing, without Spring charging motor, Ready-to-close signal. switch, Auxiliary switches 2NO+2NC, without Closing coil (CC), manual operating mechanism with mechanical closing, without Remote trip alarm reset coil (RR), without 2nd shunt trip, without 1st Shunt trip | 156100 | 1 | Z\ | 1
3WA1112-2GF44-0AA0 |  | Withdrawable circuit breaker with guide frame, IEC 60947-2, frame size 1, 4-poles, N-pole left, In=1250A up to 690V AC 50/60Hz, breaking capacity N Icu=55/42kA at 500/690V, Trip unit ETU600 LSIG upgrade ready , colordisplay, bluetooth and USB interface, Protection LT, ST, INST, GFx, include N-protection, (internal N-sensor available), incl. trip alarm switch (1xCO), rear connection flange, guide frame with shutter and w/o position signalling switch, with internal voltage tap on lower stab of circuit breaker, with voltage tap module VTM680 and power supply of ETU600, able to communication, integrated metering type PMF-3 Advanced Power Monitor., Voltage, Energy, Power, Power factor, Frequency, Unbalance, Temperature, Power quality, Manual operating mechanism with mechanical closing, without Spring charging motor, Ready-to-close signal. switch, Auxiliary switches 2NO+2NC, without Closing coil (CC), manual operating mechanism with mechanical closing, without Remote trip alarm reset coil (RR), without 2nd shunt trip, without 1st Shunt trip | 144100 | 1 | Z\ | 1
3WA1112-2GF61-2BA1-Z | C01F19F40R55S07S33T40 | Withdrawable circuit breaker with guide frame, IEC 60947-2, frame size 1, 3-poles, In=1250A up to 690V AC 50/60Hz, breaking capacity N Icu=55/42kA at 500/690V, Trip unit ETU600 LSIG upgrade ready , colordisplay, bluetooth and USB interface, Protection LT, ST, INST, GFx, N-protection required an external N-sensor, incl. trip alarm switch (1xCO), rear connection vertical, guide frame with shutter and position signall. switch (3xW), with internal voltage tap on lower stab of circuit breaker, with voltage tap module VTM680 and power supply of ETU600, able to communication, integrated metering type PMF-3 Advanced Power Monitor., Voltage, Energy, Power, Power factor, Frequency, Unbalance, Temperature, Power quality, with manual and motorized operating mechanism (M) 24-30 V DC, Storage status and ready-to- close signaling switches, Auxiliary switches 2NO+2NC, Closing coil (CC) 100% OP 24-30 V DC, applicable for continuous duty, without Remote trip alarm reset coil (RR), without 2nd shunt trip, Shunt trip (ST) 100% OP 24-30 V DC, suitable for continuous duty, Option C01 = Operations counter for circuit breaker Option F19 = COM190 COM module PROFINET IO Modbus TCP 2 switched Ethernet ports circuit breaker internal Option F40 = Sealing cover for ETU Option R55 = Mutual mechanical interlocking with 2 m bowden cable for circuit breakers in withdraw- able design necessary once for each circuit breaker. Option S07 = Locking provision against unauthorized closing Secured Open; for padlock device Padlocks are not included. Option S33 = Locking provision for Padlock device for charging handle padlocks are not included Option T40 = Door sealing frame IP41 | 183168 | 1 | Z\ | 1
3WA1112-2GF74-5FB1-Z | C01C25D80F19R10R68S33T40 | Withdrawable circuit breaker with guide frame, IEC 60947-2, frame size 1, 4-poles, N-pole left, In=1250A up to 690V AC 50/60Hz, breaking capacity N Icu=55/42kA at 500/690V, Trip unit ETU600 LSIG upgrade ready , colordisplay, bluetooth and USB interface, Protection LT, ST, INST, GFx, include N-protection, (internal N-sensor available), incl. trip alarm switch (1xCO), rear connection flange, guide frame with shutter and position signall. switch (3xW), with internal voltage tap on lower stab of circuit breaker, with voltage tap module VTM680 and power supply of ETU600, able to communication, integrated metering type PMF-3 Advanced Power Monitor., Voltage, Energy, Power, Power factor, Frequency, Unbalance, Temperature, Power quality, with manual and motorized operating mechanism (M) 24-30 V DC, Storage status and ready-to- close signaling switches, Auxiliary switches 4NO+4NC, Closing coil (CC) 100% OP 24-30 V DC, applicable for continuous duty, Remote trip alarm reset (RR) 24-30 V DC for momentary duty, Shunt trip (ST2) 100% OP 24-30 V DC, suitable for continuous duty, Shunt trip (ST) 100% OP 24-30 V DC, suitable for continuous duty, Option C01 = Operations counter for circuit breaker Option C25 = Emergency OPEN button Mushroom pushbutton Option D80 = Circuit breaker without Bluetooth functionality Option F19 = COM190 COM module PROFINET IO Modbus TCP 2 switched Ethernet ports circuit breaker internal Option R10 = Arc chute cover; for withdrawable breakers Not possible with breaking capacity C, E and D and frame size 2 4000A AC. Option R68 = Locking provision against unauthorized closing for withdrawable circuit breakers with RONIS lock. Option S33 = Locking provision for Padlock device for charging handle padlocks are not included Option T40 = Door sealing frame IP41 | 221130 | 1 | Z\ | 1
3WA1112-2LE01-0AA0 |  | Fixed-mounted circuit breaker IEC 60947-2, frame size 1, 3-poles, In=1250A up to 690V AC 50/60Hz, breaking capacity N Icu=55/42kA at 500/690V, Trip unit ETU600 LSI upgrade ready , colordisplay, bluetooth and USB interface, Protection LT, ST, INST, N-protection required an external N-sensor, incl. trip alarm switch (1xCO), rear connection vertical, with internal voltage tap on upper stab of circuit breaker, with voltage tap module VTM680 and power supply of ETU600, able to communication, integrated metering type PMF-1 Energy Efficiency, Voltage, Active energy Ea Manual operating mechanism with mechanical closing, without Spring charging motor, Ready-to-close signal. switch, Auxiliary switches 2NO+2NC, without Closing coil (CC), manual operating mechanism with mechanical closing, without Remote trip alarm reset coil (RR), without 2nd shunt trip, without 1st Shunt trip | 73570 | 1 | Z\ | 1
3WA1112-2LE02-0AA0 |  | Fixed-mounted circuit breaker IEC 60947-2, frame size 1, 3-poles, In=1250A up to 690V AC 50/60Hz, breaking capacity N Icu=55/42kA at 500/690V, Trip unit ETU600 LSI upgrade ready , colordisplay, bluetooth and USB interface, Protection LT, ST, INST, N-protection required an external N-sensor, incl. trip alarm switch (1xCO), rear connection horizontal, with internal voltage tap on upper stab of circuit breaker, with voltage tap module VTM680 and power supply of ETU600, able to communication, integrated metering type PMF-1 Energy Efficiency, Voltage, Active energy Ea Manual operating mechanism with mechanical closing, without Spring charging motor, Ready-to-close signal. switch, Auxiliary switches 2NO+2NC, without Closing coil (CC), manual operating mechanism with mechanical closing, without Remote trip alarm reset coil (RR), without 2nd shunt trip, without 1st Shunt trip | 71570 | 1 | Z\ | 1
3WA1112-2LE03-0AA0 |  | Fixed-mounted circuit breaker IEC 60947-2, frame size 1, 3-poles, In=1250A up to 690V AC 50/60Hz, breaking capacity N Icu=55/42kA at 500/690V, Trip unit ETU600 LSI upgrade ready , colordisplay, bluetooth and USB interface, Protection LT, ST, INST, N-protection required an external N-sensor, incl. trip alarm switch (1xCO), front connection double hole, with internal voltage tap on upper stab of circuit breaker, with voltage tap module VTM680 and power supply of ETU600, able to communication, integrated metering type PMF-1 Energy Efficiency, Voltage, Active energy Ea Manual operating mechanism with mechanical closing, without Spring charging motor, Ready-to-close signal. switch, Auxiliary switches 2NO+2NC, without Closing coil (CC), manual operating mechanism with mechanical closing, without Remote trip alarm reset coil (RR), without 2nd shunt trip, without 1st Shunt trip | 77570 | 1 | Z\ | 1
3WA1112-2LE11-0AA0 |  | Fixed-mounted circuit breaker IEC 60947-2, frame size 1, 4-poles, N-pole left, In=1250A up to 690V AC 50/60Hz, breaking capacity N Icu=55/42kA at 500/690V, Trip unit ETU600 LSI upgrade ready , colordisplay, bluetooth and USB interface, Protection LT, ST, INST, include N-protection, (internal N-sensor available), incl. trip alarm switch (1xCO), rear connection vertical, with internal voltage tap on upper stab of circuit breaker, with voltage tap module VTM680 and power supply of ETU600, able to communication, integrated metering type PMF-1 Energy Efficiency, Voltage, Active energy Ea Manual operating mechanism with mechanical closing, without Spring charging motor, Ready-to-close signal. switch, Auxiliary switches 2NO+2NC, without Closing coil (CC), manual operating mechanism with mechanical closing, without Remote trip alarm reset coil (RR), without 2nd shunt trip, without 1st Shunt trip | 94270 | 1 | Z\ | 1
3WA1112-2LE12-0AA0 |  | Fixed-mounted circuit breaker IEC 60947-2, frame size 1, 4-poles, N-pole left, In=1250A up to 690V AC 50/60Hz, breaking capacity N Icu=55/42kA at 500/690V, Trip unit ETU600 LSI upgrade ready , colordisplay, bluetooth and USB interface, Protection LT, ST, INST, include N-protection, (internal N-sensor available), incl. trip alarm switch (1xCO), rear connection horizontal, with internal voltage tap on upper stab of circuit breaker, with voltage tap module VTM680 and power supply of ETU600, able to communication, integrated metering type PMF-1 Energy Efficiency, Voltage, Active energy Ea Manual operating mechanism with mechanical closing, without Spring charging motor, Ready-to-close signal. switch, Auxiliary switches 2NO+2NC, without Closing coil (CC), manual operating mechanism with mechanical closing, without Remote trip alarm reset coil (RR), without 2nd shunt trip, without 1st Shunt trip | 91570 | 1 | Z\ | 1
3WA1112-2LE13-0AA0 |  | Fixed-mounted circuit breaker IEC 60947-2, frame size 1, 4-poles, N-pole left, In=1250A up to 690V AC 50/60Hz, breaking capacity N Icu=55/42kA at 500/690V, Trip unit ETU600 LSI upgrade ready , colordisplay, bluetooth and USB interface, Protection LT, ST, INST, include N-protection, (internal N-sensor available), incl. trip alarm switch (1xCO), front connection double hole, with internal voltage tap on upper stab of circuit breaker, with voltage tap module VTM680 and power supply of ETU600, able to communication, integrated metering type PMF-1 Energy Efficiency, Voltage, Active energy Ea Manual operating mechanism with mechanical closing, without Spring charging motor, Ready-to-close signal. switch, Auxiliary switches 2NO+2NC, without Closing coil (CC), manual operating mechanism with mechanical closing, without Remote trip alarm reset coil (RR), without 2nd shunt trip, without 1st Shunt trip | 99570 | 1 | Z\ | 1
3WA1112-2LE21-0AA0 |  | fixed-mounted circuit breaker, IEC 60947-2, size 1, 4-pole, N pole on right, In=1250 A up to 690 V AC 50/60 Hz, breaking capacity N Icc=55/42 kA at 500/690 V, tripping unit ETU600 LSI upgradeable, color display, Bluetooth, USB interface, basic protection LT, ST, INST, including protection of the N conductor (internal neutral point sensor available), trip alarm switch (1 x CO), connection at rear vertical, with internal voltage tap on upper stab of circuit breaker, with voltage tap module VTM680 and power supply of ETU600, able to communication, integrated metering type PMF-1 Energy Efficiency, Voltage, Active energy Ea Manual operating mechanism with mechanical closing, without Spring charging motor, Ready-to-close signal. switch, Auxiliary switches 2NO+2NC, without Closing coil (CC), manual operating mechanism with mechanical closing, without Remote trip alarm reset coil (RR), without 2nd shunt trip, without 1st Shunt trip | 94270 | 1 | Z\ | 1
3WA1112-2LE22-0AA0 |  | fixed-mounted circuit breaker, IEC 60947-2, size 1, 4-pole, N pole on right, In=1250 A up to 690 V AC 50/60 Hz, breaking capacity N Icc=55/42 kA at 500/690 V, tripping unit ETU600 LSI upgradeable, color display, Bluetooth, USB interface, basic protection LT, ST, INST, including protection of the N conductor (internal neutral point sensor available), trip alarm switch (1 x CO), connection at rear horizontal with internal voltage tap on upper stab of circuit breaker, with voltage tap module VTM680 and power supply of ETU600, able to communication, integrated metering type PMF-1 Energy Efficiency, Voltage, Active energy Ea Manual operating mechanism with mechanical closing, without Spring charging motor, Ready-to-close signal. switch, Auxiliary switches 2NO+2NC, without Closing coil (CC), manual operating mechanism with mechanical closing, without Remote trip alarm reset coil (RR), without 2nd shunt trip, without 1st Shunt trip | 91570 | 1 | Z\ | 1
3WA1112-2LE23-0AA0 |  | fixed-mounted circuit breaker, IEC 60947-2, size 1, 4-pole, N pole on right, In=1250 A up to 690 V AC 50/60 Hz, breaking capacity N Icc=55/42 kA at 500/690 V, tripping unit ETU600 LSI upgradeable, color display, Bluetooth, USB interface, basic protection LT, ST, INST, including protection of the N conductor (internal neutral point sensor available), trip alarm switch (1 x CO), front connection double hole, with internal voltage tap on upper stab of circuit breaker, with voltage tap module VTM680 and power supply of ETU600, able to communication, integrated metering type PMF-1 Energy Efficiency, Voltage, Active energy Ea Manual operating mechanism with mechanical closing, without Spring charging motor, Ready-to-close signal. switch, Auxiliary switches 2NO+2NC, without Closing coil (CC), manual operating mechanism with mechanical closing, without Remote trip alarm reset coil (RR), without 2nd shunt trip, without 1st Shunt trip | 99570 | 1 | Z\ | 1
3WA1112-2LE31-0AA0 |  | Withdrawable circuit breaker with guide frame, IEC 60947-2, frame size 1, 3-poles, In=1250A up to 690V AC 50/60Hz, breaking capacity N Icu=55/42kA at 500/690V, Trip unit ETU600 LSI upgrade ready , colordisplay, bluetooth and USB interface, Protection LT, ST, INST, N-protection required an external N-sensor, incl. trip alarm switch (1xCO), rear connection vertical, guide frame with shutter and w/o position signalling switch, with internal voltage tap on upper stab of circuit breaker, with voltage tap module VTM680 and power supply of ETU600, able to communication, integrated metering type PMF-1 Energy Efficiency, Voltage, Active energy Ea Manual operating mechanism with mechanical closing, without Spring charging motor, Ready-to-close signal. switch, Auxiliary switches 2NO+2NC, without Closing coil (CC), manual operating mechanism with mechanical closing, without Remote trip alarm reset coil (RR), without 2nd shunt trip, without 1st Shunt trip | 94770 | 1 | Z\ | 1
3WA1112-2LE32-0AA0 |  | Withdrawable circuit breaker with guide frame, IEC 60947-2, frame size 1, 3-poles, In=1250A up to 690V AC 50/60Hz, breaking capacity N Icu=55/42kA at 500/690V, Trip unit ETU600 LSI upgrade ready , colordisplay, bluetooth and USB interface, Protection LT, ST, INST, N-protection required an external N-sensor, incl. trip alarm switch (1xCO), rear connection horizontal, guide frame with shutter and w/o position signalling switch, with internal voltage tap on upper stab of circuit breaker, with voltage tap module VTM680 and power supply of ETU600, able to communication, integrated metering type PMF-1 Energy Efficiency, Voltage, Active energy Ea Manual operating mechanism with mechanical closing, without Spring charging motor, Ready-to-close signal. switch, Auxiliary switches 2NO+2NC, without Closing coil (CC), manual operating mechanism with mechanical closing, without Remote trip alarm reset coil (RR), without 2nd shunt trip, without 1st Shunt trip | 91970 | 1 | Z\ | 1
3WA1112-2LE33-0AA0 |  | Withdrawable circuit breaker with guide frame, IEC 60947-2, frame size 1, 3-poles, In=1250A up to 690V AC 50/60Hz, breaking capacity N Icu=55/42kA at 500/690V, Trip unit ETU600 LSI upgrade ready , colordisplay, bluetooth and USB interface, Protection LT, ST, INST, N-protection required an external N-sensor, incl. trip alarm switch (1xCO), front connection double hole, guide frame with shutter and w/o position signalling switch, with internal voltage tap on upper stab of circuit breaker, with voltage tap module VTM680 and power supply of ETU600, able to communication, integrated metering type PMF-1 Energy Efficiency, Voltage, Active energy Ea Manual operating mechanism with mechanical closing, without Spring charging motor, Ready-to-close signal. switch, Auxiliary switches 2NO+2NC, without Closing coil (CC), manual operating mechanism with mechanical closing, without Remote trip alarm reset coil (RR), without 2nd shunt trip, without 1st Shunt trip | 100570 | 1 | Z\ | 1
3WA1112-2LE34-0AA0 |  | Withdrawable circuit breaker with guide frame, IEC 60947-2, frame size 1, 3-poles, In=1250A up to 690V AC 50/60Hz, breaking capacity N Icu=55/42kA at 500/690V, Trip unit ETU600 LSI upgrade ready , colordisplay, bluetooth and USB interface, Protection LT, ST, INST, N-protection required an external N-sensor, incl. trip alarm switch (1xCO), rear connection flange, guide frame with shutter and w/o position signalling switch, with internal voltage tap on upper stab of circuit breaker, with voltage tap module VTM680 and power supply of ETU600, able to communication, integrated metering type PMF-1 Energy Efficiency, Voltage, Active energy Ea Manual operating mechanism with mechanical closing, without Spring charging motor, Ready-to-close signal. switch, Auxiliary switches 2NO+2NC, without Closing coil (CC), manual operating mechanism with mechanical closing, without Remote trip alarm reset coil (RR), without 2nd shunt trip, without 1st Shunt trip | 91970 | 1 | Z\ | 1
3WA1112-2LE41-0AA0 |  | Withdrawable circuit breaker with guide frame, IEC 60947-2, frame size 1, 4-poles, N-pole left, In=1250A up to 690V AC 50/60Hz, breaking capacity N Icu=55/42kA at 500/690V, Trip unit ETU600 LSI upgrade ready , colordisplay, bluetooth and USB interface, Protection LT, ST, INST, include N-protection, (internal N-sensor available), incl. trip alarm switch (1xCO), rear connection vertical, guide frame with shutter and w/o position signalling switch, with internal voltage tap on upper stab of circuit breaker, with voltage tap module VTM680 and power supply of ETU600, able to communication, integrated metering type PMF-1 Energy Efficiency, Voltage, Active energy Ea Manual operating mechanism with mechanical closing, without Spring charging motor, Ready-to-close signal. switch, Auxiliary switches 2NO+2NC, without Closing coil (CC), manual operating mechanism with mechanical closing, without Remote trip alarm reset coil (RR), without 2nd shunt trip, without 1st Shunt trip | 121870 | 1 | Z\ | 1
3WA1112-2LE42-0AA0 |  | Withdrawable circuit breaker with guide frame, IEC 60947-2, frame size 1, 4-poles, N-pole left, In=1250A up to 690V AC 50/60Hz, breaking capacity N Icu=55/42kA at 500/690V, Trip unit ETU600 LSI upgrade ready , colordisplay, bluetooth and USB interface, Protection LT, ST, INST, include N-protection, (internal N-sensor available), incl. trip alarm switch (1xCO), rear connection horizontal, guide frame with shutter and w/o position signalling switch, with internal voltage tap on upper stab of circuit breaker, with voltage tap module VTM680 and power supply of ETU600, able to communication, integrated metering type PMF-1 Energy Efficiency, Voltage, Active energy Ea Manual operating mechanism with mechanical closing, without Spring charging motor, Ready-to-close signal. switch, Auxiliary switches 2NO+2NC, without Closing coil (CC), manual operating mechanism with mechanical closing, without Remote trip alarm reset coil (RR), without 2nd shunt trip, without 1st Shunt trip | 118870 | 1 | Z\ | 1
3WA1112-2LE43-0AA0 |  | Withdrawable circuit breaker with guide frame, IEC 60947-2, frame size 1, 4-poles, N-pole left, In=1250A up to 690V AC 50/60Hz, breaking capacity N Icu=55/42kA at 500/690V, Trip unit ETU600 LSI upgrade ready , colordisplay, bluetooth and USB interface, Protection LT, ST, INST, include N-protection, (internal N-sensor available), incl. trip alarm switch (1xCO), front connection double hole, guide frame with shutter and w/o position signalling switch, with internal voltage tap on upper stab of circuit breaker, with voltage tap module VTM680 and power supply of ETU600, able to communication, integrated metering type PMF-1 Energy Efficiency, Voltage, Active energy Ea Manual operating mechanism with mechanical closing, without Spring charging motor, Ready-to-close signal. switch, Auxiliary switches 2NO+2NC, without Closing coil (CC), manual operating mechanism with mechanical closing, without Remote trip alarm reset coil (RR), without 2nd shunt trip, without 1st Shunt trip | 129870 | 1 | Z\ | 1
3WA1112-2LE44-0AA0 |  | Withdrawable circuit breaker with guide frame, IEC 60947-2, frame size 1, 4-poles, N-pole left, In=1250A up to 690V AC 50/60Hz, breaking capacity N Icu=55/42kA at 500/690V, Trip unit ETU600 LSI upgrade ready , colordisplay, bluetooth and USB interface, Protection LT, ST, INST, include N-protection, (internal N-sensor available), incl. trip alarm switch (1xCO), rear connection flange, guide frame with shutter and w/o position signalling switch, with internal voltage tap on upper stab of circuit breaker, with voltage tap module VTM680 and power supply of ETU600, able to communication, integrated metering type PMF-1 Energy Efficiency, Voltage, Active energy Ea Manual operating mechanism with mechanical closing, without Spring charging motor, Ready-to-close signal. switch, Auxiliary switches 2NO+2NC, without Closing coil (CC), manual operating mechanism with mechanical closing, without Remote trip alarm reset coil (RR), without 2nd shunt trip, without 1st Shunt trip | 118870 | 1 | Z\ | 1
3WA1112-2LF01-0AA0 |  | Fixed-mounted circuit breaker IEC 60947-2, frame size 1, 3-poles, In=1250A up to 690V AC 50/60Hz, breaking capacity N Icu=55/42kA at 500/690V, Trip unit ETU600 LSIG upgrade ready , colordisplay, bluetooth and USB interface, Protection LT, ST, INST, GFx, N-protection required an external N-sensor, incl. trip alarm switch (1xCO), rear connection vertical, with internal voltage tap on upper stab of circuit breaker, with voltage tap module VTM680 and power supply of ETU600, able to communication, integrated metering type PMF-1 Energy Efficiency, Voltage, Active energy Ea Manual operating mechanism with mechanical closing, without Spring charging motor, Ready-to-close signal. switch, Auxiliary switches 2NO+2NC, without Closing coil (CC), manual operating mechanism with mechanical closing, without Remote trip alarm reset coil (RR), without 2nd shunt trip, without 1st Shunt trip | 84170 | 1 | Z\ | 1
3WA1112-2LF02-0AA0 |  | Fixed-mounted circuit breaker IEC 60947-2, frame size 1, 3-poles, In=1250A up to 690V AC 50/60Hz, breaking capacity N Icu=55/42kA at 500/690V, Trip unit ETU600 LSIG upgrade ready , colordisplay, bluetooth and USB interface, Protection LT, ST, INST, GFx, N-protection required an external N-sensor, incl. trip alarm switch (1xCO), rear connection horizontal, with internal voltage tap on upper stab of circuit breaker, with voltage tap module VTM680 and power supply of ETU600, able to communication, integrated metering type PMF-1 Energy Efficiency, Voltage, Active energy Ea Manual operating mechanism with mechanical closing, without Spring charging motor, Ready-to-close signal. switch, Auxiliary switches 2NO+2NC, without Closing coil (CC), manual operating mechanism with mechanical closing, without Remote trip alarm reset coil (RR), without 2nd shunt trip, without 1st Shunt trip | 82170 | 1 | Z\ | 1
3WA1112-2LF03-0AA0 |  | Fixed-mounted circuit breaker IEC 60947-2, frame size 1, 3-poles, In=1250A up to 690V AC 50/60Hz, breaking capacity N Icu=55/42kA at 500/690V, Trip unit ETU600 LSIG upgrade ready , colordisplay, bluetooth and USB interface, Protection LT, ST, INST, GFx, N-protection required an external N-sensor, incl. trip alarm switch (1xCO), front connection double hole, with internal voltage tap on upper stab of circuit breaker, with voltage tap module VTM680 and power supply of ETU600, able to communication, integrated metering type PMF-1 Energy Efficiency, Voltage, Active energy Ea Manual operating mechanism with mechanical closing, without Spring charging motor, Ready-to-close signal. switch, Auxiliary switches 2NO+2NC, without Closing coil (CC), manual operating mechanism with mechanical closing, without Remote trip alarm reset coil (RR), without 2nd shunt trip, without 1st Shunt trip | 88170 | 1 | Z\ | 1
3WA1112-2LF11-0AA0 |  | Fixed-mounted circuit breaker IEC 60947-2, frame size 1, 4-poles, N-pole left, In=1250A up to 690V AC 50/60Hz, breaking capacity N Icu=55/42kA at 500/690V, Trip unit ETU600 LSIG upgrade ready , colordisplay, bluetooth and USB interface, Protection LT, ST, INST, GFx, include N-protection, (internal N-sensor available), incl. trip alarm switch (1xCO), rear connection vertical, with internal voltage tap on upper stab of circuit breaker, with voltage tap module VTM680 and power supply of ETU600, able to communication, integrated metering type PMF-1 Energy Efficiency, Voltage, Active energy Ea Manual operating mechanism with mechanical closing, without Spring charging motor, Ready-to-close signal. switch, Auxiliary switches 2NO+2NC, without Closing coil (CC), manual operating mechanism with mechanical closing, without Remote trip alarm reset coil (RR), without 2nd shunt trip, without 1st Shunt trip | 104870 | 1 | Z\ | 1
3WA1112-2LF12-0AA0 |  | Fixed-mounted circuit breaker IEC 60947-2, frame size 1, 4-poles, N-pole left, In=1250A up to 690V AC 50/60Hz, breaking capacity N Icu=55/42kA at 500/690V, Trip unit ETU600 LSIG upgrade ready , colordisplay, bluetooth and USB interface, Protection LT, ST, INST, GFx, include N-protection, (internal N-sensor available), incl. trip alarm switch (1xCO), rear connection horizontal, with internal voltage tap on upper stab of circuit breaker, with voltage tap module VTM680 and power supply of ETU600, able to communication, integrated metering type PMF-1 Energy Efficiency, Voltage, Active energy Ea Manual operating mechanism with mechanical closing, without Spring charging motor, Ready-to-close signal. switch, Auxiliary switches 2NO+2NC, without Closing coil (CC), manual operating mechanism with mechanical closing, without Remote trip alarm reset coil (RR), without 2nd shunt trip, without 1st Shunt trip | 102270 | 1 | Z\ | 1
3WA1112-2LF13-0AA0 |  | Fixed-mounted circuit breaker IEC 60947-2, frame size 1, 4-poles, N-pole left, In=1250A up to 690V AC 50/60Hz, breaking capacity N Icu=55/42kA at 500/690V, Trip unit ETU600 LSIG upgrade ready , colordisplay, bluetooth and USB interface, Protection LT, ST, INST, GFx, include N-protection, (internal N-sensor available), incl. trip alarm switch (1xCO), front connection double hole, with internal voltage tap on upper stab of circuit breaker, with voltage tap module VTM680 and power supply of ETU600, able to communication, integrated metering type PMF-1 Energy Efficiency, Voltage, Active energy Ea Manual operating mechanism with mechanical closing, without Spring charging motor, Ready-to-close signal. switch, Auxiliary switches 2NO+2NC, without Closing coil (CC), manual operating mechanism with mechanical closing, without Remote trip alarm reset coil (RR), without 2nd shunt trip, without 1st Shunt trip | 109870 | 1 | Z\ | 1
3WA1112-2LF21-0AA0 |  | fixed-mounted circuit breaker, IEC 60947-2, size 1, 4-pole, N pole on right, In=1250 A up to 690 V AC 50/60 Hz, breaking capacity N Icc=55/42 kA at 500/690 V, tripping unit ETU600 LSIG upgradeable, color display, Bluetooth, USB interface, basic protection LT, ST, INST, GFx, including protection of the N conductor (internal neutral point sensor available), trip alarm switch (1 x CO), connection at rear vertical, with internal voltage tap on upper stab of circuit breaker, with voltage tap module VTM680 and power supply of ETU600, able to communication, integrated metering type PMF-1 Energy Efficiency, Voltage, Active energy Ea Manual operating mechanism with mechanical closing, without Spring charging motor, Ready-to-close signal. switch, Auxiliary switches 2NO+2NC, without Closing coil (CC), manual operating mechanism with mechanical closing, without Remote trip alarm reset coil (RR), without 2nd shunt trip, without 1st Shunt trip | 104870 | 1 | Z\ | 1
3WA1112-2LF22-0AA0 |  | fixed-mounted circuit breaker, IEC 60947-2, size 1, 4-pole, N pole on right, In=1250 A up to 690 V AC 50/60 Hz, breaking capacity N Icc=55/42 kA at 500/690 V, tripping unit ETU600 LSIG upgradeable, color display, Bluetooth, USB interface, basic protection LT, ST, INST, GFx, including protection of the N conductor (internal neutral point sensor available), trip alarm switch (1 x CO), connection at rear horizontal with internal voltage tap on upper stab of circuit breaker, with voltage tap module VTM680 and power supply of ETU600, able to communication, integrated metering type PMF-1 Energy Efficiency, Voltage, Active energy Ea Manual operating mechanism with mechanical closing, without Spring charging motor, Ready-to-close signal. switch, Auxiliary switches 2NO+2NC, without Closing coil (CC), manual operating mechanism with mechanical closing, without Remote trip alarm reset coil (RR), without 2nd shunt trip, without 1st Shunt trip | 102270 | 1 | Z\ | 1
3WA1112-2LF23-0AA0 |  | fixed-mounted circuit breaker, IEC 60947-2, size 1, 4-pole, N pole on right, In=1250 A up to 690 V AC 50/60 Hz, breaking capacity N Icc=55/42 kA at 500/690 V, tripping unit ETU600 LSIG upgradeable, color display, Bluetooth, USB interface, basic protection LT, ST, INST, GFx, including protection of the N conductor (internal neutral point sensor available), trip alarm switch (1 x CO), front connection double hole, with internal voltage tap on upper stab of circuit breaker, with voltage tap module VTM680 and power supply of ETU600, able to communication, integrated metering type PMF-1 Energy Efficiency, Voltage, Active energy Ea Manual operating mechanism with mechanical closing, without Spring charging motor, Ready-to-close signal. switch, Auxiliary switches 2NO+2NC, without Closing coil (CC), manual operating mechanism with mechanical closing, without Remote trip alarm reset coil (RR), without 2nd shunt trip, without 1st Shunt trip | 109870 | 1 | Z\ | 1
3WA1112-2LF31-0AA0 |  | Withdrawable circuit breaker with guide frame, IEC 60947-2, frame size 1, 3-poles, In=1250A up to 690V AC 50/60Hz, breaking capacity N Icu=55/42kA at 500/690V, Trip unit ETU600 LSIG upgrade ready , colordisplay, bluetooth and USB interface, Protection LT, ST, INST, GFx, N-protection required an external N-sensor, incl. trip alarm switch (1xCO), rear connection vertical, guide frame with shutter and w/o position signalling switch, with internal voltage tap on upper stab of circuit breaker, with voltage tap module VTM680 and power supply of ETU600, able to communication, integrated metering type PMF-1 Energy Efficiency, Voltage, Active energy Ea Manual operating mechanism with mechanical closing, without Spring charging motor, Ready-to-close signal. switch, Auxiliary switches 2NO+2NC, without Closing coil (CC), manual operating mechanism with mechanical closing, without Remote trip alarm reset coil (RR), without 2nd shunt trip, without 1st Shunt trip | 105470 | 1 | Z\ | 1
3WA1112-2LF32-0AA0 |  | Withdrawable circuit breaker with guide frame, IEC 60947-2, frame size 1, 3-poles, In=1250A up to 690V AC 50/60Hz, breaking capacity N Icu=55/42kA at 500/690V, Trip unit ETU600 LSIG upgrade ready , colordisplay, bluetooth and USB interface, Protection LT, ST, INST, GFx, N-protection required an external N-sensor, incl. trip alarm switch (1xCO), rear connection horizontal, guide frame with shutter and w/o position signalling switch, with internal voltage tap on upper stab of circuit breaker, with voltage tap module VTM680 and power supply of ETU600, able to communication, integrated metering type PMF-1 Energy Efficiency, Voltage, Active energy Ea Manual operating mechanism with mechanical closing, without Spring charging motor, Ready-to-close signal. switch, Auxiliary switches 2NO+2NC, without Closing coil (CC), manual operating mechanism with mechanical closing, without Remote trip alarm reset coil (RR), without 2nd shunt trip, without 1st Shunt trip | 102570 | 1 | Z\ | 1
3WA1112-2LF33-0AA0 |  | Withdrawable circuit breaker with guide frame, IEC 60947-2, frame size 1, 3-poles, In=1250A up to 690V AC 50/60Hz, breaking capacity N Icu=55/42kA at 500/690V, Trip unit ETU600 LSIG upgrade ready , colordisplay, bluetooth and USB interface, Protection LT, ST, INST, GFx, N-protection required an external N-sensor, incl. trip alarm switch (1xCO), front connection double hole, guide frame with shutter and w/o position signalling switch, with internal voltage tap on upper stab of circuit breaker, with voltage tap module VTM680 and power supply of ETU600, able to communication, integrated metering type PMF-1 Energy Efficiency, Voltage, Active energy Ea Manual operating mechanism with mechanical closing, without Spring charging motor, Ready-to-close signal. switch, Auxiliary switches 2NO+2NC, without Closing coil (CC), manual operating mechanism with mechanical closing, without Remote trip alarm reset coil (RR), without 2nd shunt trip, without 1st Shunt trip | 110870 | 1 | Z\ | 1
3WA1112-2LF34-0AA0 |  | Withdrawable circuit breaker with guide frame, IEC 60947-2, frame size 1, 3-poles, In=1250A up to 690V AC 50/60Hz, breaking capacity N Icu=55/42kA at 500/690V, Trip unit ETU600 LSIG upgrade ready , colordisplay, bluetooth and USB interface, Protection LT, ST, INST, GFx, N-protection required an external N-sensor, incl. trip alarm switch (1xCO), rear connection flange, guide frame with shutter and w/o position signalling switch, with internal voltage tap on upper stab of circuit breaker, with voltage tap module VTM680 and power supply of ETU600, able to communication, integrated metering type PMF-1 Energy Efficiency, Voltage, Active energy Ea Manual operating mechanism with mechanical closing, without Spring charging motor, Ready-to-close signal. switch, Auxiliary switches 2NO+2NC, without Closing coil (CC), manual operating mechanism with mechanical closing, without Remote trip alarm reset coil (RR), without 2nd shunt trip, without 1st Shunt trip | 102570 | 1 | Z\ | 1
3WA1112-2LF41-0AA0 |  | Withdrawable circuit breaker with guide frame, IEC 60947-2, frame size 1, 4-poles, N-pole left, In=1250A up to 690V AC 50/60Hz, breaking capacity N Icu=55/42kA at 500/690V, Trip unit ETU600 LSIG upgrade ready , colordisplay, bluetooth and USB interface, Protection LT, ST, INST, GFx, include N-protection, (internal N-sensor available), incl. trip alarm switch (1xCO), rear connection vertical, guide frame with shutter and w/o position signalling switch, with internal voltage tap on upper stab of circuit breaker, with voltage tap module VTM680 and power supply of ETU600, able to communication, integrated metering type PMF-1 Energy Efficiency, Voltage, Active energy Ea Manual operating mechanism with mechanical closing, without Spring charging motor, Ready-to-close signal. switch, Auxiliary switches 2NO+2NC, without Closing coil (CC), manual operating mechanism with mechanical closing, without Remote trip alarm reset coil (RR), without 2nd shunt trip, without 1st Shunt trip | 132870 | 1 | Z\ | 1
3WA1112-2LF42-0AA0 |  | Withdrawable circuit breaker with guide frame, IEC 60947-2, frame size 1, 4-poles, N-pole left, In=1250A up to 690V AC 50/60Hz, breaking capacity N Icu=55/42kA at 500/690V, Trip unit ETU600 LSIG upgrade ready , colordisplay, bluetooth and USB interface, Protection LT, ST, INST, GFx, include N-protection, (internal N-sensor available), incl. trip alarm switch (1xCO), rear connection horizontal, guide frame with shutter and w/o position signalling switch, with internal voltage tap on upper stab of circuit breaker, with voltage tap module VTM680 and power supply of ETU600, able to communication, integrated metering type PMF-1 Energy Efficiency, Voltage, Active energy Ea Manual operating mechanism with mechanical closing, without Spring charging motor, Ready-to-close signal. switch, Auxiliary switches 2NO+2NC, without Closing coil (CC), manual operating mechanism with mechanical closing, without Remote trip alarm reset coil (RR), without 2nd shunt trip, without 1st Shunt trip | 128870 | 1 | Z\ | 1
3WA1112-2LF43-0AA0 |  | Withdrawable circuit breaker with guide frame, IEC 60947-2, frame size 1, 4-poles, N-pole left, In=1250A up to 690V AC 50/60Hz, breaking capacity N Icu=55/42kA at 500/690V, Trip unit ETU600 LSIG upgrade ready , colordisplay, bluetooth and USB interface, Protection LT, ST, INST, GFx, include N-protection, (internal N-sensor available), incl. trip alarm switch (1xCO), front connection double hole, guide frame with shutter and w/o position signalling switch, with internal voltage tap on upper stab of circuit breaker, with voltage tap module VTM680 and power supply of ETU600, able to communication, integrated metering type PMF-1 Energy Efficiency, Voltage, Active energy Ea Manual operating mechanism with mechanical closing, without Spring charging motor, Ready-to-close signal. switch, Auxiliary switches 2NO+2NC, without Closing coil (CC), manual operating mechanism with mechanical closing, without Remote trip alarm reset coil (RR), without 2nd shunt trip, without 1st Shunt trip | 140870 | 1 | Z\ | 1
3WA1112-2LF44-0AA0 |  | Withdrawable circuit breaker with guide frame, IEC 60947-2, frame size 1, 4-poles, N-pole left, In=1250A up to 690V AC 50/60Hz, breaking capacity N Icu=55/42kA at 500/690V, Trip unit ETU600 LSIG upgrade ready , colordisplay, bluetooth and USB interface, Protection LT, ST, INST, GFx, include N-protection, (internal N-sensor available), incl. trip alarm switch (1xCO), rear connection flange, guide frame with shutter and w/o position signalling switch, with internal voltage tap on upper stab of circuit breaker, with voltage tap module VTM680 and power supply of ETU600, able to communication, integrated metering type PMF-1 Energy Efficiency, Voltage, Active energy Ea Manual operating mechanism with mechanical closing, without Spring charging motor, Ready-to-close signal. switch, Auxiliary switches 2NO+2NC, without Closing coil (CC), manual operating mechanism with mechanical closing, without Remote trip alarm reset coil (RR), without 2nd shunt trip, without 1st Shunt trip | 128870 | 1 | Z\ | 1
3WA1112-2ME01-0AA0 |  | Fixed-mounted circuit breaker IEC 60947-2, frame size 1, 3-poles, In=1250A up to 690V AC 50/60Hz, breaking capacity N Icu=55/42kA at 500/690V, Trip unit ETU600 LSI upgrade ready , colordisplay, bluetooth and USB interface, Protection LT, ST, INST, N-protection required an external N-sensor, incl. trip alarm switch (1xCO), rear connection vertical, with internal voltage tap on upper stab of circuit breaker, with voltage tap module VTM680 and power supply of ETU600, able to communication, integrated metering type PMF-2 Basic Power Monitoring, Voltage, Energy, Power, Power factor, Frequency, Unbalance, Temperature, Manual operating mechanism with mechanical closing, without Spring charging motor, Ready-to-close signal. switch, Auxiliary switches 2NO+2NC, without Closing coil (CC), manual operating mechanism with mechanical closing, without Remote trip alarm reset coil (RR), without 2nd shunt trip, without 1st Shunt trip | 82400 | 1 | Z\ | 1
3WA1112-2ME02-0AA0 |  | Fixed-mounted circuit breaker IEC 60947-2, frame size 1, 3-poles, In=1250A up to 690V AC 50/60Hz, breaking capacity N Icu=55/42kA at 500/690V, Trip unit ETU600 LSI upgrade ready , colordisplay, bluetooth and USB interface, Protection LT, ST, INST, N-protection required an external N-sensor, incl. trip alarm switch (1xCO), rear connection horizontal, with internal voltage tap on upper stab of circuit breaker, with voltage tap module VTM680 and power supply of ETU600, able to communication, integrated metering type PMF-2 Basic Power Monitoring, Voltage, Energy, Power, Power factor, Frequency, Unbalance, Temperature, Manual operating mechanism with mechanical closing, without Spring charging motor, Ready-to-close signal. switch, Auxiliary switches 2NO+2NC, without Closing coil (CC), manual operating mechanism with mechanical closing, without Remote trip alarm reset coil (RR), without 2nd shunt trip, without 1st Shunt trip | 80400 | 1 | Z\ | 1
3WA1112-2ME03-0AA0 |  | Fixed-mounted circuit breaker IEC 60947-2, frame size 1, 3-poles, In=1250A up to 690V AC 50/60Hz, breaking capacity N Icu=55/42kA at 500/690V, Trip unit ETU600 LSI upgrade ready , colordisplay, bluetooth and USB interface, Protection LT, ST, INST, N-protection required an external N-sensor, incl. trip alarm switch (1xCO), front connection double hole, with internal voltage tap on upper stab of circuit breaker, with voltage tap module VTM680 and power supply of ETU600, able to communication, integrated metering type PMF-2 Basic Power Monitoring, Voltage, Energy, Power, Power factor, Frequency, Unbalance, Temperature, Manual operating mechanism with mechanical closing, without Spring charging motor, Ready-to-close signal. switch, Auxiliary switches 2NO+2NC, without Closing coil (CC), manual operating mechanism with mechanical closing, without Remote trip alarm reset coil (RR), without 2nd shunt trip, without 1st Shunt trip | 86400 | 1 | Z\ | 1
3WA1112-2ME11-0AA0 |  | Fixed-mounted circuit breaker IEC 60947-2, frame size 1, 4-poles, N-pole left, In=1250A up to 690V AC 50/60Hz, breaking capacity N Icu=55/42kA at 500/690V, Trip unit ETU600 LSI upgrade ready , colordisplay, bluetooth and USB interface, Protection LT, ST, INST, include N-protection, (internal N-sensor available), incl. trip alarm switch (1xCO), rear connection vertical, with internal voltage tap on upper stab of circuit breaker, with voltage tap module VTM680 and power supply of ETU600, able to communication, integrated metering type PMF-2 Basic Power Monitoring, Voltage, Energy, Power, Power factor, Frequency, Unbalance, Temperature, Manual operating mechanism with mechanical closing, without Spring charging motor, Ready-to-close signal. switch, Auxiliary switches 2NO+2NC, without Closing coil (CC), manual operating mechanism with mechanical closing, without Remote trip alarm reset coil (RR), without 2nd shunt trip, without 1st Shunt trip | 103100 | 1 | Z\ | 1
3WA1112-2ME12-0AA0 |  | Fixed-mounted circuit breaker IEC 60947-2, frame size 1, 4-poles, N-pole left, In=1250A up to 690V AC 50/60Hz, breaking capacity N Icu=55/42kA at 500/690V, Trip unit ETU600 LSI upgrade ready , colordisplay, bluetooth and USB interface, Protection LT, ST, INST, include N-protection, (internal N-sensor available), incl. trip alarm switch (1xCO), rear connection horizontal, with internal voltage tap on upper stab of circuit breaker, with voltage tap module VTM680 and power supply of ETU600, able to communication, integrated metering type PMF-2 Basic Power Monitoring, Voltage, Energy, Power, Power factor, Frequency, Unbalance, Temperature, Manual operating mechanism with mechanical closing, without Spring charging motor, Ready-to-close signal. switch, Auxiliary switches 2NO+2NC, without Closing coil (CC), manual operating mechanism with mechanical closing, without Remote trip alarm reset coil (RR), without 2nd shunt trip, without 1st Shunt trip | 100400 | 1 | Z\ | 1
3WA1112-2ME13-0AA0 |  | Fixed-mounted circuit breaker IEC 60947-2, frame size 1, 4-poles, N-pole left, In=1250A up to 690V AC 50/60Hz, breaking capacity N Icu=55/42kA at 500/690V, Trip unit ETU600 LSI upgrade ready , colordisplay, bluetooth and USB interface, Protection LT, ST, INST, include N-protection, (internal N-sensor available), incl. trip alarm switch (1xCO), front connection double hole, with internal voltage tap on upper stab of circuit breaker, with voltage tap module VTM680 and power supply of ETU600, able to communication, integrated metering type PMF-2 Basic Power Monitoring, Voltage, Energy, Power, Power factor, Frequency, Unbalance, Temperature, Manual operating mechanism with mechanical closing, without Spring charging motor, Ready-to-close signal. switch, Auxiliary switches 2NO+2NC, without Closing coil (CC), manual operating mechanism with mechanical closing, without Remote trip alarm reset coil (RR), without 2nd shunt trip, without 1st Shunt trip | 108400 | 1 | Z\ | 1
3WA1112-2ME21-0AA0 |  | fixed-mounted circuit breaker, IEC 60947-2, size 1, 4-pole, N pole on right, In=1250 A up to 690 V AC 50/60 Hz, breaking capacity N Icc=55/42 kA at 500/690 V, tripping unit ETU600 LSI upgradeable, color display, Bluetooth, USB interface, basic protection LT, ST, INST, including protection of the N conductor (internal neutral point sensor available), trip alarm switch (1 x CO), connection at rear vertical, with internal voltage tap on upper stab of circuit breaker, with voltage tap module VTM680 and power supply of ETU600, able to communication, integrated metering type PMF-2 Basic Power Monitoring, Voltage, Energy, Power, Power factor, Frequency, Unbalance, Temperature, Manual operating mechanism with mechanical closing, without Spring charging motor, Ready-to-close signal. switch, Auxiliary switches 2NO+2NC, without Closing coil (CC), manual operating mechanism with mechanical closing, without Remote trip alarm reset coil (RR), without 2nd shunt trip, without 1st Shunt trip | 103100 | 1 | Z\ | 1
3WA1112-2ME22-0AA0 |  | fixed-mounted circuit breaker, IEC 60947-2, size 1, 4-pole, N pole on right, In=1250 A up to 690 V AC 50/60 Hz, breaking capacity N Icc=55/42 kA at 500/690 V, tripping unit ETU600 LSI upgradeable, color display, Bluetooth, USB interface, basic protection LT, ST, INST, including protection of the N conductor (internal neutral point sensor available), trip alarm switch (1 x CO), connection at rear horizontal with internal voltage tap on upper stab of circuit breaker, with voltage tap module VTM680 and power supply of ETU600, able to communication, integrated metering type PMF-2 Basic Power Monitoring, Voltage, Energy, Power, Power factor, Frequency, Unbalance, Temperature, Manual operating mechanism with mechanical closing, without Spring charging motor, Ready-to-close signal. switch, Auxiliary switches 2NO+2NC, without Closing coil (CC), manual operating mechanism with mechanical closing, without Remote trip alarm reset coil (RR), without 2nd shunt trip, without 1st Shunt trip | 100400 | 1 | Z\ | 1
3WA1112-2ME23-0AA0 |  | fixed-mounted circuit breaker, IEC 60947-2, size 1, 4-pole, N pole on right, In=1250 A up to 690 V AC 50/60 Hz, breaking capacity N Icc=55/42 kA at 500/690 V, tripping unit ETU600 LSI upgradeable, color display, Bluetooth, USB interface, basic protection LT, ST, INST, including protection of the N conductor (internal neutral point sensor available), trip alarm switch (1 x CO), front connection double hole, with internal voltage tap on upper stab of circuit breaker, with voltage tap module VTM680 and power supply of ETU600, able to communication, integrated metering type PMF-2 Basic Power Monitoring, Voltage, Energy, Power, Power factor, Frequency, Unbalance, Temperature, Manual operating mechanism with mechanical closing, without Spring charging motor, Ready-to-close signal. switch, Auxiliary switches 2NO+2NC, without Closing coil (CC), manual operating mechanism with mechanical closing, without Remote trip alarm reset coil (RR), without 2nd shunt trip, without 1st Shunt trip | 108400 | 1 | Z\ | 1
3WA1112-2ME31-0AA0 |  | Withdrawable circuit breaker with guide frame, IEC 60947-2, frame size 1, 3-poles, In=1250A up to 690V AC 50/60Hz, breaking capacity N Icu=55/42kA at 500/690V, Trip unit ETU600 LSI upgrade ready , colordisplay, bluetooth and USB interface, Protection LT, ST, INST, N-protection required an external N-sensor, incl. trip alarm switch (1xCO), rear connection vertical, guide frame with shutter and w/o position signalling switch, with internal voltage tap on upper stab of circuit breaker, with voltage tap module VTM680 and power supply of ETU600, able to communication, integrated metering type PMF-2 Basic Power Monitoring, Voltage, Energy, Power, Power factor, Frequency, Unbalance, Temperature, Manual operating mechanism with mechanical closing, without Spring charging motor, Ready-to-close signal. switch, Auxiliary switches 2NO+2NC, without Closing coil (CC), manual operating mechanism with mechanical closing, without Remote trip alarm reset coil (RR), without 2nd shunt trip, without 1st Shunt trip | 103600 | 1 | Z\ | 1
3WA1112-2ME32-0AA0 |  | Withdrawable circuit breaker with guide frame, IEC 60947-2, frame size 1, 3-poles, In=1250A up to 690V AC 50/60Hz, breaking capacity N Icu=55/42kA at 500/690V, Trip unit ETU600 LSI upgrade ready , colordisplay, bluetooth and USB interface, Protection LT, ST, INST, N-protection required an external N-sensor, incl. trip alarm switch (1xCO), rear connection horizontal, guide frame with shutter and w/o position signalling switch, with internal voltage tap on upper stab of circuit breaker, with voltage tap module VTM680 and power supply of ETU600, able to communication, integrated metering type PMF-2 Basic Power Monitoring, Voltage, Energy, Power, Power factor, Frequency, Unbalance, Temperature, Manual operating mechanism with mechanical closing, without Spring charging motor, Ready-to-close signal. switch, Auxiliary switches 2NO+2NC, without Closing coil (CC), manual operating mechanism with mechanical closing, without Remote trip alarm reset coil (RR), without 2nd shunt trip, without 1st Shunt trip | 100800 | 1 | Z\ | 1
3WA1112-2ME33-0AA0 |  | Withdrawable circuit breaker with guide frame, IEC 60947-2, frame size 1, 3-poles, In=1250A up to 690V AC 50/60Hz, breaking capacity N Icu=55/42kA at 500/690V, Trip unit ETU600 LSI upgrade ready , colordisplay, bluetooth and USB interface, Protection LT, ST, INST, N-protection required an external N-sensor, incl. trip alarm switch (1xCO), front connection double hole, guide frame with shutter and w/o position signalling switch, with internal voltage tap on upper stab of circuit breaker, with voltage tap module VTM680 and power supply of ETU600, able to communication, integrated metering type PMF-2 Basic Power Monitoring, Voltage, Energy, Power, Power factor, Frequency, Unbalance, Temperature, Manual operating mechanism with mechanical closing, without Spring charging motor, Ready-to-close signal. switch, Auxiliary switches 2NO+2NC, without Closing coil (CC), manual operating mechanism with mechanical closing, without Remote trip alarm reset coil (RR), without 2nd shunt trip, without 1st Shunt trip | 109400 | 1 | Z\ | 1
3WA1112-2ME34-0AA0 |  | Withdrawable circuit breaker with guide frame, IEC 60947-2, frame size 1, 3-poles, In=1250A up to 690V AC 50/60Hz, breaking capacity N Icu=55/42kA at 500/690V, Trip unit ETU600 LSI upgrade ready , colordisplay, bluetooth and USB interface, Protection LT, ST, INST, N-protection required an external N-sensor, incl. trip alarm switch (1xCO), rear connection flange, guide frame with shutter and w/o position signalling switch, with internal voltage tap on upper stab of circuit breaker, with voltage tap module VTM680 and power supply of ETU600, able to communication, integrated metering type PMF-2 Basic Power Monitoring, Voltage, Energy, Power, Power factor, Frequency, Unbalance, Temperature, Manual operating mechanism with mechanical closing, without Spring charging motor, Ready-to-close signal. switch, Auxiliary switches 2NO+2NC, without Closing coil (CC), manual operating mechanism with mechanical closing, without Remote trip alarm reset coil (RR), without 2nd shunt trip, without 1st Shunt trip | 100800 | 1 | Z\ | 1
3WA1112-2ME41-0AA0 |  | Withdrawable circuit breaker with guide frame, IEC 60947-2, frame size 1, 4-poles, N-pole left, In=1250A up to 690V AC 50/60Hz, breaking capacity N Icu=55/42kA at 500/690V, Trip unit ETU600 LSI upgrade ready , colordisplay, bluetooth and USB interface, Protection LT, ST, INST, include N-protection, (internal N-sensor available), incl. trip alarm switch (1xCO), rear connection vertical, guide frame with shutter and w/o position signalling switch, with internal voltage tap on upper stab of circuit breaker, with voltage tap module VTM680 and power supply of ETU600, able to communication, integrated metering type PMF-2 Basic Power Monitoring, Voltage, Energy, Power, Power factor, Frequency, Unbalance, Temperature, Manual operating mechanism with mechanical closing, without Spring charging motor, Ready-to-close signal. switch, Auxiliary switches 2NO+2NC, without Closing coil (CC), manual operating mechanism with mechanical closing, without Remote trip alarm reset coil (RR), without 2nd shunt trip, without 1st Shunt trip | 130700 | 1 | Z\ | 1
3WA1112-2ME42-0AA0 |  | Withdrawable circuit breaker with guide frame, IEC 60947-2, frame size 1, 4-poles, N-pole left, In=1250A up to 690V AC 50/60Hz, breaking capacity N Icu=55/42kA at 500/690V, Trip unit ETU600 LSI upgrade ready , colordisplay, bluetooth and USB interface, Protection LT, ST, INST, include N-protection, (internal N-sensor available), incl. trip alarm switch (1xCO), rear connection horizontal, guide frame with shutter and w/o position signalling switch, with internal voltage tap on upper stab of circuit breaker, with voltage tap module VTM680 and power supply of ETU600, able to communication, integrated metering type PMF-2 Basic Power Monitoring, Voltage, Energy, Power, Power factor, Frequency, Unbalance, Temperature, Manual operating mechanism with mechanical closing, without Spring charging motor, Ready-to-close signal. switch, Auxiliary switches 2NO+2NC, without Closing coil (CC), manual operating mechanism with mechanical closing, without Remote trip alarm reset coil (RR), without 2nd shunt trip, without 1st Shunt trip | 127700 | 1 | Z\ | 1
3WA1112-2ME43-0AA0 |  | Withdrawable circuit breaker with guide frame, IEC 60947-2, frame size 1, 4-poles, N-pole left, In=1250A up to 690V AC 50/60Hz, breaking capacity N Icu=55/42kA at 500/690V, Trip unit ETU600 LSI upgrade ready , colordisplay, bluetooth and USB interface, Protection LT, ST, INST, include N-protection, (internal N-sensor available), incl. trip alarm switch (1xCO), front connection double hole, guide frame with shutter and w/o position signalling switch, with internal voltage tap on upper stab of circuit breaker, with voltage tap module VTM680 and power supply of ETU600, able to communication, integrated metering type PMF-2 Basic Power Monitoring, Voltage, Energy, Power, Power factor, Frequency, Unbalance, Temperature, Manual operating mechanism with mechanical closing, without Spring charging motor, Ready-to-close signal. switch, Auxiliary switches 2NO+2NC, without Closing coil (CC), manual operating mechanism with mechanical closing, without Remote trip alarm reset coil (RR), without 2nd shunt trip, without 1st Shunt trip | 138700 | 1 | Z\ | 1
3WA1112-2ME44-0AA0 |  | Withdrawable circuit breaker with guide frame, IEC 60947-2, frame size 1, 4-poles, N-pole left, In=1250A up to 690V AC 50/60Hz, breaking capacity N Icu=55/42kA at 500/690V, Trip unit ETU600 LSI upgrade ready , colordisplay, bluetooth and USB interface, Protection LT, ST, INST, include N-protection, (internal N-sensor available), incl. trip alarm switch (1xCO), rear connection flange, guide frame with shutter and w/o position signalling switch, with internal voltage tap on upper stab of circuit breaker, with voltage tap module VTM680 and power supply of ETU600, able to communication, integrated metering type PMF-2 Basic Power Monitoring, Voltage, Energy, Power, Power factor, Frequency, Unbalance, Temperature, Manual operating mechanism with mechanical closing, without Spring charging motor, Ready-to-close signal. switch, Auxiliary switches 2NO+2NC, without Closing coil (CC), manual operating mechanism with mechanical closing, without Remote trip alarm reset coil (RR), without 2nd shunt trip, without 1st Shunt trip | 127700 | 1 | Z\ | 1
3WA1112-2MF01-0AA0 |  | Fixed-mounted circuit breaker IEC 60947-2, frame size 1, 3-poles, In=1250A up to 690V AC 50/60Hz, breaking capacity N Icu=55/42kA at 500/690V, Trip unit ETU600 LSIG upgrade ready , colordisplay, bluetooth and USB interface, Protection LT, ST, INST, GFx, N-protection required an external N-sensor, incl. trip alarm switch (1xCO), rear connection vertical, with internal voltage tap on upper stab of circuit breaker, with voltage tap module VTM680 and power supply of ETU600, able to communication, integrated metering type PMF-2 Basic Power Monitoring, Voltage, Energy, Power, Power factor, Frequency, Unbalance, Temperature, Manual operating mechanism with mechanical closing, without Spring charging motor, Ready-to-close signal. switch, Auxiliary switches 2NO+2NC, without Closing coil (CC), manual operating mechanism with mechanical closing, without Remote trip alarm reset coil (RR), without 2nd shunt trip, without 1st Shunt trip | 93000 | 1 | Z\ | 1
3WA1112-2MF02-0AA0 |  | Fixed-mounted circuit breaker IEC 60947-2, frame size 1, 3-poles, In=1250A up to 690V AC 50/60Hz, breaking capacity N Icu=55/42kA at 500/690V, Trip unit ETU600 LSIG upgrade ready , colordisplay, bluetooth and USB interface, Protection LT, ST, INST, GFx, N-protection required an external N-sensor, incl. trip alarm switch (1xCO), rear connection horizontal, with internal voltage tap on upper stab of circuit breaker, with voltage tap module VTM680 and power supply of ETU600, able to communication, integrated metering type PMF-2 Basic Power Monitoring, Voltage, Energy, Power, Power factor, Frequency, Unbalance, Temperature, Manual operating mechanism with mechanical closing, without Spring charging motor, Ready-to-close signal. switch, Auxiliary switches 2NO+2NC, without Closing coil (CC), manual operating mechanism with mechanical closing, without Remote trip alarm reset coil (RR), without 2nd shunt trip, without 1st Shunt trip | 91000 | 1 | Z\ | 1
3WA1112-2MF03-0AA0 |  | Fixed-mounted circuit breaker IEC 60947-2, frame size 1, 3-poles, In=1250A up to 690V AC 50/60Hz, breaking capacity N Icu=55/42kA at 500/690V, Trip unit ETU600 LSIG upgrade ready , colordisplay, bluetooth and USB interface, Protection LT, ST, INST, GFx, N-protection required an external N-sensor, incl. trip alarm switch (1xCO), front connection double hole, with internal voltage tap on upper stab of circuit breaker, with voltage tap module VTM680 and power supply of ETU600, able to communication, integrated metering type PMF-2 Basic Power Monitoring, Voltage, Energy, Power, Power factor, Frequency, Unbalance, Temperature, Manual operating mechanism with mechanical closing, without Spring charging motor, Ready-to-close signal. switch, Auxiliary switches 2NO+2NC, without Closing coil (CC), manual operating mechanism with mechanical closing, without Remote trip alarm reset coil (RR), without 2nd shunt trip, without 1st Shunt trip | 97000 | 1 | Z\ | 1
3WA1112-2MF11-0AA0 |  | Fixed-mounted circuit breaker IEC 60947-2, frame size 1, 4-poles, N-pole left, In=1250A up to 690V AC 50/60Hz, breaking capacity N Icu=55/42kA at 500/690V, Trip unit ETU600 LSIG upgrade ready , colordisplay, bluetooth and USB interface, Protection LT, ST, INST, GFx, include N-protection, (internal N-sensor available), incl. trip alarm switch (1xCO), rear connection vertical, with internal voltage tap on upper stab of circuit breaker, with voltage tap module VTM680 and power supply of ETU600, able to communication, integrated metering type PMF-2 Basic Power Monitoring, Voltage, Energy, Power, Power factor, Frequency, Unbalance, Temperature, Manual operating mechanism with mechanical closing, without Spring charging motor, Ready-to-close signal. switch, Auxiliary switches 2NO+2NC, without Closing coil (CC), manual operating mechanism with mechanical closing, without Remote trip alarm reset coil (RR), without 2nd shunt trip, without 1st Shunt trip | 113700 | 1 | Z\ | 1
3WA1112-2MF12-0AA0 |  | Fixed-mounted circuit breaker IEC 60947-2, frame size 1, 4-poles, N-pole left, In=1250A up to 690V AC 50/60Hz, breaking capacity N Icu=55/42kA at 500/690V, Trip unit ETU600 LSIG upgrade ready , colordisplay, bluetooth and USB interface, Protection LT, ST, INST, GFx, include N-protection, (internal N-sensor available), incl. trip alarm switch (1xCO), rear connection horizontal, with internal voltage tap on upper stab of circuit breaker, with voltage tap module VTM680 and power supply of ETU600, able to communication, integrated metering type PMF-2 Basic Power Monitoring, Voltage, Energy, Power, Power factor, Frequency, Unbalance, Temperature, Manual operating mechanism with mechanical closing, without Spring charging motor, Ready-to-close signal. switch, Auxiliary switches 2NO+2NC, without Closing coil (CC), manual operating mechanism with mechanical closing, without Remote trip alarm reset coil (RR), without 2nd shunt trip, without 1st Shunt trip | 111100 | 1 | Z\ | 1
3WA1112-2MF13-0AA0 |  | Fixed-mounted circuit breaker IEC 60947-2, frame size 1, 4-poles, N-pole left, In=1250A up to 690V AC 50/60Hz, breaking capacity N Icu=55/42kA at 500/690V, Trip unit ETU600 LSIG upgrade ready , colordisplay, bluetooth and USB interface, Protection LT, ST, INST, GFx, include N-protection, (internal N-sensor available), incl. trip alarm switch (1xCO), front connection double hole, with internal voltage tap on upper stab of circuit breaker, with voltage tap module VTM680 and power supply of ETU600, able to communication, integrated metering type PMF-2 Basic Power Monitoring, Voltage, Energy, Power, Power factor, Frequency, Unbalance, Temperature, Manual operating mechanism with mechanical closing, without Spring charging motor, Ready-to-close signal. switch, Auxiliary switches 2NO+2NC, without Closing coil (CC), manual operating mechanism with mechanical closing, without Remote trip alarm reset coil (RR), without 2nd shunt trip, without 1st Shunt trip | 118700 | 1 | Z\ | 1
3WA1112-2MF21-0AA0 |  | fixed-mounted circuit breaker, IEC 60947-2, size 1, 4-pole, N pole on right, In=1250 A up to 690 V AC 50/60 Hz, breaking capacity N Icc=55/42 kA at 500/690 V, tripping unit ETU600 LSIG upgradeable, color display, Bluetooth, USB interface, basic protection LT, ST, INST, GFx, including protection of the N conductor (internal neutral point sensor available), trip alarm switch (1 x CO), connection at rear vertical, with internal voltage tap on upper stab of circuit breaker, with voltage tap module VTM680 and power supply of ETU600, able to communication, integrated metering type PMF-2 Basic Power Monitoring, Voltage, Energy, Power, Power factor, Frequency, Unbalance, Temperature, Manual operating mechanism with mechanical closing, without Spring charging motor, Ready-to-close signal. switch, Auxiliary switches 2NO+2NC, without Closing coil (CC), manual operating mechanism with mechanical closing, without Remote trip alarm reset coil (RR), without 2nd shunt trip, without 1st Shunt trip | 113700 | 1 | Z\ | 1
3WA1112-2MF22-0AA0 |  | fixed-mounted circuit breaker, IEC 60947-2, size 1, 4-pole, N pole on right, In=1250 A up to 690 V AC 50/60 Hz, breaking capacity N Icc=55/42 kA at 500/690 V, tripping unit ETU600 LSIG upgradeable, color display, Bluetooth, USB interface, basic protection LT, ST, INST, GFx, including protection of the N conductor (internal neutral point sensor available), trip alarm switch (1 x CO), connection at rear horizontal with internal voltage tap on upper stab of circuit breaker, with voltage tap module VTM680 and power supply of ETU600, able to communication, integrated metering type PMF-2 Basic Power Monitoring, Voltage, Energy, Power, Power factor, Frequency, Unbalance, Temperature, Manual operating mechanism with mechanical closing, without Spring charging motor, Ready-to-close signal. switch, Auxiliary switches 2NO+2NC, without Closing coil (CC), manual operating mechanism with mechanical closing, without Remote trip alarm reset coil (RR), without 2nd shunt trip, without 1st Shunt trip | 111100 | 1 | Z\ | 1
3WA1112-2MF23-0AA0 |  | fixed-mounted circuit breaker, IEC 60947-2, size 1, 4-pole, N pole on right, In=1250 A up to 690 V AC 50/60 Hz, breaking capacity N Icc=55/42 kA at 500/690 V, tripping unit ETU600 LSIG upgradeable, color display, Bluetooth, USB interface, basic protection LT, ST, INST, GFx, including protection of the N conductor (internal neutral point sensor available), trip alarm switch (1 x CO), front connection double hole, with internal voltage tap on upper stab of circuit breaker, with voltage tap module VTM680 and power supply of ETU600, able to communication, integrated metering type PMF-2 Basic Power Monitoring, Voltage, Energy, Power, Power factor, Frequency, Unbalance, Temperature, Manual operating mechanism with mechanical closing, without Spring charging motor, Ready-to-close signal. switch, Auxiliary switches 2NO+2NC, without Closing coil (CC), manual operating mechanism with mechanical closing, without Remote trip alarm reset coil (RR), without 2nd shunt trip, without 1st Shunt trip | 118700 | 1 | Z\ | 1
3WA1112-2MF31-0AA0 |  | Withdrawable circuit breaker with guide frame, IEC 60947-2, frame size 1, 3-poles, In=1250A up to 690V AC 50/60Hz, breaking capacity N Icu=55/42kA at 500/690V, Trip unit ETU600 LSIG upgrade ready , colordisplay, bluetooth and USB interface, Protection LT, ST, INST, GFx, N-protection required an external N-sensor, incl. trip alarm switch (1xCO), rear connection vertical, guide frame with shutter and w/o position signalling switch, with internal voltage tap on upper stab of circuit breaker, with voltage tap module VTM680 and power supply of ETU600, able to communication, integrated metering type PMF-2 Basic Power Monitoring, Voltage, Energy, Power, Power factor, Frequency, Unbalance, Temperature, Manual operating mechanism with mechanical closing, without Spring charging motor, Ready-to-close signal. switch, Auxiliary switches 2NO+2NC, without Closing coil (CC), manual operating mechanism with mechanical closing, without Remote trip alarm reset coil (RR), without 2nd shunt trip, without 1st Shunt trip | 114300 | 1 | Z\ | 1
3WA1112-2MF32-0AA0 |  | Withdrawable circuit breaker with guide frame, IEC 60947-2, frame size 1, 3-poles, In=1250A up to 690V AC 50/60Hz, breaking capacity N Icu=55/42kA at 500/690V, Trip unit ETU600 LSIG upgrade ready , colordisplay, bluetooth and USB interface, Protection LT, ST, INST, GFx, N-protection required an external N-sensor, incl. trip alarm switch (1xCO), rear connection horizontal, guide frame with shutter and w/o position signalling switch, with internal voltage tap on upper stab of circuit breaker, with voltage tap module VTM680 and power supply of ETU600, able to communication, integrated metering type PMF-2 Basic Power Monitoring, Voltage, Energy, Power, Power factor, Frequency, Unbalance, Temperature, Manual operating mechanism with mechanical closing, without Spring charging motor, Ready-to-close signal. switch, Auxiliary switches 2NO+2NC, without Closing coil (CC), manual operating mechanism with mechanical closing, without Remote trip alarm reset coil (RR), without 2nd shunt trip, without 1st Shunt trip | 111400 | 1 | Z\ | 1
3WA1112-2MF33-0AA0 |  | Withdrawable circuit breaker with guide frame, IEC 60947-2, frame size 1, 3-poles, In=1250A up to 690V AC 50/60Hz, breaking capacity N Icu=55/42kA at 500/690V, Trip unit ETU600 LSIG upgrade ready , colordisplay, bluetooth and USB interface, Protection LT, ST, INST, GFx, N-protection required an external N-sensor, incl. trip alarm switch (1xCO), front connection double hole, guide frame with shutter and w/o position signalling switch, with internal voltage tap on upper stab of circuit breaker, with voltage tap module VTM680 and power supply of ETU600, able to communication, integrated metering type PMF-2 Basic Power Monitoring, Voltage, Energy, Power, Power factor, Frequency, Unbalance, Temperature, Manual operating mechanism with mechanical closing, without Spring charging motor, Ready-to-close signal. switch, Auxiliary switches 2NO+2NC, without Closing coil (CC), manual operating mechanism with mechanical closing, without Remote trip alarm reset coil (RR), without 2nd shunt trip, without 1st Shunt trip | 119700 | 1 | Z\ | 1
3WA1112-2MF34-0AA0 |  | Withdrawable circuit breaker with guide frame, IEC 60947-2, frame size 1, 3-poles, In=1250A up to 690V AC 50/60Hz, breaking capacity N Icu=55/42kA at 500/690V, Trip unit ETU600 LSIG upgrade ready , colordisplay, bluetooth and USB interface, Protection LT, ST, INST, GFx, N-protection required an external N-sensor, incl. trip alarm switch (1xCO), rear connection flange, guide frame with shutter and w/o position signalling switch, with internal voltage tap on upper stab of circuit breaker, with voltage tap module VTM680 and power supply of ETU600, able to communication, integrated metering type PMF-2 Basic Power Monitoring, Voltage, Energy, Power, Power factor, Frequency, Unbalance, Temperature, Manual operating mechanism with mechanical closing, without Spring charging motor, Ready-to-close signal. switch, Auxiliary switches 2NO+2NC, without Closing coil (CC), manual operating mechanism with mechanical closing, without Remote trip alarm reset coil (RR), without 2nd shunt trip, without 1st Shunt trip | 111400 | 1 | Z\ | 1
3WA1112-2MF41-0AA0 |  | Withdrawable circuit breaker with guide frame, IEC 60947-2, frame size 1, 4-poles, N-pole left, In=1250A up to 690V AC 50/60Hz, breaking capacity N Icu=55/42kA at 500/690V, Trip unit ETU600 LSIG upgrade ready , colordisplay, bluetooth and USB interface, Protection LT, ST, INST, GFx, include N-protection, (internal N-sensor available), incl. trip alarm switch (1xCO), rear connection vertical, guide frame with shutter and w/o position signalling switch, with internal voltage tap on upper stab of circuit breaker, with voltage tap module VTM680 and power supply of ETU600, able to communication, integrated metering type PMF-2 Basic Power Monitoring, Voltage, Energy, Power, Power factor, Frequency, Unbalance, Temperature, Manual operating mechanism with mechanical closing, without Spring charging motor, Ready-to-close signal. switch, Auxiliary switches 2NO+2NC, without Closing coil (CC), manual operating mechanism with mechanical closing, without Remote trip alarm reset coil (RR), without 2nd shunt trip, without 1st Shunt trip | 141700 | 1 | Z\ | 1
3WA1112-2MF42-0AA0 |  | Withdrawable circuit breaker with guide frame, IEC 60947-2, frame size 1, 4-poles, N-pole left, In=1250A up to 690V AC 50/60Hz, breaking capacity N Icu=55/42kA at 500/690V, Trip unit ETU600 LSIG upgrade ready , colordisplay, bluetooth and USB interface, Protection LT, ST, INST, GFx, include N-protection, (internal N-sensor available), incl. trip alarm switch (1xCO), rear connection horizontal, guide frame with shutter and w/o position signalling switch, with internal voltage tap on upper stab of circuit breaker, with voltage tap module VTM680 and power supply of ETU600, able to communication, integrated metering type PMF-2 Basic Power Monitoring, Voltage, Energy, Power, Power factor, Frequency, Unbalance, Temperature, Manual operating mechanism with mechanical closing, without Spring charging motor, Ready-to-close signal. switch, Auxiliary switches 2NO+2NC, without Closing coil (CC), manual operating mechanism with mechanical closing, without Remote trip alarm reset coil (RR), without 2nd shunt trip, without 1st Shunt trip | 137700 | 1 | Z\ | 1
3WA1112-2MF43-0AA0 |  | Withdrawable circuit breaker with guide frame, IEC 60947-2, frame size 1, 4-poles, N-pole left, In=1250A up to 690V AC 50/60Hz, breaking capacity N Icu=55/42kA at 500/690V, Trip unit ETU600 LSIG upgrade ready , colordisplay, bluetooth and USB interface, Protection LT, ST, INST, GFx, include N-protection, (internal N-sensor available), incl. trip alarm switch (1xCO), front connection double hole, guide frame with shutter and w/o position signalling switch, with internal voltage tap on upper stab of circuit breaker, with voltage tap module VTM680 and power supply of ETU600, able to communication, integrated metering type PMF-2 Basic Power Monitoring, Voltage, Energy, Power, Power factor, Frequency, Unbalance, Temperature, Manual operating mechanism with mechanical closing, without Spring charging motor, Ready-to-close signal. switch, Auxiliary switches 2NO+2NC, without Closing coil (CC), manual operating mechanism with mechanical closing, without Remote trip alarm reset coil (RR), without 2nd shunt trip, without 1st Shunt trip | 149700 | 1 | Z\ | 1
3WA1112-2MF44-0AA0 |  | Withdrawable circuit breaker with guide frame, IEC 60947-2, frame size 1, 4-poles, N-pole left, In=1250A up to 690V AC 50/60Hz, breaking capacity N Icu=55/42kA at 500/690V, Trip unit ETU600 LSIG upgrade ready , colordisplay, bluetooth and USB interface, Protection LT, ST, INST, GFx, include N-protection, (internal N-sensor available), incl. trip alarm switch (1xCO), rear connection flange, guide frame with shutter and w/o position signalling switch, with internal voltage tap on upper stab of circuit breaker, with voltage tap module VTM680 and power supply of ETU600, able to communication, integrated metering type PMF-2 Basic Power Monitoring, Voltage, Energy, Power, Power factor, Frequency, Unbalance, Temperature, Manual operating mechanism with mechanical closing, without Spring charging motor, Ready-to-close signal. switch, Auxiliary switches 2NO+2NC, without Closing coil (CC), manual operating mechanism with mechanical closing, without Remote trip alarm reset coil (RR), without 2nd shunt trip, without 1st Shunt trip | 137700 | 1 | Z\ | 1
3WA1112-2NE01-0AA0 |  | Fixed-mounted circuit breaker IEC 60947-2, frame size 1, 3-poles, In=1250A up to 690V AC 50/60Hz, breaking capacity N Icu=55/42kA at 500/690V, Trip unit ETU600 LSI upgrade ready , colordisplay, bluetooth and USB interface, Protection LT, ST, INST, N-protection required an external N-sensor, incl. trip alarm switch (1xCO), rear connection vertical, with internal voltage tap on upper stab of circuit breaker, with voltage tap module VTM680 and power supply of ETU600, able to communication, integrated metering type PMF-3 Advanced Power Monitor., Voltage, Energy, Power, Power factor, Frequency, Unbalance, Temperature, Power quality, Manual operating mechanism with mechanical closing, without Spring charging motor, Ready-to-close signal. switch, Auxiliary switches 2NO+2NC, without Closing coil (CC), manual operating mechanism with mechanical closing, without Remote trip alarm reset coil (RR), without 2nd shunt trip, without 1st Shunt trip | 88800 | 1 | Z\ | 1
3WA1112-2NE02-0AA0 |  | Fixed-mounted circuit breaker IEC 60947-2, frame size 1, 3-poles, In=1250A up to 690V AC 50/60Hz, breaking capacity N Icu=55/42kA at 500/690V, Trip unit ETU600 LSI upgrade ready , colordisplay, bluetooth and USB interface, Protection LT, ST, INST, N-protection required an external N-sensor, incl. trip alarm switch (1xCO), rear connection horizontal, with internal voltage tap on upper stab of circuit breaker, with voltage tap module VTM680 and power supply of ETU600, able to communication, integrated metering type PMF-3 Advanced Power Monitor., Voltage, Energy, Power, Power factor, Frequency, Unbalance, Temperature, Power quality, Manual operating mechanism with mechanical closing, without Spring charging motor, Ready-to-close signal. switch, Auxiliary switches 2NO+2NC, without Closing coil (CC), manual operating mechanism with mechanical closing, without Remote trip alarm reset coil (RR), without 2nd shunt trip, without 1st Shunt trip | 86800 | 1 | Z\ | 1
3WA1112-2NE03-0AA0 |  | Fixed-mounted circuit breaker IEC 60947-2, frame size 1, 3-poles, In=1250A up to 690V AC 50/60Hz, breaking capacity N Icu=55/42kA at 500/690V, Trip unit ETU600 LSI upgrade ready , colordisplay, bluetooth and USB interface, Protection LT, ST, INST, N-protection required an external N-sensor, incl. trip alarm switch (1xCO), front connection double hole, with internal voltage tap on upper stab of circuit breaker, with voltage tap module VTM680 and power supply of ETU600, able to communication, integrated metering type PMF-3 Advanced Power Monitor., Voltage, Energy, Power, Power factor, Frequency, Unbalance, Temperature, Power quality, Manual operating mechanism with mechanical closing, without Spring charging motor, Ready-to-close signal. switch, Auxiliary switches 2NO+2NC, without Closing coil (CC), manual operating mechanism with mechanical closing, without Remote trip alarm reset coil (RR), without 2nd shunt trip, without 1st Shunt trip | 92800 | 1 | Z\ | 1
3WA1112-2NE11-0AA0 |  | Fixed-mounted circuit breaker IEC 60947-2, frame size 1, 4-poles, N-pole left, In=1250A up to 690V AC 50/60Hz, breaking capacity N Icu=55/42kA at 500/690V, Trip unit ETU600 LSI upgrade ready , colordisplay, bluetooth and USB interface, Protection LT, ST, INST, include N-protection, (internal N-sensor available), incl. trip alarm switch (1xCO), rear connection vertical, with internal voltage tap on upper stab of circuit breaker, with voltage tap module VTM680 and power supply of ETU600, able to communication, integrated metering type PMF-3 Advanced Power Monitor., Voltage, Energy, Power, Power factor, Frequency, Unbalance, Temperature, Power quality, Manual operating mechanism with mechanical closing, without Spring charging motor, Ready-to-close signal. switch, Auxiliary switches 2NO+2NC, without Closing coil (CC), manual operating mechanism with mechanical closing, without Remote trip alarm reset coil (RR), without 2nd shunt trip, without 1st Shunt trip | 109500 | 1 | Z\ | 1
3WA1112-2NE12-0AA0 |  | Fixed-mounted circuit breaker IEC 60947-2, frame size 1, 4-poles, N-pole left, In=1250A up to 690V AC 50/60Hz, breaking capacity N Icu=55/42kA at 500/690V, Trip unit ETU600 LSI upgrade ready , colordisplay, bluetooth and USB interface, Protection LT, ST, INST, include N-protection, (internal N-sensor available), incl. trip alarm switch (1xCO), rear connection horizontal, with internal voltage tap on upper stab of circuit breaker, with voltage tap module VTM680 and power supply of ETU600, able to communication, integrated metering type PMF-3 Advanced Power Monitor., Voltage, Energy, Power, Power factor, Frequency, Unbalance, Temperature, Power quality, Manual operating mechanism with mechanical closing, without Spring charging motor, Ready-to-close signal. switch, Auxiliary switches 2NO+2NC, without Closing coil (CC), manual operating mechanism with mechanical closing, without Remote trip alarm reset coil (RR), without 2nd shunt trip, without 1st Shunt trip | 106800 | 1 | Z\ | 1
3WA1112-2NE13-0AA0 |  | Fixed-mounted circuit breaker IEC 60947-2, frame size 1, 4-poles, N-pole left, In=1250A up to 690V AC 50/60Hz, breaking capacity N Icu=55/42kA at 500/690V, Trip unit ETU600 LSI upgrade ready , colordisplay, bluetooth and USB interface, Protection LT, ST, INST, include N-protection, (internal N-sensor available), incl. trip alarm switch (1xCO), front connection double hole, with internal voltage tap on upper stab of circuit breaker, with voltage tap module VTM680 and power supply of ETU600, able to communication, integrated metering type PMF-3 Advanced Power Monitor., Voltage, Energy, Power, Power factor, Frequency, Unbalance, Temperature, Power quality, Manual operating mechanism with mechanical closing, without Spring charging motor, Ready-to-close signal. switch, Auxiliary switches 2NO+2NC, without Closing coil (CC), manual operating mechanism with mechanical closing, without Remote trip alarm reset coil (RR), without 2nd shunt trip, without 1st Shunt trip | 114800 | 1 | Z\ | 1
3WA1112-2NE21-0AA0 |  | fixed-mounted circuit breaker, IEC 60947-2, size 1, 4-pole, N pole on right, In=1250 A up to 690 V AC 50/60 Hz, breaking capacity N Icc=55/42 kA at 500/690 V, tripping unit ETU600 LSI upgradeable, color display, Bluetooth, USB interface, basic protection LT, ST, INST, including protection of the N conductor (internal neutral point sensor available), trip alarm switch (1 x CO), connection at rear vertical, with internal voltage tap on upper stab of circuit breaker, with voltage tap module VTM680 and power supply of ETU600, able to communication, integrated metering type PMF-3 Advanced Power Monitor., Voltage, Energy, Power, Power factor, Frequency, Unbalance, Temperature, Power quality, Manual operating mechanism with mechanical closing, without Spring charging motor, Ready-to-close signal. switch, Auxiliary switches 2NO+2NC, without Closing coil (CC), manual operating mechanism with mechanical closing, without Remote trip alarm reset coil (RR), without 2nd shunt trip, without 1st Shunt trip | 109500 | 1 | Z\ | 1
3WA1112-2NE22-0AA0 |  | fixed-mounted circuit breaker, IEC 60947-2, size 1, 4-pole, N pole on right, In=1250 A up to 690 V AC 50/60 Hz, breaking capacity N Icc=55/42 kA at 500/690 V, tripping unit ETU600 LSI upgradeable, color display, Bluetooth, USB interface, basic protection LT, ST, INST, including protection of the N conductor (internal neutral point sensor available), trip alarm switch (1 x CO), connection at rear horizontal with internal voltage tap on upper stab of circuit breaker, with voltage tap module VTM680 and power supply of ETU600, able to communication, integrated metering type PMF-3 Advanced Power Monitor., Voltage, Energy, Power, Power factor, Frequency, Unbalance, Temperature, Power quality, Manual operating mechanism with mechanical closing, without Spring charging motor, Ready-to-close signal. switch, Auxiliary switches 2NO+2NC, without Closing coil (CC), manual operating mechanism with mechanical closing, without Remote trip alarm reset coil (RR), without 2nd shunt trip, without 1st Shunt trip | 106800 | 1 | Z\ | 1
3WA1112-2NE23-0AA0 |  | fixed-mounted circuit breaker, IEC 60947-2, size 1, 4-pole, N pole on right, In=1250 A up to 690 V AC 50/60 Hz, breaking capacity N Icc=55/42 kA at 500/690 V, tripping unit ETU600 LSI upgradeable, color display, Bluetooth, USB interface, basic protection LT, ST, INST, including protection of the N conductor (internal neutral point sensor available), trip alarm switch (1 x CO), front connection double hole, with internal voltage tap on upper stab of circuit breaker, with voltage tap module VTM680 and power supply of ETU600, able to communication, integrated metering type PMF-3 Advanced Power Monitor., Voltage, Energy, Power, Power factor, Frequency, Unbalance, Temperature, Power quality, Manual operating mechanism with mechanical closing, without Spring charging motor, Ready-to-close signal. switch, Auxiliary switches 2NO+2NC, without Closing coil (CC), manual operating mechanism with mechanical closing, without Remote trip alarm reset coil (RR), without 2nd shunt trip, without 1st Shunt trip | 114800 | 1 | Z\ | 1
3WA1112-2NE31-0AA0 |  | Withdrawable circuit breaker with guide frame, IEC 60947-2, frame size 1, 3-poles, In=1250A up to 690V AC 50/60Hz, breaking capacity N Icu=55/42kA at 500/690V, Trip unit ETU600 LSI upgrade ready , colordisplay, bluetooth and USB interface, Protection LT, ST, INST, N-protection required an external N-sensor, incl. trip alarm switch (1xCO), rear connection vertical, guide frame with shutter and w/o position signalling switch, with internal voltage tap on upper stab of circuit breaker, with voltage tap module VTM680 and power supply of ETU600, able to communication, integrated metering type PMF-3 Advanced Power Monitor., Voltage, Energy, Power, Power factor, Frequency, Unbalance, Temperature, Power quality, Manual operating mechanism with mechanical closing, without Spring charging motor, Ready-to-close signal. switch, Auxiliary switches 2NO+2NC, without Closing coil (CC), manual operating mechanism with mechanical closing, without Remote trip alarm reset coil (RR), without 2nd shunt trip, without 1st Shunt trip | 110000 | 1 | Z\ | 1
3WA1112-2NE32-0AA0 |  | Withdrawable circuit breaker with guide frame, IEC 60947-2, frame size 1, 3-poles, In=1250A up to 690V AC 50/60Hz, breaking capacity N Icu=55/42kA at 500/690V, Trip unit ETU600 LSI upgrade ready , colordisplay, bluetooth and USB interface, Protection LT, ST, INST, N-protection required an external N-sensor, incl. trip alarm switch (1xCO), rear connection horizontal, guide frame with shutter and w/o position signalling switch, with internal voltage tap on upper stab of circuit breaker, with voltage tap module VTM680 and power supply of ETU600, able to communication, integrated metering type PMF-3 Advanced Power Monitor., Voltage, Energy, Power, Power factor, Frequency, Unbalance, Temperature, Power quality, Manual operating mechanism with mechanical closing, without Spring charging motor, Ready-to-close signal. switch, Auxiliary switches 2NO+2NC, without Closing coil (CC), manual operating mechanism with mechanical closing, without Remote trip alarm reset coil (RR), without 2nd shunt trip, without 1st Shunt trip | 107200 | 1 | Z\ | 1
3WA1112-2NE33-0AA0 |  | Withdrawable circuit breaker with guide frame, IEC 60947-2, frame size 1, 3-poles, In=1250A up to 690V AC 50/60Hz, breaking capacity N Icu=55/42kA at 500/690V, Trip unit ETU600 LSI upgrade ready , colordisplay, bluetooth and USB interface, Protection LT, ST, INST, N-protection required an external N-sensor, incl. trip alarm switch (1xCO), front connection double hole, guide frame with shutter and w/o position signalling switch, with internal voltage tap on upper stab of circuit breaker, with voltage tap module VTM680 and power supply of ETU600, able to communication, integrated metering type PMF-3 Advanced Power Monitor., Voltage, Energy, Power, Power factor, Frequency, Unbalance, Temperature, Power quality, Manual operating mechanism with mechanical closing, without Spring charging motor, Ready-to-close signal. switch, Auxiliary switches 2NO+2NC, without Closing coil (CC), manual operating mechanism with mechanical closing, without Remote trip alarm reset coil (RR), without 2nd shunt trip, without 1st Shunt trip | 115800 | 1 | Z\ | 1
3WA1112-2NE34-0AA0 |  | Withdrawable circuit breaker with guide frame, IEC 60947-2, frame size 1, 3-poles, In=1250A up to 690V AC 50/60Hz, breaking capacity N Icu=55/42kA at 500/690V, Trip unit ETU600 LSI upgrade ready , colordisplay, bluetooth and USB interface, Protection LT, ST, INST, N-protection required an external N-sensor, incl. trip alarm switch (1xCO), rear connection flange, guide frame with shutter and w/o position signalling switch, with internal voltage tap on upper stab of circuit breaker, with voltage tap module VTM680 and power supply of ETU600, able to communication, integrated metering type PMF-3 Advanced Power Monitor., Voltage, Energy, Power, Power factor, Frequency, Unbalance, Temperature, Power quality, Manual operating mechanism with mechanical closing, without Spring charging motor, Ready-to-close signal. switch, Auxiliary switches 2NO+2NC, without Closing coil (CC), manual operating mechanism with mechanical closing, without Remote trip alarm reset coil (RR), without 2nd shunt trip, without 1st Shunt trip | 107200 | 1 | Z\ | 1
3WA1112-2NE41-0AA0 |  | Withdrawable circuit breaker with guide frame, IEC 60947-2, frame size 1, 4-poles, N-pole left, In=1250A up to 690V AC 50/60Hz, breaking capacity N Icu=55/42kA at 500/690V, Trip unit ETU600 LSI upgrade ready , colordisplay, bluetooth and USB interface, Protection LT, ST, INST, include N-protection, (internal N-sensor available), incl. trip alarm switch (1xCO), rear connection vertical, guide frame with shutter and w/o position signalling switch, with internal voltage tap on upper stab of circuit breaker, with voltage tap module VTM680 and power supply of ETU600, able to communication, integrated metering type PMF-3 Advanced Power Monitor., Voltage, Energy, Power, Power factor, Frequency, Unbalance, Temperature, Power quality, Manual operating mechanism with mechanical closing, without Spring charging motor, Ready-to-close signal. switch, Auxiliary switches 2NO+2NC, without Closing coil (CC), manual operating mechanism with mechanical closing, without Remote trip alarm reset coil (RR), without 2nd shunt trip, without 1st Shunt trip | 137100 | 1 | Z\ | 1
3WA1112-2NE42-0AA0 |  | Withdrawable circuit breaker with guide frame, IEC 60947-2, frame size 1, 4-poles, N-pole left, In=1250A up to 690V AC 50/60Hz, breaking capacity N Icu=55/42kA at 500/690V, Trip unit ETU600 LSI upgrade ready , colordisplay, bluetooth and USB interface, Protection LT, ST, INST, include N-protection, (internal N-sensor available), incl. trip alarm switch (1xCO), rear connection horizontal, guide frame with shutter and w/o position signalling switch, with internal voltage tap on upper stab of circuit breaker, with voltage tap module VTM680 and power supply of ETU600, able to communication, integrated metering type PMF-3 Advanced Power Monitor., Voltage, Energy, Power, Power factor, Frequency, Unbalance, Temperature, Power quality, Manual operating mechanism with mechanical closing, without Spring charging motor, Ready-to-close signal. switch, Auxiliary switches 2NO+2NC, without Closing coil (CC), manual operating mechanism with mechanical closing, without Remote trip alarm reset coil (RR), without 2nd shunt trip, without 1st Shunt trip | 134100 | 1 | Z\ | 1
3WA1112-2NE43-0AA0 |  | Withdrawable circuit breaker with guide frame, IEC 60947-2, frame size 1, 4-poles, N-pole left, In=1250A up to 690V AC 50/60Hz, breaking capacity N Icu=55/42kA at 500/690V, Trip unit ETU600 LSI upgrade ready , colordisplay, bluetooth and USB interface, Protection LT, ST, INST, include N-protection, (internal N-sensor available), incl. trip alarm switch (1xCO), front connection double hole, guide frame with shutter and w/o position signalling switch, with internal voltage tap on upper stab of circuit breaker, with voltage tap module VTM680 and power supply of ETU600, able to communication, integrated metering type PMF-3 Advanced Power Monitor., Voltage, Energy, Power, Power factor, Frequency, Unbalance, Temperature, Power quality, Manual operating mechanism with mechanical closing, without Spring charging motor, Ready-to-close signal. switch, Auxiliary switches 2NO+2NC, without Closing coil (CC), manual operating mechanism with mechanical closing, without Remote trip alarm reset coil (RR), without 2nd shunt trip, without 1st Shunt trip | 145100 | 1 | Z\ | 1
3WA1112-2NE44-0AA0 |  | Withdrawable circuit breaker with guide frame, IEC 60947-2, frame size 1, 4-poles, N-pole left, In=1250A up to 690V AC 50/60Hz, breaking capacity N Icu=55/42kA at 500/690V, Trip unit ETU600 LSI upgrade ready , colordisplay, bluetooth and USB interface, Protection LT, ST, INST, include N-protection, (internal N-sensor available), incl. trip alarm switch (1xCO), rear connection flange, guide frame with shutter and w/o position signalling switch, with internal voltage tap on upper stab of circuit breaker, with voltage tap module VTM680 and power supply of ETU600, able to communication, integrated metering type PMF-3 Advanced Power Monitor., Voltage, Energy, Power, Power factor, Frequency, Unbalance, Temperature, Power quality, Manual operating mechanism with mechanical closing, without Spring charging motor, Ready-to-close signal. switch, Auxiliary switches 2NO+2NC, without Closing coil (CC), manual operating mechanism with mechanical closing, without Remote trip alarm reset coil (RR), without 2nd shunt trip, without 1st Shunt trip | 134100 | 1 | Z\ | 1
3WA1112-2NF01-0AA0 |  | Fixed-mounted circuit breaker IEC 60947-2, frame size 1, 3-poles, In=1250A up to 690V AC 50/60Hz, breaking capacity N Icu=55/42kA at 500/690V, Trip unit ETU600 LSIG upgrade ready , colordisplay, bluetooth and USB interface, Protection LT, ST, INST, GFx, N-protection required an external N-sensor, incl. trip alarm switch (1xCO), rear connection vertical, with internal voltage tap on upper stab of circuit breaker, with voltage tap module VTM680 and power supply of ETU600, able to communication, integrated metering type PMF-3 Advanced Power Monitor., Voltage, Energy, Power, Power factor, Frequency, Unbalance, Temperature, Power quality, Manual operating mechanism with mechanical closing, without Spring charging motor, Ready-to-close signal. switch, Auxiliary switches 2NO+2NC, without Closing coil (CC), manual operating mechanism with mechanical closing, without Remote trip alarm reset coil (RR), without 2nd shunt trip, without 1st Shunt trip | 99400 | 1 | Z\ | 1
3WA1112-2NF02-0AA0 |  | Fixed-mounted circuit breaker IEC 60947-2, frame size 1, 3-poles, In=1250A up to 690V AC 50/60Hz, breaking capacity N Icu=55/42kA at 500/690V, Trip unit ETU600 LSIG upgrade ready , colordisplay, bluetooth and USB interface, Protection LT, ST, INST, GFx, N-protection required an external N-sensor, incl. trip alarm switch (1xCO), rear connection horizontal, with internal voltage tap on upper stab of circuit breaker, with voltage tap module VTM680 and power supply of ETU600, able to communication, integrated metering type PMF-3 Advanced Power Monitor., Voltage, Energy, Power, Power factor, Frequency, Unbalance, Temperature, Power quality, Manual operating mechanism with mechanical closing, without Spring charging motor, Ready-to-close signal. switch, Auxiliary switches 2NO+2NC, without Closing coil (CC), manual operating mechanism with mechanical closing, without Remote trip alarm reset coil (RR), without 2nd shunt trip, without 1st Shunt trip | 97400 | 1 | Z\ | 1
3WA1112-2NF03-0AA0 |  | Fixed-mounted circuit breaker IEC 60947-2, frame size 1, 3-poles, In=1250A up to 690V AC 50/60Hz, breaking capacity N Icu=55/42kA at 500/690V, Trip unit ETU600 LSIG upgrade ready , colordisplay, bluetooth and USB interface, Protection LT, ST, INST, GFx, N-protection required an external N-sensor, incl. trip alarm switch (1xCO), front connection double hole, with internal voltage tap on upper stab of circuit breaker, with voltage tap module VTM680 and power supply of ETU600, able to communication, integrated metering type PMF-3 Advanced Power Monitor., Voltage, Energy, Power, Power factor, Frequency, Unbalance, Temperature, Power quality, Manual operating mechanism with mechanical closing, without Spring charging motor, Ready-to-close signal. switch, Auxiliary switches 2NO+2NC, without Closing coil (CC), manual operating mechanism with mechanical closing, without Remote trip alarm reset coil (RR), without 2nd shunt trip, without 1st Shunt trip | 103400 | 1 | Z\ | 1
3WA1112-2NF11-0AA0 |  | Fixed-mounted circuit breaker IEC 60947-2, frame size 1, 4-poles, N-pole left, In=1250A up to 690V AC 50/60Hz, breaking capacity N Icu=55/42kA at 500/690V, Trip unit ETU600 LSIG upgrade ready , colordisplay, bluetooth and USB interface, Protection LT, ST, INST, GFx, include N-protection, (internal N-sensor available), incl. trip alarm switch (1xCO), rear connection vertical, with internal voltage tap on upper stab of circuit breaker, with voltage tap module VTM680 and power supply of ETU600, able to communication, integrated metering type PMF-3 Advanced Power Monitor., Voltage, Energy, Power, Power factor, Frequency, Unbalance, Temperature, Power quality, Manual operating mechanism with mechanical closing, without Spring charging motor, Ready-to-close signal. switch, Auxiliary switches 2NO+2NC, without Closing coil (CC), manual operating mechanism with mechanical closing, without Remote trip alarm reset coil (RR), without 2nd shunt trip, without 1st Shunt trip | 120100 | 1 | Z\ | 1
3WA1112-2NF12-0AA0 |  | Fixed-mounted circuit breaker IEC 60947-2, frame size 1, 4-poles, N-pole left, In=1250A up to 690V AC 50/60Hz, breaking capacity N Icu=55/42kA at 500/690V, Trip unit ETU600 LSIG upgrade ready , colordisplay, bluetooth and USB interface, Protection LT, ST, INST, GFx, include N-protection, (internal N-sensor available), incl. trip alarm switch (1xCO), rear connection horizontal, with internal voltage tap on upper stab of circuit breaker, with voltage tap module VTM680 and power supply of ETU600, able to communication, integrated metering type PMF-3 Advanced Power Monitor., Voltage, Energy, Power, Power factor, Frequency, Unbalance, Temperature, Power quality, Manual operating mechanism with mechanical closing, without Spring charging motor, Ready-to-close signal. switch, Auxiliary switches 2NO+2NC, without Closing coil (CC), manual operating mechanism with mechanical closing, without Remote trip alarm reset coil (RR), without 2nd shunt trip, without 1st Shunt trip | 117500 | 1 | Z\ | 1
3WA1112-2NF13-0AA0 |  | Fixed-mounted circuit breaker IEC 60947-2, frame size 1, 4-poles, N-pole left, In=1250A up to 690V AC 50/60Hz, breaking capacity N Icu=55/42kA at 500/690V, Trip unit ETU600 LSIG upgrade ready , colordisplay, bluetooth and USB interface, Protection LT, ST, INST, GFx, include N-protection, (internal N-sensor available), incl. trip alarm switch (1xCO), front connection double hole, with internal voltage tap on upper stab of circuit breaker, with voltage tap module VTM680 and power supply of ETU600, able to communication, integrated metering type PMF-3 Advanced Power Monitor., Voltage, Energy, Power, Power factor, Frequency, Unbalance, Temperature, Power quality, Manual operating mechanism with mechanical closing, without Spring charging motor, Ready-to-close signal. switch, Auxiliary switches 2NO+2NC, without Closing coil (CC), manual operating mechanism with mechanical closing, without Remote trip alarm reset coil (RR), without 2nd shunt trip, without 1st Shunt trip | 125100 | 1 | Z\ | 1
3WA1112-2NF21-0AA0 |  | fixed-mounted circuit breaker, IEC 60947-2, size 1, 4-pole, N pole on right, In=1250 A up to 690 V AC 50/60 Hz, breaking capacity N Icc=55/42 kA at 500/690 V, tripping unit ETU600 LSIG upgradeable, color display, Bluetooth, USB interface, basic protection LT, ST, INST, GFx, including protection of the N conductor (internal neutral point sensor available), trip alarm switch (1 x CO), connection at rear vertical, with internal voltage tap on upper stab of circuit breaker, with voltage tap module VTM680 and power supply of ETU600, able to communication, integrated metering type PMF-3 Advanced Power Monitor., Voltage, Energy, Power, Power factor, Frequency, Unbalance, Temperature, Power quality, Manual operating mechanism with mechanical closing, without Spring charging motor, Ready-to-close signal. switch, Auxiliary switches 2NO+2NC, without Closing coil (CC), manual operating mechanism with mechanical closing, without Remote trip alarm reset coil (RR), without 2nd shunt trip, without 1st Shunt trip | 120100 | 1 | Z\ | 1
3WA1112-2NF22-0AA0 |  | fixed-mounted circuit breaker, IEC 60947-2, size 1, 4-pole, N pole on right, In=1250 A up to 690 V AC 50/60 Hz, breaking capacity N Icc=55/42 kA at 500/690 V, tripping unit ETU600 LSIG upgradeable, color display, Bluetooth, USB interface, basic protection LT, ST, INST, GFx, including protection of the N conductor (internal neutral point sensor available), trip alarm switch (1 x CO), connection at rear horizontal with internal voltage tap on upper stab of circuit breaker, with voltage tap module VTM680 and power supply of ETU600, able to communication, integrated metering type PMF-3 Advanced Power Monitor., Voltage, Energy, Power, Power factor, Frequency, Unbalance, Temperature, Power quality, Manual operating mechanism with mechanical closing, without Spring charging motor, Ready-to-close signal. switch, Auxiliary switches 2NO+2NC, without Closing coil (CC), manual operating mechanism with mechanical closing, without Remote trip alarm reset coil (RR), without 2nd shunt trip, without 1st Shunt trip | 117500 | 1 | Z\ | 1
3WA1112-2NF23-0AA0 |  | fixed-mounted circuit breaker, IEC 60947-2, size 1, 4-pole, N pole on right, In=1250 A up to 690 V AC 50/60 Hz, breaking capacity N Icc=55/42 kA at 500/690 V, tripping unit ETU600 LSIG upgradeable, color display, Bluetooth, USB interface, basic protection LT, ST, INST, GFx, including protection of the N conductor (internal neutral point sensor available), trip alarm switch (1 x CO), front connection double hole, with internal voltage tap on upper stab of circuit breaker, with voltage tap module VTM680 and power supply of ETU600, able to communication, integrated metering type PMF-3 Advanced Power Monitor., Voltage, Energy, Power, Power factor, Frequency, Unbalance, Temperature, Power quality, Manual operating mechanism with mechanical closing, without Spring charging motor, Ready-to-close signal. switch, Auxiliary switches 2NO+2NC, without Closing coil (CC), manual operating mechanism with mechanical closing, without Remote trip alarm reset coil (RR), without 2nd shunt trip, without 1st Shunt trip | 125100 | 1 | Z\ | 1
3WA1112-2NF31-0AA0 |  | Withdrawable circuit breaker with guide frame, IEC 60947-2, frame size 1, 3-poles, In=1250A up to 690V AC 50/60Hz, breaking capacity N Icu=55/42kA at 500/690V, Trip unit ETU600 LSIG upgrade ready , colordisplay, bluetooth and USB interface, Protection LT, ST, INST, GFx, N-protection required an external N-sensor, incl. trip alarm switch (1xCO), rear connection vertical, guide frame with shutter and w/o position signalling switch, with internal voltage tap on upper stab of circuit breaker, with voltage tap module VTM680 and power supply of ETU600, able to communication, integrated metering type PMF-3 Advanced Power Monitor., Voltage, Energy, Power, Power factor, Frequency, Unbalance, Temperature, Power quality, Manual operating mechanism with mechanical closing, without Spring charging motor, Ready-to-close signal. switch, Auxiliary switches 2NO+2NC, without Closing coil (CC), manual operating mechanism with mechanical closing, without Remote trip alarm reset coil (RR), without 2nd shunt trip, without 1st Shunt trip | 120700 | 1 | Z\ | 1
3WA1112-2NF32-0AA0 |  | Withdrawable circuit breaker with guide frame, IEC 60947-2, frame size 1, 3-poles, In=1250A up to 690V AC 50/60Hz, breaking capacity N Icu=55/42kA at 500/690V, Trip unit ETU600 LSIG upgrade ready , colordisplay, bluetooth and USB interface, Protection LT, ST, INST, GFx, N-protection required an external N-sensor, incl. trip alarm switch (1xCO), rear connection horizontal, guide frame with shutter and w/o position signalling switch, with internal voltage tap on upper stab of circuit breaker, with voltage tap module VTM680 and power supply of ETU600, able to communication, integrated metering type PMF-3 Advanced Power Monitor., Voltage, Energy, Power, Power factor, Frequency, Unbalance, Temperature, Power quality, Manual operating mechanism with mechanical closing, without Spring charging motor, Ready-to-close signal. switch, Auxiliary switches 2NO+2NC, without Closing coil (CC), manual operating mechanism with mechanical closing, without Remote trip alarm reset coil (RR), without 2nd shunt trip, without 1st Shunt trip | 117800 | 1 | Z\ | 1
3WA1112-2NF33-0AA0 |  | Withdrawable circuit breaker with guide frame, IEC 60947-2, frame size 1, 3-poles, In=1250A up to 690V AC 50/60Hz, breaking capacity N Icu=55/42kA at 500/690V, Trip unit ETU600 LSIG upgrade ready , colordisplay, bluetooth and USB interface, Protection LT, ST, INST, GFx, N-protection required an external N-sensor, incl. trip alarm switch (1xCO), front connection double hole, guide frame with shutter and w/o position signalling switch, with internal voltage tap on upper stab of circuit breaker, with voltage tap module VTM680 and power supply of ETU600, able to communication, integrated metering type PMF-3 Advanced Power Monitor., Voltage, Energy, Power, Power factor, Frequency, Unbalance, Temperature, Power quality, Manual operating mechanism with mechanical closing, without Spring charging motor, Ready-to-close signal. switch, Auxiliary switches 2NO+2NC, without Closing coil (CC), manual operating mechanism with mechanical closing, without Remote trip alarm reset coil (RR), without 2nd shunt trip, without 1st Shunt trip | 126100 | 1 | Z\ | 1
3WA1112-2NF34-0AA0 |  | Withdrawable circuit breaker with guide frame, IEC 60947-2, frame size 1, 3-poles, In=1250A up to 690V AC 50/60Hz, breaking capacity N Icu=55/42kA at 500/690V, Trip unit ETU600 LSIG upgrade ready , colordisplay, bluetooth and USB interface, Protection LT, ST, INST, GFx, N-protection required an external N-sensor, incl. trip alarm switch (1xCO), rear connection flange, guide frame with shutter and w/o position signalling switch, with internal voltage tap on upper stab of circuit breaker, with voltage tap module VTM680 and power supply of ETU600, able to communication, integrated metering type PMF-3 Advanced Power Monitor., Voltage, Energy, Power, Power factor, Frequency, Unbalance, Temperature, Power quality, Manual operating mechanism with mechanical closing, without Spring charging motor, Ready-to-close signal. switch, Auxiliary switches 2NO+2NC, without Closing coil (CC), manual operating mechanism with mechanical closing, without Remote trip alarm reset coil (RR), without 2nd shunt trip, without 1st Shunt trip | 117800 | 1 | Z\ | 1
3WA1112-2NF41-0AA0 |  | Withdrawable circuit breaker with guide frame, IEC 60947-2, frame size 1, 4-poles, N-pole left, In=1250A up to 690V AC 50/60Hz, breaking capacity N Icu=55/42kA at 500/690V, Trip unit ETU600 LSIG upgrade ready , colordisplay, bluetooth and USB interface, Protection LT, ST, INST, GFx, include N-protection, (internal N-sensor available), incl. trip alarm switch (1xCO), rear connection vertical, guide frame with shutter and w/o position signalling switch, with internal voltage tap on upper stab of circuit breaker, with voltage tap module VTM680 and power supply of ETU600, able to communication, integrated metering type PMF-3 Advanced Power Monitor., Voltage, Energy, Power, Power factor, Frequency, Unbalance, Temperature, Power quality, Manual operating mechanism with mechanical closing, without Spring charging motor, Ready-to-close signal. switch, Auxiliary switches 2NO+2NC, without Closing coil (CC), manual operating mechanism with mechanical closing, without Remote trip alarm reset coil (RR), without 2nd shunt trip, without 1st Shunt trip | 148100 | 1 | Z\ | 1
3WA1112-2NF42-0AA0 |  | Withdrawable circuit breaker with guide frame, IEC 60947-2, frame size 1, 4-poles, N-pole left, In=1250A up to 690V AC 50/60Hz, breaking capacity N Icu=55/42kA at 500/690V, Trip unit ETU600 LSIG upgrade ready , colordisplay, bluetooth and USB interface, Protection LT, ST, INST, GFx, include N-protection, (internal N-sensor available), incl. trip alarm switch (1xCO), rear connection horizontal, guide frame with shutter and w/o position signalling switch, with internal voltage tap on upper stab of circuit breaker, with voltage tap module VTM680 and power supply of ETU600, able to communication, integrated metering type PMF-3 Advanced Power Monitor., Voltage, Energy, Power, Power factor, Frequency, Unbalance, Temperature, Power quality, Manual operating mechanism with mechanical closing, without Spring charging motor, Ready-to-close signal. switch, Auxiliary switches 2NO+2NC, without Closing coil (CC), manual operating mechanism with mechanical closing, without Remote trip alarm reset coil (RR), without 2nd shunt trip, without 1st Shunt trip | 144100 | 1 | Z\ | 1
3WA1112-2NF43-0AA0 |  | Withdrawable circuit breaker with guide frame, IEC 60947-2, frame size 1, 4-poles, N-pole left, In=1250A up to 690V AC 50/60Hz, breaking capacity N Icu=55/42kA at 500/690V, Trip unit ETU600 LSIG upgrade ready , colordisplay, bluetooth and USB interface, Protection LT, ST, INST, GFx, include N-protection, (internal N-sensor available), incl. trip alarm switch (1xCO), front connection double hole, guide frame with shutter and w/o position signalling switch, with internal voltage tap on upper stab of circuit breaker, with voltage tap module VTM680 and power supply of ETU600, able to communication, integrated metering type PMF-3 Advanced Power Monitor., Voltage, Energy, Power, Power factor, Frequency, Unbalance, Temperature, Power quality, Manual operating mechanism with mechanical closing, without Spring charging motor, Ready-to-close signal. switch, Auxiliary switches 2NO+2NC, without Closing coil (CC), manual operating mechanism with mechanical closing, without Remote trip alarm reset coil (RR), without 2nd shunt trip, without 1st Shunt trip | 156100 | 1 | Z\ | 1
3WA1112-2NF44-0AA0 |  | Withdrawable circuit breaker with guide frame, IEC 60947-2, frame size 1, 4-poles, N-pole left, In=1250A up to 690V AC 50/60Hz, breaking capacity N Icu=55/42kA at 500/690V, Trip unit ETU600 LSIG upgrade ready , colordisplay, bluetooth and USB interface, Protection LT, ST, INST, GFx, include N-protection, (internal N-sensor available), incl. trip alarm switch (1xCO), rear connection flange, guide frame with shutter and w/o position signalling switch, with internal voltage tap on upper stab of circuit breaker, with voltage tap module VTM680 and power supply of ETU600, able to communication, integrated metering type PMF-3 Advanced Power Monitor., Voltage, Energy, Power, Power factor, Frequency, Unbalance, Temperature, Power quality, Manual operating mechanism with mechanical closing, without Spring charging motor, Ready-to-close signal. switch, Auxiliary switches 2NO+2NC, without Closing coil (CC), manual operating mechanism with mechanical closing, without Remote trip alarm reset coil (RR), without 2nd shunt trip, without 1st Shunt trip | 144100 | 1 | Z\ | 1
3WA1112-3AA01-0AA0 |  | Non-automatic circuit breaker Fixed-mounted version, IEC 60947-2, frame size 1, 3-poles, In=1250A up to 690V AC 50/60Hz, breaking capacity S Icc=66/50kA at 500/690V, without electr. trip unit ETU, rear connection vertical, without Com & metering function Manual operating mechanism with mechanical closing, without Spring charging motor, Ready-to-close signal. switch, Auxiliary switches 2NO+2NC, without Closing coil (CC), manual operating mechanism with mechanical closing, without Remote trip alarm reset coil (RR), without 2nd shunt trip, without 1st Shunt trip | 57300 | 1 | Z\ | 1
3WA1112-3AA02-0AA0 |  | Non-automatic circuit breaker Fixed-mounted version, IEC 60947-2, frame size 1, 3-poles, In=1250A up to 690V AC 50/60Hz, breaking capacity S Icc=66/50kA at 500/690V, without electr. trip unit ETU, rear connection horizontal, without Com & metering function Manual operating mechanism with mechanical closing, without Spring charging motor, Ready-to-close signal. switch, Auxiliary switches 2NO+2NC, without Closing coil (CC), manual operating mechanism with mechanical closing, without Remote trip alarm reset coil (RR), without 2nd shunt trip, without 1st Shunt trip | 55300 | 1 | Z\ | 1
3WA1112-3AA02-0AA0-Z | S07 | Non-automatic circuit breaker Fixed-mounted version, IEC 60947-2, frame size 1, 3-poles, In=1250A up to 690V AC 50/60Hz, breaking capacity S Icc=66/50kA at 500/690V, without electr. trip unit ETU, rear connection horizontal, without Com & metering function Manual operating mechanism with mechanical closing, without Spring charging motor, Ready-to-close signal. switch, Auxiliary switches 2NO+2NC, without Closing coil (CC), manual operating mechanism with mechanical closing, without Remote trip alarm reset coil (RR), without 2nd shunt trip, without 1st Shunt trip Option S07 = Locking provision against unauthorized closing Secured Open; for padlock device Padlocks are not included. | 56560 | 1 | Z\ | 1
3WA1112-3AA02-0AA0-Z | S08 | Non-automatic circuit breaker Fixed-mounted version, IEC 60947-2, frame size 1, 3-poles, In=1250A up to 690V AC 50/60Hz, breaking capacity S Icc=66/50kA at 500/690V, without electr. trip unit ETU, rear connection horizontal, without Com & metering function Manual operating mechanism with mechanical closing, without Spring charging motor, Ready-to-close signal. switch, Auxiliary switches 2NO+2NC, without Closing coil (CC), manual operating mechanism with mechanical closing, without Remote trip alarm reset coil (RR), without 2nd shunt trip, without 1st Shunt trip Option S08 = Locking provision against unauthorized closing Secured Open; for with Ronis lock | 58300 | 1 | Z\ | 1
3WA1112-3AA03-0AA0 |  | Non-automatic circuit breaker Fixed-mounted version, IEC 60947-2, frame size 1, 3-poles, In=1250A up to 690V AC 50/60Hz, breaking capacity S Icc=66/50kA at 500/690V, without electr. trip unit ETU, front connection double hole, without Com & metering function Manual operating mechanism with mechanical closing, without Spring charging motor, Ready-to-close signal. switch, Auxiliary switches 2NO+2NC, without Closing coil (CC), manual operating mechanism with mechanical closing, without Remote trip alarm reset coil (RR), without 2nd shunt trip, without 1st Shunt trip | 61300 | 1 | Z\ | 1
3WA1112-3AA11-0AA0 |  | Non-automatic circuit breaker Fixed-mounted version, IEC 60947-2, frame size 1, 4-poles, N-pole left, In=1250A up to 690V AC 50/60Hz, breaking capacity S Icc=66/50kA at 500/690V, without electr. trip unit ETU, rear connection vertical, without Com & metering function Manual operating mechanism with mechanical closing, without Spring charging motor, Ready-to-close signal. switch, Auxiliary switches 2NO+2NC, without Closing coil (CC), manual operating mechanism with mechanical closing, without Remote trip alarm reset coil (RR), without 2nd shunt trip, without 1st Shunt trip | 75600 | 1 | Z\ | 1
3WA1112-3AA12-0AA0 |  | Non-automatic circuit breaker Fixed-mounted version, IEC 60947-2, frame size 1, 4-poles, N-pole left, In=1250A up to 690V AC 50/60Hz, breaking capacity S Icc=66/50kA at 500/690V, without electr. trip unit ETU, rear connection horizontal, without Com & metering function Manual operating mechanism with mechanical closing, without Spring charging motor, Ready-to-close signal. switch, Auxiliary switches 2NO+2NC, without Closing coil (CC), manual operating mechanism with mechanical closing, without Remote trip alarm reset coil (RR), without 2nd shunt trip, without 1st Shunt trip | 73000 | 1 | Z\ | 1
3WA1112-3AA13-0AA0 |  | Non-automatic circuit breaker Fixed-mounted version, IEC 60947-2, frame size 1, 4-poles, N-pole left, In=1250A up to 690V AC 50/60Hz, breaking capacity S Icc=66/50kA at 500/690V, without electr. trip unit ETU, front connection double hole, without Com & metering function Manual operating mechanism with mechanical closing, without Spring charging motor, Ready-to-close signal. switch, Auxiliary switches 2NO+2NC, without Closing coil (CC), manual operating mechanism with mechanical closing, without Remote trip alarm reset coil (RR), without 2nd shunt trip, without 1st Shunt trip | 80900 | 1 | Z\ | 1
3WA1112-3AA21-0AA0 |  | AC non-automatic air circuit breaker 3WA, fixed-mounted version, IEC 60947-2, size 1, 4-pole, N pole on right, In=1250 A up to 690 V AC 50/60 Hz, breaking capacity S, Icc=66/50 kA at 500/690 V, without electronic trip unit ETU, connection at rear vertical, without Com & metering function Manual operating mechanism with mechanical closing, without Spring charging motor, Ready-to-close signal. switch, Auxiliary switches 2NO+2NC, without Closing coil (CC), manual operating mechanism with mechanical closing, without Remote trip alarm reset coil (RR), without 2nd shunt trip, without 1st Shunt trip | 75600 | 1 | Z\ | 1
3WA1112-3AA22-0AA0 |  | AC non-automatic air circuit breaker 3WA, fixed-mounted version, IEC 60947-2, size 1, 4-pole, N pole on right, In=1250 A up to 690 V AC 50/60 Hz, breaking capacity S, Icc=66/50 kA at 500/690 V, without electronic trip unit ETU, connection at rear horizontal without Com & metering function Manual operating mechanism with mechanical closing, without Spring charging motor, Ready-to-close signal. switch, Auxiliary switches 2NO+2NC, without Closing coil (CC), manual operating mechanism with mechanical closing, without Remote trip alarm reset coil (RR), without 2nd shunt trip, without 1st Shunt trip | 73000 | 1 | Z\ | 1
3WA1112-3AA23-0AA0 |  | AC non-automatic air circuit breaker 3WA, fixed-mounted version, IEC 60947-2, size 1, 4-pole, N pole on right, In=1250 A up to 690 V AC 50/60 Hz, breaking capacity S, Icc=66/50 kA at 500/690 V, without electronic trip unit ETU, front connection double hole, without Com & metering function Manual operating mechanism with mechanical closing, without Spring charging motor, Ready-to-close signal. switch, Auxiliary switches 2NO+2NC, without Closing coil (CC), manual operating mechanism with mechanical closing, without Remote trip alarm reset coil (RR), without 2nd shunt trip, without 1st Shunt trip | 80900 | 1 | Z\ | 1
3WA1112-3AA31-0AA0 |  | Non-automatic circuit breaker withdrawable version, with guide frame, IEC 60947-2, frame size 1, 3-poles, In=1250A up to 690V AC 50/60Hz, breaking capacity S Icc=66/50kA at 500/690V, without electr. trip unit ETU, rear connection vertical, guide frame with shutter and w/o position signalling switch, without Com & metering function Manual operating mechanism with mechanical closing, without Spring charging motor, Ready-to-close signal. switch, Auxiliary switches 2NO+2NC, without Closing coil (CC), manual operating mechanism with mechanical closing, without Remote trip alarm reset coil (RR), without 2nd shunt trip, without 1st Shunt trip | 77200 | 1 | Z\ | 1
3WA1112-3AA32-0AA0 |  | Non-automatic circuit breaker withdrawable version, with guide frame, IEC 60947-2, frame size 1, 3-poles, In=1250A up to 690V AC 50/60Hz, breaking capacity S Icc=66/50kA at 500/690V, without electr. trip unit ETU, rear connection horizontal, guide frame with shutter and w/o position signalling switch, without Com & metering function Manual operating mechanism with mechanical closing, without Spring charging motor, Ready-to-close signal. switch, Auxiliary switches 2NO+2NC, without Closing coil (CC), manual operating mechanism with mechanical closing, without Remote trip alarm reset coil (RR), without 2nd shunt trip, without 1st Shunt trip | 74300 | 1 | Z\ | 1
3WA1112-3AA33-0AA0 |  | Non-automatic circuit breaker withdrawable version, with guide frame, IEC 60947-2, frame size 1, 3-poles, In=1250A up to 690V AC 50/60Hz, breaking capacity S Icc=66/50kA at 500/690V, without electr. trip unit ETU, front connection double hole, guide frame with shutter and w/o position signalling switch, without Com & metering function Manual operating mechanism with mechanical closing, without Spring charging motor, Ready-to-close signal. switch, Auxiliary switches 2NO+2NC, without Closing coil (CC), manual operating mechanism with mechanical closing, without Remote trip alarm reset coil (RR), without 2nd shunt trip, without 1st Shunt trip | 83000 | 1 | Z\ | 1
3WA1112-3AA34-0AA0 |  | Non-automatic circuit breaker withdrawable version, with guide frame, IEC 60947-2, frame size 1, 3-poles, In=1250A up to 690V AC 50/60Hz, breaking capacity S Icc=66/50kA at 500/690V, without electr. trip unit ETU, rear connection flange, guide frame with shutter and w/o position signalling switch, without Com & metering function Manual operating mechanism with mechanical closing, without Spring charging motor, Ready-to-close signal. switch, Auxiliary switches 2NO+2NC, without Closing coil (CC), manual operating mechanism with mechanical closing, without Remote trip alarm reset coil (RR), without 2nd shunt trip, without 1st Shunt trip | 74300 | 1 | Z\ | 1
3WA1112-3AA41-0AA0 |  | Non-automatic circuit breaker withdrawable version, with guide frame, IEC 60947-2, frame size 1, 4-poles, N-pole left, In=1250A up to 690V AC 50/60Hz, breaking capacity S Icc=66/50kA at 500/690V, without electr. trip unit ETU, rear connection vertical, guide frame with shutter and w/o position signalling switch, without Com & metering function Manual operating mechanism with mechanical closing, without Spring charging motor, Ready-to-close signal. switch, Auxiliary switches 2NO+2NC, without Closing coil (CC), manual operating mechanism with mechanical closing, without Remote trip alarm reset coil (RR), without 2nd shunt trip, without 1st Shunt trip | 102000 | 1 | Z\ | 1
3WA1112-3AA42-0AA0 |  | Non-automatic circuit breaker withdrawable version, with guide frame, IEC 60947-2, frame size 1, 4-poles, N-pole left, In=1250A up to 690V AC 50/60Hz, breaking capacity S Icc=66/50kA at 500/690V, without electr. trip unit ETU, rear connection horizontal, guide frame with shutter and w/o position signalling switch, without Com & metering function Manual operating mechanism with mechanical closing, without Spring charging motor, Ready-to-close signal. switch, Auxiliary switches 2NO+2NC, without Closing coil (CC), manual operating mechanism with mechanical closing, without Remote trip alarm reset coil (RR), without 2nd shunt trip, without 1st Shunt trip | 98100 | 1 | Z\ | 1
3WA1112-3AA43-0AA0 |  | Non-automatic circuit breaker withdrawable version, with guide frame, IEC 60947-2, frame size 1, 4-poles, N-pole left, In=1250A up to 690V AC 50/60Hz, breaking capacity S Icc=66/50kA at 500/690V, without electr. trip unit ETU, front connection double hole, guide frame with shutter and w/o position signalling switch, without Com & metering function Manual operating mechanism with mechanical closing, without Spring charging motor, Ready-to-close signal. switch, Auxiliary switches 2NO+2NC, without Closing coil (CC), manual operating mechanism with mechanical closing, without Remote trip alarm reset coil (RR), without 2nd shunt trip, without 1st Shunt trip | 110000 | 1 | Z\ | 1
3WA1112-3AA44-0AA0 |  | Non-automatic circuit breaker withdrawable version, with guide frame, IEC 60947-2, frame size 1, 4-poles, N-pole left, In=1250A up to 690V AC 50/60Hz, breaking capacity S Icc=66/50kA at 500/690V, without electr. trip unit ETU, rear connection flange, guide frame with shutter and w/o position signalling switch, without Com & metering function Manual operating mechanism with mechanical closing, without Spring charging motor, Ready-to-close signal. switch, Auxiliary switches 2NO+2NC, without Closing coil (CC), manual operating mechanism with mechanical closing, without Remote trip alarm reset coil (RR), without 2nd shunt trip, without 1st Shunt trip | 98100 | 1 | Z\ | 1
3WA1112-3AB01-0AA0 |  | Fixed-mounted circuit breaker IEC 60947-2, frame size 1, 3-poles, In=1250A up to 690V AC 50/60Hz, breaking capacity S Icu=66/50kA at 500/690V, Trip unit ETU300 LSI optimized for standard applica- tions, without display Protection LT, ST, INST, N-protection required an external N-sensor, incl. trip alarm switch (1xCO), rear connection vertical, without Com & metering function Manual operating mechanism with mechanical closing, without Spring charging motor, Ready-to-close signal. switch, Auxiliary switches 2NO+2NC, without Closing coil (CC), manual operating mechanism with mechanical closing, without Remote trip alarm reset coil (RR), without 2nd shunt trip, without 1st Shunt trip | 63600 | 1 | Z\ | 1
3WA1112-3AB02-0AA0 |  | Fixed-mounted circuit breaker IEC 60947-2, frame size 1, 3-poles, In=1250A up to 690V AC 50/60Hz, breaking capacity S Icu=66/50kA at 500/690V, Trip unit ETU300 LSI optimized for standard applica- tions, without display Protection LT, ST, INST, N-protection required an external N-sensor, incl. trip alarm switch (1xCO), rear connection horizontal, without Com & metering function Manual operating mechanism with mechanical closing, without Spring charging motor, Ready-to-close signal. switch, Auxiliary switches 2NO+2NC, without Closing coil (CC), manual operating mechanism with mechanical closing, without Remote trip alarm reset coil (RR), without 2nd shunt trip, without 1st Shunt trip | 61600 | 1 | Z\ | 1
3WA1112-3AB02-1AA1-Z | T40 | Fixed-mounted circuit breaker IEC 60947-2, frame size 1, 3-poles, In=1250A up to 690V AC 50/60Hz, breaking capacity S Icu=66/50kA at 500/690V, Trip unit ETU300 LSI optimized for standard applica- tions, without display Protection LT, ST, INST, N-protection required an external N-sensor, incl. trip alarm switch (1xCO), rear connection horizontal, without Com & metering function Manual operating mechanism with mechanical closing, without Spring charging motor, Ready-to-close signal. switch, Auxiliary switches 4NO+4NC, without Closing coil (CC), manual operating mechanism with mechanical closing, without Remote trip alarm reset coil (RR), without 2nd shunt trip, Shunt trip (ST) 100% OP 24-30 V DC, suitable for continuous duty, Option T40 = Door sealing frame IP41 | 70510 | 1 | Z\ | 1
3WA1112-3AB03-0AA0 |  | Fixed-mounted circuit breaker IEC 60947-2, frame size 1, 3-poles, In=1250A up to 690V AC 50/60Hz, breaking capacity S Icu=66/50kA at 500/690V, Trip unit ETU300 LSI optimized for standard applica- tions, without display Protection LT, ST, INST, N-protection required an external N-sensor, incl. trip alarm switch (1xCO), front connection double hole, without Com & metering function Manual operating mechanism with mechanical closing, without Spring charging motor, Ready-to-close signal. switch, Auxiliary switches 2NO+2NC, without Closing coil (CC), manual operating mechanism with mechanical closing, without Remote trip alarm reset coil (RR), without 2nd shunt trip, without 1st Shunt trip | 67600 | 1 | Z\ | 1
3WA1112-3AB11-0AA0 |  | Fixed-mounted circuit breaker IEC 60947-2, frame size 1, 4-poles, N-pole left, In=1250A up to 690V AC 50/60Hz, breaking capacity S Icu=66/50kA at 500/690V, Trip unit ETU300 LSI optimized for standard applica- tions, without display Protection LT, ST, INST, include N-protection, (internal N-sensor available), incl. trip alarm switch (1xCO), rear connection vertical, without Com & metering function Manual operating mechanism with mechanical closing, without Spring charging motor, Ready-to-close signal. switch, Auxiliary switches 2NO+2NC, without Closing coil (CC), manual operating mechanism with mechanical closing, without Remote trip alarm reset coil (RR), without 2nd shunt trip, without 1st Shunt trip | 85600 | 1 | Z\ | 1
3WA1112-3AB12-0AA0 |  | Fixed-mounted circuit breaker IEC 60947-2, frame size 1, 4-poles, N-pole left, In=1250A up to 690V AC 50/60Hz, breaking capacity S Icu=66/50kA at 500/690V, Trip unit ETU300 LSI optimized for standard applica- tions, without display Protection LT, ST, INST, include N-protection, (internal N-sensor available), incl. trip alarm switch (1xCO), rear connection horizontal, without Com & metering function Manual operating mechanism with mechanical closing, without Spring charging motor, Ready-to-close signal. switch, Auxiliary switches 2NO+2NC, without Closing coil (CC), manual operating mechanism with mechanical closing, without Remote trip alarm reset coil (RR), without 2nd shunt trip, without 1st Shunt trip | 82900 | 1 | Z\ | 1
3WA1112-3AB13-0AA0 |  | Fixed-mounted circuit breaker IEC 60947-2, frame size 1, 4-poles, N-pole left, In=1250A up to 690V AC 50/60Hz, breaking capacity S Icu=66/50kA at 500/690V, Trip unit ETU300 LSI optimized for standard applica- tions, without display Protection LT, ST, INST, include N-protection, (internal N-sensor available), incl. trip alarm switch (1xCO), front connection double hole, without Com & metering function Manual operating mechanism with mechanical closing, without Spring charging motor, Ready-to-close signal. switch, Auxiliary switches 2NO+2NC, without Closing coil (CC), manual operating mechanism with mechanical closing, without Remote trip alarm reset coil (RR), without 2nd shunt trip, without 1st Shunt trip | 90900 | 1 | Z\ | 1
3WA1112-3AB21-0AA0 |  | fixed-mounted circuit breaker, IEC 60947-2, size 1, 4-pole, N pole on right, In=1250 A up to 690 V AC 50/60 Hz, breaking capacity S Icu=66/50 kA at 500/690 V, tripping unit ETU300 LSI optimized for standard applications, without display, basic protection LT, ST, INST, including protection of the N conductor (internal neutral point sensor available) trip alarm switch (1 x CO), connection at rear vertical, without Com & metering function Manual operating mechanism with mechanical closing, without Spring charging motor, Ready-to-close signal. switch, Auxiliary switches 2NO+2NC, without Closing coil (CC), manual operating mechanism with mechanical closing, without Remote trip alarm reset coil (RR), without 2nd shunt trip, without 1st Shunt trip | 85600 | 1 | Z\ | 1
3WA1112-3AB22-0AA0 |  | fixed-mounted circuit breaker, IEC 60947-2, size 1, 4-pole, N pole on right, In=1250 A up to 690 V AC 50/60 Hz, breaking capacity S Icu=66/50 kA at 500/690 V, tripping unit ETU300 LSI optimized for standard applications, without display, basic protection LT, ST, INST, including protection of the N conductor (internal neutral point sensor available) trip alarm switch (1 x CO), connection at rear horizontal without Com & metering function Manual operating mechanism with mechanical closing, without Spring charging motor, Ready-to-close signal. switch, Auxiliary switches 2NO+2NC, without Closing coil (CC), manual operating mechanism with mechanical closing, without Remote trip alarm reset coil (RR), without 2nd shunt trip, without 1st Shunt trip | 82900 | 1 | Z\ | 1
3WA1112-3AB23-0AA0 |  | fixed-mounted circuit breaker, IEC 60947-2, size 1, 4-pole, N pole on right, In=1250 A up to 690 V AC 50/60 Hz, breaking capacity S Icu=66/50 kA at 500/690 V, tripping unit ETU300 LSI optimized for standard applications, without display, basic protection LT, ST, INST, including protection of the N conductor (internal neutral point sensor available) trip alarm switch (1 x CO), front connection double hole, without Com & metering function Manual operating mechanism with mechanical closing, without Spring charging motor, Ready-to-close signal. switch, Auxiliary switches 2NO+2NC, without Closing coil (CC), manual operating mechanism with mechanical closing, without Remote trip alarm reset coil (RR), without 2nd shunt trip, without 1st Shunt trip | 90900 | 1 | Z\ | 1
3WA1112-3AB31-0AA0 |  | Withdrawable circuit breaker with guide frame, IEC 60947-2, frame size 1, 3-poles, In=1250A up to 690V AC 50/60Hz, breaking capacity S Icu=66/50kA at 500/690V, Trip unit ETU300 LSI optimized for standard applica- tions, without display Protection LT, ST, INST, N-protection required an external N-sensor, incl. trip alarm switch (1xCO), rear connection vertical, guide frame with shutter and w/o position signalling switch, without Com & metering function Manual operating mechanism with mechanical closing, without Spring charging motor, Ready-to-close signal. switch, Auxiliary switches 2NO+2NC, without Closing coil (CC), manual operating mechanism with mechanical closing, without Remote trip alarm reset coil (RR), without 2nd shunt trip, without 1st Shunt trip | 87500 | 1 | Z\ | 1
3WA1112-3AB32-0AA0 |  | Withdrawable circuit breaker with guide frame, IEC 60947-2, frame size 1, 3-poles, In=1250A up to 690V AC 50/60Hz, breaking capacity S Icu=66/50kA at 500/690V, Trip unit ETU300 LSI optimized for standard applica- tions, without display Protection LT, ST, INST, N-protection required an external N-sensor, incl. trip alarm switch (1xCO), rear connection horizontal, guide frame with shutter and w/o position signalling switch, without Com & metering function Manual operating mechanism with mechanical closing, without Spring charging motor, Ready-to-close signal. switch, Auxiliary switches 2NO+2NC, without Closing coil (CC), manual operating mechanism with mechanical closing, without Remote trip alarm reset coil (RR), without 2nd shunt trip, without 1st Shunt trip | 84600 | 1 | Z\ | 1
3WA1112-3AB32-0AA0-Z | F40S01 | Withdrawable circuit breaker with guide frame, IEC 60947-2, frame size 1, 3-poles, In=1250A up to 690V AC 50/60Hz, breaking capacity S Icu=66/50kA at 500/690V, Trip unit ETU300 LSI optimized for standard applica- tions, without display Protection LT, ST, INST, N-protection required an external N-sensor, incl. trip alarm switch (1xCO), rear connection horizontal, guide frame with shutter and w/o position signalling switch, without Com & metering function Manual operating mechanism with mechanical closing, without Spring charging motor, Ready-to-close signal. switch, Auxiliary switches 2NO+2NC, without Closing coil (CC), manual operating mechanism with mechanical closing, without Remote trip alarm reset coil (RR), without 2nd shunt trip, without 1st Shunt trip Option F40 = Sealing cover for ETU Option S01 = Locking provision against unauthorized closing Secured Open; for with CES lock | 87818 | 1 | Z\ | 1
3WA1112-3AB32-0DD3-Z | S33T40 | Withdrawable circuit breaker with guide frame, IEC 60947-2, frame size 1, 3-poles, In=1250A up to 690V AC 50/60Hz, breaking capacity S Icu=66/50kA at 500/690V, Trip unit ETU300 LSI optimized for standard applica- tions, without display Protection LT, ST, INST, N-protection required an external N-sensor, incl. trip alarm switch (1xCO), rear connection horizontal, guide frame with shutter and w/o position signalling switch, without Com & metering function Manual operating mechanism with mechanical closing, without Spring charging motor, Ready-to-close signal. switch, Auxiliary switches 2NO+2NC, Closing coil (CC) 100% OP 110-127 V AC / 110-125 V DC, applicable for continuous duty, without Remote trip alarm reset coil (RR), Shunt trip (ST2) 100% OP 110-127 V AC / 110-125 V DC, suitable for continuous duty, Shunt trip (ST) 100% OP 110-127 V AC / 110-125 V DC, suitable for continuous duty, Option S33 = Locking provision for Padlock device for charging handle padlocks are not included Option T40 = Door sealing frame IP41 | 98630 | 1 | Z\ | 1
3WA1112-3AB32-7DA3-Z | D80F40T40 | Withdrawable circuit breaker with guide frame, IEC 60947-2, frame size 1, 3-poles, In=1250A up to 690V AC 50/60Hz, breaking capacity S Icu=66/50kA at 500/690V, Trip unit ETU300 LSI optimized for standard applica- tions, without display Protection LT, ST, INST, N-protection required an external N-sensor, incl. trip alarm switch (1xCO), rear connection horizontal, guide frame with shutter and w/o position signalling switch, without Com & metering function with manual and motorized operating mechanism (M) 110-127 V AC / 110-125 V DC, Storage status and ready-to- close signaling switches, Auxiliary switches 4NO+4NC, Closing coil (CC) 100% OP 110-127 V AC / 110-125 V DC, applicable for continuous duty, without Remote trip alarm reset coil (RR), without 2nd shunt trip, Shunt trip (ST) 100% OP 110-127 V AC / 110-125 V DC, suitable for continuous duty, Option D80 = Circuit breaker without Bluetooth functionality Option F40 = Sealing cover for ETU Option T40 = Door sealing frame IP41 | 112148 | 1 | Z\ | 1
3WA1112-3AB33-0AA0 |  | Withdrawable circuit breaker with guide frame, IEC 60947-2, frame size 1, 3-poles, In=1250A up to 690V AC 50/60Hz, breaking capacity S Icu=66/50kA at 500/690V, Trip unit ETU300 LSI optimized for standard applica- tions, without display Protection LT, ST, INST, N-protection required an external N-sensor, incl. trip alarm switch (1xCO), front connection double hole, guide frame with shutter and w/o position signalling switch, without Com & metering function Manual operating mechanism with mechanical closing, without Spring charging motor, Ready-to-close signal. switch, Auxiliary switches 2NO+2NC, without Closing coil (CC), manual operating mechanism with mechanical closing, without Remote trip alarm reset coil (RR), without 2nd shunt trip, without 1st Shunt trip | 93200 | 1 | Z\ | 1
3WA1112-3AB34-0AA0 |  | Withdrawable circuit breaker with guide frame, IEC 60947-2, frame size 1, 3-poles, In=1250A up to 690V AC 50/60Hz, breaking capacity S Icu=66/50kA at 500/690V, Trip unit ETU300 LSI optimized for standard applica- tions, without display Protection LT, ST, INST, N-protection required an external N-sensor, incl. trip alarm switch (1xCO), rear connection flange, guide frame with shutter and w/o position signalling switch, without Com & metering function Manual operating mechanism with mechanical closing, without Spring charging motor, Ready-to-close signal. switch, Auxiliary switches 2NO+2NC, without Closing coil (CC), manual operating mechanism with mechanical closing, without Remote trip alarm reset coil (RR), without 2nd shunt trip, without 1st Shunt trip | 84600 | 1 | Z\ | 1
3WA1112-3AB34-4EA4-Z | F40S07 | Withdrawable circuit breaker with guide frame, IEC 60947-2, frame size 1, 3-poles, In=1250A up to 690V AC 50/60Hz, breaking capacity S Icu=66/50kA at 500/690V, Trip unit ETU300 LSI optimized for standard applica- tions, without display Protection LT, ST, INST, N-protection required an external N-sensor, incl. trip alarm switch (1xCO), rear connection flange, guide frame with shutter and w/o position signalling switch, without Com & metering function with manual and motorized operating mechanism (M) 208-240 V AC / 220-250 V DC, Storage status and ready-to- close signaling switches, Auxiliary switches 2NO+2NC, Closing coil (CC) 100% OP 208-240 V AC / 220-250 V DC, applicable for continuous duty, without Remote trip alarm reset coil (RR), without 2nd shunt trip, Shunt trip (ST) 100% OP 208-240 V AC / 220-250 V DC, suitable for continuous duty, Option F40 = Sealing cover for ETU Option S07 = Locking provision against unauthorized closing Secured Open; for padlock device Padlocks are not included. | 107668 | 1 | Z\ | 1
3WA1112-3AB41-0AA0 |  | Withdrawable circuit breaker with guide frame, IEC 60947-2, frame size 1, 4-poles, N-pole left, In=1250A up to 690V AC 50/60Hz, breaking capacity S Icu=66/50kA at 500/690V, Trip unit ETU300 LSI optimized for standard applica- tions, without display Protection LT, ST, INST, include N-protection, (internal N-sensor available), incl. trip alarm switch (1xCO), rear connection vertical, guide frame with shutter and w/o position signalling switch, without Com & metering function Manual operating mechanism with mechanical closing, without Spring charging motor, Ready-to-close signal. switch, Auxiliary switches 2NO+2NC, without Closing coil (CC), manual operating mechanism with mechanical closing, without Remote trip alarm reset coil (RR), without 2nd shunt trip, without 1st Shunt trip | 117000 | 1 | Z\ | 1
3WA1112-3AB42-0AA0 |  | Withdrawable circuit breaker with guide frame, IEC 60947-2, frame size 1, 4-poles, N-pole left, In=1250A up to 690V AC 50/60Hz, breaking capacity S Icu=66/50kA at 500/690V, Trip unit ETU300 LSI optimized for standard applica- tions, without display Protection LT, ST, INST, include N-protection, (internal N-sensor available), incl. trip alarm switch (1xCO), rear connection horizontal, guide frame with shutter and w/o position signalling switch, without Com & metering function Manual operating mechanism with mechanical closing, without Spring charging motor, Ready-to-close signal. switch, Auxiliary switches 2NO+2NC, without Closing coil (CC), manual operating mechanism with mechanical closing, without Remote trip alarm reset coil (RR), without 2nd shunt trip, without 1st Shunt trip | 113000 | 1 | Z\ | 1
3WA1112-3AB43-0AA0 |  | Withdrawable circuit breaker with guide frame, IEC 60947-2, frame size 1, 4-poles, N-pole left, In=1250A up to 690V AC 50/60Hz, breaking capacity S Icu=66/50kA at 500/690V, Trip unit ETU300 LSI optimized for standard applica- tions, without display Protection LT, ST, INST, include N-protection, (internal N-sensor available), incl. trip alarm switch (1xCO), front connection double hole, guide frame with shutter and w/o position signalling switch, without Com & metering function Manual operating mechanism with mechanical closing, without Spring charging motor, Ready-to-close signal. switch, Auxiliary switches 2NO+2NC, without Closing coil (CC), manual operating mechanism with mechanical closing, without Remote trip alarm reset coil (RR), without 2nd shunt trip, without 1st Shunt trip | 125000 | 1 | Z\ | 1
3WA1112-3AB44-0AA0 |  | Withdrawable circuit breaker with guide frame, IEC 60947-2, frame size 1, 4-poles, N-pole left, In=1250A up to 690V AC 50/60Hz, breaking capacity S Icu=66/50kA at 500/690V, Trip unit ETU300 LSI optimized for standard applica- tions, without display Protection LT, ST, INST, include N-protection, (internal N-sensor available), incl. trip alarm switch (1xCO), rear connection flange, guide frame with shutter and w/o position signalling switch, without Com & metering function Manual operating mechanism with mechanical closing, without Spring charging motor, Ready-to-close signal. switch, Auxiliary switches 2NO+2NC, without Closing coil (CC), manual operating mechanism with mechanical closing, without Remote trip alarm reset coil (RR), without 2nd shunt trip, without 1st Shunt trip | 113000 | 1 | Z\ | 1
3WA1112-3AC01-0AA0 |  | Fixed-mounted circuit breaker IEC 60947-2, frame size 1, 3-poles, In=1250A up to 690V AC 50/60Hz, breaking capacity S Icu=66/50kA at 500/690V, Trip unit ETU300 LSIG optimized for standard applica- tions, without display Protection LT, ST, INST, GF, N-protection required an external N-sensor, incl. trip alarm switch (1xCO), rear connection vertical, without Com & metering function Manual operating mechanism with mechanical closing, without Spring charging motor, Ready-to-close signal. switch, Auxiliary switches 2NO+2NC, without Closing coil (CC), manual operating mechanism with mechanical closing, without Remote trip alarm reset coil (RR), without 2nd shunt trip, without 1st Shunt trip | 69800 | 1 | Z\ | 1
3WA1112-3AC02-0AA0 |  | Fixed-mounted circuit breaker IEC 60947-2, frame size 1, 3-poles, In=1250A up to 690V AC 50/60Hz, breaking capacity S Icu=66/50kA at 500/690V, Trip unit ETU300 LSIG optimized for standard applica- tions, without display Protection LT, ST, INST, GF, N-protection required an external N-sensor, incl. trip alarm switch (1xCO), rear connection horizontal, without Com & metering function Manual operating mechanism with mechanical closing, without Spring charging motor, Ready-to-close signal. switch, Auxiliary switches 2NO+2NC, without Closing coil (CC), manual operating mechanism with mechanical closing, without Remote trip alarm reset coil (RR), without 2nd shunt trip, without 1st Shunt trip | 67700 | 1 | Z\ | 1
3WA1112-3AC03-0AA0 |  | Fixed-mounted circuit breaker IEC 60947-2, frame size 1, 3-poles, In=1250A up to 690V AC 50/60Hz, breaking capacity S Icu=66/50kA at 500/690V, Trip unit ETU300 LSIG optimized for standard applica- tions, without display Protection LT, ST, INST, GF, N-protection required an external N-sensor, incl. trip alarm switch (1xCO), front connection double hole, without Com & metering function Manual operating mechanism with mechanical closing, without Spring charging motor, Ready-to-close signal. switch, Auxiliary switches 2NO+2NC, without Closing coil (CC), manual operating mechanism with mechanical closing, without Remote trip alarm reset coil (RR), without 2nd shunt trip, without 1st Shunt trip | 73800 | 1 | Z\ | 1
3WA1112-3AC11-0AA0 |  | Fixed-mounted circuit breaker IEC 60947-2, frame size 1, 4-poles, N-pole left, In=1250A up to 690V AC 50/60Hz, breaking capacity S Icu=66/50kA at 500/690V, Trip unit ETU300 LSIG optimized for standard applica- tions, without display Protection LT, ST, INST, GF, include N-protection, (internal N-sensor available), incl. trip alarm switch (1xCO), rear connection vertical, without Com & metering function Manual operating mechanism with mechanical closing, without Spring charging motor, Ready-to-close signal. switch, Auxiliary switches 2NO+2NC, without Closing coil (CC), manual operating mechanism with mechanical closing, without Remote trip alarm reset coil (RR), without 2nd shunt trip, without 1st Shunt trip | 91700 | 1 | Z\ | 1
3WA1112-3AC12-0AA0 |  | Fixed-mounted circuit breaker IEC 60947-2, frame size 1, 4-poles, N-pole left, In=1250A up to 690V AC 50/60Hz, breaking capacity S Icu=66/50kA at 500/690V, Trip unit ETU300 LSIG optimized for standard applica- tions, without display Protection LT, ST, INST, GF, include N-protection, (internal N-sensor available), incl. trip alarm switch (1xCO), rear connection horizontal, without Com & metering function Manual operating mechanism with mechanical closing, without Spring charging motor, Ready-to-close signal. switch, Auxiliary switches 2NO+2NC, without Closing coil (CC), manual operating mechanism with mechanical closing, without Remote trip alarm reset coil (RR), without 2nd shunt trip, without 1st Shunt trip | 89100 | 1 | Z\ | 1
3WA1112-3AC13-0AA0 |  | Fixed-mounted circuit breaker IEC 60947-2, frame size 1, 4-poles, N-pole left, In=1250A up to 690V AC 50/60Hz, breaking capacity S Icu=66/50kA at 500/690V, Trip unit ETU300 LSIG optimized for standard applica- tions, without display Protection LT, ST, INST, GF, include N-protection, (internal N-sensor available), incl. trip alarm switch (1xCO), front connection double hole, without Com & metering function Manual operating mechanism with mechanical closing, without Spring charging motor, Ready-to-close signal. switch, Auxiliary switches 2NO+2NC, without Closing coil (CC), manual operating mechanism with mechanical closing, without Remote trip alarm reset coil (RR), without 2nd shunt trip, without 1st Shunt trip | 97100 | 1 | Z\ | 1
3WA1112-3AC21-0AA0 |  | fixed-mounted circuit breaker, IEC 60947-2, size 1, 4-pole, N pole on right, In=1250 A up to 690 V AC 50/60 Hz, breaking capacity S Icu=66/50 kA at 500/690 V, tripping unit ETU300 LSI G optimized for standard applications, without display, basic protection LT, ST, INST, GF, including protection of the N conductor (internal neutral point sensor available), trip alarm switch (1 x CO), connection at rear vertical, without Com & metering function Manual operating mechanism with mechanical closing, without Spring charging motor, Ready-to-close signal. switch, Auxiliary switches 2NO+2NC, without Closing coil (CC), manual operating mechanism with mechanical closing, without Remote trip alarm reset coil (RR), without 2nd shunt trip, without 1st Shunt trip | 91700 | 1 | Z\ | 1
3WA1112-3AC22-0AA0 |  | fixed-mounted circuit breaker, IEC 60947-2, size 1, 4-pole, N pole on right, In=1250 A up to 690 V AC 50/60 Hz, breaking capacity S Icu=66/50 kA at 500/690 V, tripping unit ETU300 LSI G optimized for standard applications, without display, basic protection LT, ST, INST, GF, including protection of the N conductor (internal neutral point sensor available), trip alarm switch (1 x CO), connection at rear horizontal without Com & metering function Manual operating mechanism with mechanical closing, without Spring charging motor, Ready-to-close signal. switch, Auxiliary switches 2NO+2NC, without Closing coil (CC), manual operating mechanism with mechanical closing, without Remote trip alarm reset coil (RR), without 2nd shunt trip, without 1st Shunt trip | 89100 | 1 | Z\ | 1
3WA1112-3AC23-0AA0 |  | fixed-mounted circuit breaker, IEC 60947-2, size 1, 4-pole, N pole on right, In=1250 A up to 690 V AC 50/60 Hz, breaking capacity S Icu=66/50 kA at 500/690 V, tripping unit ETU300 LSI G optimized for standard applications, without display, basic protection LT, ST, INST, GF, including protection of the N conductor (internal neutral point sensor available), trip alarm switch (1 x CO), front connection double hole, without Com & metering function Manual operating mechanism with mechanical closing, without Spring charging motor, Ready-to-close signal. switch, Auxiliary switches 2NO+2NC, without Closing coil (CC), manual operating mechanism with mechanical closing, without Remote trip alarm reset coil (RR), without 2nd shunt trip, without 1st Shunt trip | 97100 | 1 | Z\ | 1
3WA1112-3AC31-0AA0 |  | Withdrawable circuit breaker with guide frame, IEC 60947-2, frame size 1, 3-poles, In=1250A up to 690V AC 50/60Hz, breaking capacity S Icu=66/50kA at 500/690V, Trip unit ETU300 LSIG optimized for standard applica- tions, without display Protection LT, ST, INST, GF, N-protection required an external N-sensor, incl. trip alarm switch (1xCO), rear connection vertical, guide frame with shutter and w/o position signalling switch, without Com & metering function Manual operating mechanism with mechanical closing, without Spring charging motor, Ready-to-close signal. switch, Auxiliary switches 2NO+2NC, without Closing coil (CC), manual operating mechanism with mechanical closing, without Remote trip alarm reset coil (RR), without 2nd shunt trip, without 1st Shunt trip | 93600 | 1 | Z\ | 1
3WA1112-3AC32-0AA0 |  | Withdrawable circuit breaker with guide frame, IEC 60947-2, frame size 1, 3-poles, In=1250A up to 690V AC 50/60Hz, breaking capacity S Icu=66/50kA at 500/690V, Trip unit ETU300 LSIG optimized for standard applica- tions, without display Protection LT, ST, INST, GF, N-protection required an external N-sensor, incl. trip alarm switch (1xCO), rear connection horizontal, guide frame with shutter and w/o position signalling switch, without Com & metering function Manual operating mechanism with mechanical closing, without Spring charging motor, Ready-to-close signal. switch, Auxiliary switches 2NO+2NC, without Closing coil (CC), manual operating mechanism with mechanical closing, without Remote trip alarm reset coil (RR), without 2nd shunt trip, without 1st Shunt trip | 90700 | 1 | Z\ | 1
3WA1112-3AC33-0AA0 |  | Withdrawable circuit breaker with guide frame, IEC 60947-2, frame size 1, 3-poles, In=1250A up to 690V AC 50/60Hz, breaking capacity S Icu=66/50kA at 500/690V, Trip unit ETU300 LSIG optimized for standard applica- tions, without display Protection LT, ST, INST, GF, N-protection required an external N-sensor, incl. trip alarm switch (1xCO), front connection double hole, guide frame with shutter and w/o position signalling switch, without Com & metering function Manual operating mechanism with mechanical closing, without Spring charging motor, Ready-to-close signal. switch, Auxiliary switches 2NO+2NC, without Closing coil (CC), manual operating mechanism with mechanical closing, without Remote trip alarm reset coil (RR), without 2nd shunt trip, without 1st Shunt trip | 99400 | 1 | Z\ | 1
3WA1112-3AC34-0AA0 |  | Withdrawable circuit breaker with guide frame, IEC 60947-2, frame size 1, 3-poles, In=1250A up to 690V AC 50/60Hz, breaking capacity S Icu=66/50kA at 500/690V, Trip unit ETU300 LSIG optimized for standard applica- tions, without display Protection LT, ST, INST, GF, N-protection required an external N-sensor, incl. trip alarm switch (1xCO), rear connection flange, guide frame with shutter and w/o position signalling switch, without Com & metering function Manual operating mechanism with mechanical closing, without Spring charging motor, Ready-to-close signal. switch, Auxiliary switches 2NO+2NC, without Closing coil (CC), manual operating mechanism with mechanical closing, without Remote trip alarm reset coil (RR), without 2nd shunt trip, without 1st Shunt trip | 90700 | 1 | Z\ | 1
3WA1112-3AC41-0AA0 |  | Withdrawable circuit breaker with guide frame, IEC 60947-2, frame size 1, 4-poles, N-pole left, In=1250A up to 690V AC 50/60Hz, breaking capacity S Icu=66/50kA at 500/690V, Trip unit ETU300 LSIG optimized for standard applica- tions, without display Protection LT, ST, INST, GF, include N-protection, (internal N-sensor available), incl. trip alarm switch (1xCO), rear connection vertical, guide frame with shutter and w/o position signalling switch, without Com & metering function Manual operating mechanism with mechanical closing, without Spring charging motor, Ready-to-close signal. switch, Auxiliary switches 2NO+2NC, without Closing coil (CC), manual operating mechanism with mechanical closing, without Remote trip alarm reset coil (RR), without 2nd shunt trip, without 1st Shunt trip | 123000 | 1 | Z\ | 1
3WA1112-3AC42-0AA0 |  | Withdrawable circuit breaker with guide frame, IEC 60947-2, frame size 1, 4-poles, N-pole left, In=1250A up to 690V AC 50/60Hz, breaking capacity S Icu=66/50kA at 500/690V, Trip unit ETU300 LSIG optimized for standard applica- tions, without display Protection LT, ST, INST, GF, include N-protection, (internal N-sensor available), incl. trip alarm switch (1xCO), rear connection horizontal, guide frame with shutter and w/o position signalling switch, without Com & metering function Manual operating mechanism with mechanical closing, without Spring charging motor, Ready-to-close signal. switch, Auxiliary switches 2NO+2NC, without Closing coil (CC), manual operating mechanism with mechanical closing, without Remote trip alarm reset coil (RR), without 2nd shunt trip, without 1st Shunt trip | 119000 | 1 | Z\ | 1
3WA1112-3AC43-0AA0 |  | Withdrawable circuit breaker with guide frame, IEC 60947-2, frame size 1, 4-poles, N-pole left, In=1250A up to 690V AC 50/60Hz, breaking capacity S Icu=66/50kA at 500/690V, Trip unit ETU300 LSIG optimized for standard applica- tions, without display Protection LT, ST, INST, GF, include N-protection, (internal N-sensor available), incl. trip alarm switch (1xCO), front connection double hole, guide frame with shutter and w/o position signalling switch, without Com & metering function Manual operating mechanism with mechanical closing, without Spring charging motor, Ready-to-close signal. switch, Auxiliary switches 2NO+2NC, without Closing coil (CC), manual operating mechanism with mechanical closing, without Remote trip alarm reset coil (RR), without 2nd shunt trip, without 1st Shunt trip | 131000 | 1 | Z\ | 1
3WA1112-3AC44-0AA0 |  | Withdrawable circuit breaker with guide frame, IEC 60947-2, frame size 1, 4-poles, N-pole left, In=1250A up to 690V AC 50/60Hz, breaking capacity S Icu=66/50kA at 500/690V, Trip unit ETU300 LSIG optimized for standard applica- tions, without display Protection LT, ST, INST, GF, include N-protection, (internal N-sensor available), incl. trip alarm switch (1xCO), rear connection flange, guide frame with shutter and w/o position signalling switch, without Com & metering function Manual operating mechanism with mechanical closing, without Spring charging motor, Ready-to-close signal. switch, Auxiliary switches 2NO+2NC, without Closing coil (CC), manual operating mechanism with mechanical closing, without Remote trip alarm reset coil (RR), without 2nd shunt trip, without 1st Shunt trip | 119000 | 1 | Z\ | 1
3WA1112-3AE01-0AA0 |  | Fixed-mounted circuit breaker IEC 60947-2, frame size 1, 3-poles, In=1250A up to 690V AC 50/60Hz, breaking capacity S Icu=66/50kA at 500/690V, Trip unit ETU600 LSI upgrade ready , colordisplay, bluetooth and USB interface, Protection LT, ST, INST, N-protection required an external N-sensor, incl. trip alarm switch (1xCO), rear connection vertical, without Com & metering function Manual operating mechanism with mechanical closing, without Spring charging motor, Ready-to-close signal. switch, Auxiliary switches 2NO+2NC, without Closing coil (CC), manual operating mechanism with mechanical closing, without Remote trip alarm reset coil (RR), without 2nd shunt trip, without 1st Shunt trip | 68700 | 1 | Z\ | 1
3WA1112-3AE02-0AA0 |  | Fixed-mounted circuit breaker IEC 60947-2, frame size 1, 3-poles, In=1250A up to 690V AC 50/60Hz, breaking capacity S Icu=66/50kA at 500/690V, Trip unit ETU600 LSI upgrade ready , colordisplay, bluetooth and USB interface, Protection LT, ST, INST, N-protection required an external N-sensor, incl. trip alarm switch (1xCO), rear connection horizontal, without Com & metering function Manual operating mechanism with mechanical closing, without Spring charging motor, Ready-to-close signal. switch, Auxiliary switches 2NO+2NC, without Closing coil (CC), manual operating mechanism with mechanical closing, without Remote trip alarm reset coil (RR), without 2nd shunt trip, without 1st Shunt trip | 66700 | 1 | Z\ | 1
3WA1112-3AE03-0AA0 |  | Fixed-mounted circuit breaker IEC 60947-2, frame size 1, 3-poles, In=1250A up to 690V AC 50/60Hz, breaking capacity S Icu=66/50kA at 500/690V, Trip unit ETU600 LSI upgrade ready , colordisplay, bluetooth and USB interface, Protection LT, ST, INST, N-protection required an external N-sensor, incl. trip alarm switch (1xCO), front connection double hole, without Com & metering function Manual operating mechanism with mechanical closing, without Spring charging motor, Ready-to-close signal. switch, Auxiliary switches 2NO+2NC, without Closing coil (CC), manual operating mechanism with mechanical closing, without Remote trip alarm reset coil (RR), without 2nd shunt trip, without 1st Shunt trip | 72700 | 1 | Z\ | 1
3WA1112-3AE11-0AA0 |  | Fixed-mounted circuit breaker IEC 60947-2, frame size 1, 4-poles, N-pole left, In=1250A up to 690V AC 50/60Hz, breaking capacity S Icu=66/50kA at 500/690V, Trip unit ETU600 LSI upgrade ready , colordisplay, bluetooth and USB interface, Protection LT, ST, INST, include N-protection, (internal N-sensor available), incl. trip alarm switch (1xCO), rear connection vertical, without Com & metering function Manual operating mechanism with mechanical closing, without Spring charging motor, Ready-to-close signal. switch, Auxiliary switches 2NO+2NC, without Closing coil (CC), manual operating mechanism with mechanical closing, without Remote trip alarm reset coil (RR), without 2nd shunt trip, without 1st Shunt trip | 90700 | 1 | Z\ | 1
3WA1112-3AE12-0AA0 |  | Fixed-mounted circuit breaker IEC 60947-2, frame size 1, 4-poles, N-pole left, In=1250A up to 690V AC 50/60Hz, breaking capacity S Icu=66/50kA at 500/690V, Trip unit ETU600 LSI upgrade ready , colordisplay, bluetooth and USB interface, Protection LT, ST, INST, include N-protection, (internal N-sensor available), incl. trip alarm switch (1xCO), rear connection horizontal, without Com & metering function Manual operating mechanism with mechanical closing, without Spring charging motor, Ready-to-close signal. switch, Auxiliary switches 2NO+2NC, without Closing coil (CC), manual operating mechanism with mechanical closing, without Remote trip alarm reset coil (RR), without 2nd shunt trip, without 1st Shunt trip | 88000 | 1 | Z\ | 1
3WA1112-3AE13-0AA0 |  | Fixed-mounted circuit breaker IEC 60947-2, frame size 1, 4-poles, N-pole left, In=1250A up to 690V AC 50/60Hz, breaking capacity S Icu=66/50kA at 500/690V, Trip unit ETU600 LSI upgrade ready , colordisplay, bluetooth and USB interface, Protection LT, ST, INST, include N-protection, (internal N-sensor available), incl. trip alarm switch (1xCO), front connection double hole, without Com & metering function Manual operating mechanism with mechanical closing, without Spring charging motor, Ready-to-close signal. switch, Auxiliary switches 2NO+2NC, without Closing coil (CC), manual operating mechanism with mechanical closing, without Remote trip alarm reset coil (RR), without 2nd shunt trip, without 1st Shunt trip | 96000 | 1 | Z\ | 1
3WA1112-3AE21-0AA0 |  | fixed-mounted circuit breaker, IEC 60947-2, size 1, 4-pole, N pole on right, In=1250 A up to 690 V AC 50/60 Hz, breaking capacity S Icu=66/50 kA at 500/690 V, tripping unit ETU600 LSI upgradeable, color display, Bluetooth, USB interface, basic protection LT, ST, INST, including protection of the N conductor (internal neutral point sensor available), trip alarm switch (1 x CO), connection at rear vertical, without Com & metering function Manual operating mechanism with mechanical closing, without Spring charging motor, Ready-to-close signal. switch, Auxiliary switches 2NO+2NC, without Closing coil (CC), manual operating mechanism with mechanical closing, without Remote trip alarm reset coil (RR), without 2nd shunt trip, without 1st Shunt trip | 90700 | 1 | Z\ | 1
3WA1112-3AE22-0AA0 |  | fixed-mounted circuit breaker, IEC 60947-2, size 1, 4-pole, N pole on right, In=1250 A up to 690 V AC 50/60 Hz, breaking capacity S Icu=66/50 kA at 500/690 V, tripping unit ETU600 LSI upgradeable, color display, Bluetooth, USB interface, basic protection LT, ST, INST, including protection of the N conductor (internal neutral point sensor available), trip alarm switch (1 x CO), connection at rear horizontal without Com & metering function Manual operating mechanism with mechanical closing, without Spring charging motor, Ready-to-close signal. switch, Auxiliary switches 2NO+2NC, without Closing coil (CC), manual operating mechanism with mechanical closing, without Remote trip alarm reset coil (RR), without 2nd shunt trip, without 1st Shunt trip | 88000 | 1 | Z\ | 1
3WA1112-3AE23-0AA0 |  | fixed-mounted circuit breaker, IEC 60947-2, size 1, 4-pole, N pole on right, In=1250 A up to 690 V AC 50/60 Hz, breaking capacity S Icu=66/50 kA at 500/690 V, tripping unit ETU600 LSI upgradeable, color display, Bluetooth, USB interface, basic protection LT, ST, INST, including protection of the N conductor (internal neutral point sensor available), trip alarm switch (1 x CO), front connection double hole, without Com & metering function Manual operating mechanism with mechanical closing, without Spring charging motor, Ready-to-close signal. switch, Auxiliary switches 2NO+2NC, without Closing coil (CC), manual operating mechanism with mechanical closing, without Remote trip alarm reset coil (RR), without 2nd shunt trip, without 1st Shunt trip | 96000 | 1 | Z\ | 1
3WA1112-3AE31-0AA0 |  | Withdrawable circuit breaker with guide frame, IEC 60947-2, frame size 1, 3-poles, In=1250A up to 690V AC 50/60Hz, breaking capacity S Icu=66/50kA at 500/690V, Trip unit ETU600 LSI upgrade ready , colordisplay, bluetooth and USB interface, Protection LT, ST, INST, N-protection required an external N-sensor, incl. trip alarm switch (1xCO), rear connection vertical, guide frame with shutter and w/o position signalling switch, without Com & metering function Manual operating mechanism with mechanical closing, without Spring charging motor, Ready-to-close signal. switch, Auxiliary switches 2NO+2NC, without Closing coil (CC), manual operating mechanism with mechanical closing, without Remote trip alarm reset coil (RR), without 2nd shunt trip, without 1st Shunt trip | 92600 | 1 | Z\ | 1
3WA1112-3AE32-0AA0 |  | Withdrawable circuit breaker with guide frame, IEC 60947-2, frame size 1, 3-poles, In=1250A up to 690V AC 50/60Hz, breaking capacity S Icu=66/50kA at 500/690V, Trip unit ETU600 LSI upgrade ready , colordisplay, bluetooth and USB interface, Protection LT, ST, INST, N-protection required an external N-sensor, incl. trip alarm switch (1xCO), rear connection horizontal, guide frame with shutter and w/o position signalling switch, without Com & metering function Manual operating mechanism with mechanical closing, without Spring charging motor, Ready-to-close signal. switch, Auxiliary switches 2NO+2NC, without Closing coil (CC), manual operating mechanism with mechanical closing, without Remote trip alarm reset coil (RR), without 2nd shunt trip, without 1st Shunt trip | 89700 | 1 | Z\ | 1
3WA1112-3AE33-0AA0 |  | Withdrawable circuit breaker with guide frame, IEC 60947-2, frame size 1, 3-poles, In=1250A up to 690V AC 50/60Hz, breaking capacity S Icu=66/50kA at 500/690V, Trip unit ETU600 LSI upgrade ready , colordisplay, bluetooth and USB interface, Protection LT, ST, INST, N-protection required an external N-sensor, incl. trip alarm switch (1xCO), front connection double hole, guide frame with shutter and w/o position signalling switch, without Com & metering function Manual operating mechanism with mechanical closing, without Spring charging motor, Ready-to-close signal. switch, Auxiliary switches 2NO+2NC, without Closing coil (CC), manual operating mechanism with mechanical closing, without Remote trip alarm reset coil (RR), without 2nd shunt trip, without 1st Shunt trip | 98300 | 1 | Z\ | 1
3WA1112-3AE34-0AA0 |  | Withdrawable circuit breaker with guide frame, IEC 60947-2, frame size 1, 3-poles, In=1250A up to 690V AC 50/60Hz, breaking capacity S Icu=66/50kA at 500/690V, Trip unit ETU600 LSI upgrade ready , colordisplay, bluetooth and USB interface, Protection LT, ST, INST, N-protection required an external N-sensor, incl. trip alarm switch (1xCO), rear connection flange, guide frame with shutter and w/o position signalling switch, without Com & metering function Manual operating mechanism with mechanical closing, without Spring charging motor, Ready-to-close signal. switch, Auxiliary switches 2NO+2NC, without Closing coil (CC), manual operating mechanism with mechanical closing, without Remote trip alarm reset coil (RR), without 2nd shunt trip, without 1st Shunt trip | 89700 | 1 | Z\ | 1
3WA1112-3AE34-0AA3-Z | F40R10T40 | Withdrawable circuit breaker with guide frame, IEC 60947-2, frame size 1, 3-poles, In=1250A up to 690V AC 50/60Hz, breaking capacity S Icu=66/50kA at 500/690V, Trip unit ETU600 LSI upgrade ready , colordisplay, bluetooth and USB interface, Protection LT, ST, INST, N-protection required an external N-sensor, incl. trip alarm switch (1xCO), rear connection flange, guide frame with shutter and w/o position signalling switch, without Com & metering function Manual operating mechanism with mechanical closing, without Spring charging motor, Ready-to-close signal. switch, Auxiliary switches 2NO+2NC, without Closing coil (CC), manual operating mechanism with mechanical closing, without Remote trip alarm reset coil (RR), without 2nd shunt trip, Shunt trip (ST) 100% OP 110-127 V AC / 110-125 V DC, suitable for continuous duty, Option F40 = Sealing cover for ETU Option R10 = Arc chute cover; for withdrawable breakers Not possible with breaking capacity C, E and D and frame size 2 4000A AC. Option T40 = Door sealing frame IP41 | 99048 | 1 | Z\ | 1
3WA1112-3AE41-0AA0 |  | Withdrawable circuit breaker with guide frame, IEC 60947-2, frame size 1, 4-poles, N-pole left, In=1250A up to 690V AC 50/60Hz, breaking capacity S Icu=66/50kA at 500/690V, Trip unit ETU600 LSI upgrade ready , colordisplay, bluetooth and USB interface, Protection LT, ST, INST, include N-protection, (internal N-sensor available), incl. trip alarm switch (1xCO), rear connection vertical, guide frame with shutter and w/o position signalling switch, without Com & metering function Manual operating mechanism with mechanical closing, without Spring charging motor, Ready-to-close signal. switch, Auxiliary switches 2NO+2NC, without Closing coil (CC), manual operating mechanism with mechanical closing, without Remote trip alarm reset coil (RR), without 2nd shunt trip, without 1st Shunt trip | 122000 | 1 | Z\ | 1
3WA1112-3AE42-0AA0 |  | Withdrawable circuit breaker with guide frame, IEC 60947-2, frame size 1, 4-poles, N-pole left, In=1250A up to 690V AC 50/60Hz, breaking capacity S Icu=66/50kA at 500/690V, Trip unit ETU600 LSI upgrade ready , colordisplay, bluetooth and USB interface, Protection LT, ST, INST, include N-protection, (internal N-sensor available), incl. trip alarm switch (1xCO), rear connection horizontal, guide frame with shutter and w/o position signalling switch, without Com & metering function Manual operating mechanism with mechanical closing, without Spring charging motor, Ready-to-close signal. switch, Auxiliary switches 2NO+2NC, without Closing coil (CC), manual operating mechanism with mechanical closing, without Remote trip alarm reset coil (RR), without 2nd shunt trip, without 1st Shunt trip | 118000 | 1 | Z\ | 1
3WA1112-3AE43-0AA0 |  | Withdrawable circuit breaker with guide frame, IEC 60947-2, frame size 1, 4-poles, N-pole left, In=1250A up to 690V AC 50/60Hz, breaking capacity S Icu=66/50kA at 500/690V, Trip unit ETU600 LSI upgrade ready , colordisplay, bluetooth and USB interface, Protection LT, ST, INST, include N-protection, (internal N-sensor available), incl. trip alarm switch (1xCO), front connection double hole, guide frame with shutter and w/o position signalling switch, without Com & metering function Manual operating mechanism with mechanical closing, without Spring charging motor, Ready-to-close signal. switch, Auxiliary switches 2NO+2NC, without Closing coil (CC), manual operating mechanism with mechanical closing, without Remote trip alarm reset coil (RR), without 2nd shunt trip, without 1st Shunt trip | 130000 | 1 | Z\ | 1
3WA1112-3AE44-0AA0 |  | Withdrawable circuit breaker with guide frame, IEC 60947-2, frame size 1, 4-poles, N-pole left, In=1250A up to 690V AC 50/60Hz, breaking capacity S Icu=66/50kA at 500/690V, Trip unit ETU600 LSI upgrade ready , colordisplay, bluetooth and USB interface, Protection LT, ST, INST, include N-protection, (internal N-sensor available), incl. trip alarm switch (1xCO), rear connection flange, guide frame with shutter and w/o position signalling switch, without Com & metering function Manual operating mechanism with mechanical closing, without Spring charging motor, Ready-to-close signal. switch, Auxiliary switches 2NO+2NC, without Closing coil (CC), manual operating mechanism with mechanical closing, without Remote trip alarm reset coil (RR), without 2nd shunt trip, without 1st Shunt trip | 118000 | 1 | Z\ | 1
3WA1112-3AF01-0AA0 |  | Fixed-mounted circuit breaker IEC 60947-2, frame size 1, 3-poles, In=1250A up to 690V AC 50/60Hz, breaking capacity S Icu=66/50kA at 500/690V, Trip unit ETU600 LSIG upgrade ready , colordisplay, bluetooth and USB interface, Protection LT, ST, INST, GFx, N-protection required an external N-sensor, incl. trip alarm switch (1xCO), rear connection vertical, without Com & metering function Manual operating mechanism with mechanical closing, without Spring charging motor, Ready-to-close signal. switch, Auxiliary switches 2NO+2NC, without Closing coil (CC), manual operating mechanism with mechanical closing, without Remote trip alarm reset coil (RR), without 2nd shunt trip, without 1st Shunt trip | 79300 | 1 | Z\ | 1
3WA1112-3AF02-0AA0 |  | Fixed-mounted circuit breaker IEC 60947-2, frame size 1, 3-poles, In=1250A up to 690V AC 50/60Hz, breaking capacity S Icu=66/50kA at 500/690V, Trip unit ETU600 LSIG upgrade ready , colordisplay, bluetooth and USB interface, Protection LT, ST, INST, GFx, N-protection required an external N-sensor, incl. trip alarm switch (1xCO), rear connection horizontal, without Com & metering function Manual operating mechanism with mechanical closing, without Spring charging motor, Ready-to-close signal. switch, Auxiliary switches 2NO+2NC, without Closing coil (CC), manual operating mechanism with mechanical closing, without Remote trip alarm reset coil (RR), without 2nd shunt trip, without 1st Shunt trip | 77300 | 1 | Z\ | 1
3WA1112-3AF03-0AA0 |  | Fixed-mounted circuit breaker IEC 60947-2, frame size 1, 3-poles, In=1250A up to 690V AC 50/60Hz, breaking capacity S Icu=66/50kA at 500/690V, Trip unit ETU600 LSIG upgrade ready , colordisplay, bluetooth and USB interface, Protection LT, ST, INST, GFx, N-protection required an external N-sensor, incl. trip alarm switch (1xCO), front connection double hole, without Com & metering function Manual operating mechanism with mechanical closing, without Spring charging motor, Ready-to-close signal. switch, Auxiliary switches 2NO+2NC, without Closing coil (CC), manual operating mechanism with mechanical closing, without Remote trip alarm reset coil (RR), without 2nd shunt trip, without 1st Shunt trip | 83300 | 1 | Z\ | 1
3WA1112-3AF11-0AA0 |  | Fixed-mounted circuit breaker IEC 60947-2, frame size 1, 4-poles, N-pole left, In=1250A up to 690V AC 50/60Hz, breaking capacity S Icu=66/50kA at 500/690V, Trip unit ETU600 LSIG upgrade ready , colordisplay, bluetooth and USB interface, Protection LT, ST, INST, GFx, include N-protection, (internal N-sensor available), incl. trip alarm switch (1xCO), rear connection vertical, without Com & metering function Manual operating mechanism with mechanical closing, without Spring charging motor, Ready-to-close signal. switch, Auxiliary switches 2NO+2NC, without Closing coil (CC), manual operating mechanism with mechanical closing, without Remote trip alarm reset coil (RR), without 2nd shunt trip, without 1st Shunt trip | 101000 | 1 | Z\ | 1
3WA1112-3AF12-0AA0 |  | Fixed-mounted circuit breaker IEC 60947-2, frame size 1, 4-poles, N-pole left, In=1250A up to 690V AC 50/60Hz, breaking capacity S Icu=66/50kA at 500/690V, Trip unit ETU600 LSIG upgrade ready , colordisplay, bluetooth and USB interface, Protection LT, ST, INST, GFx, include N-protection, (internal N-sensor available), incl. trip alarm switch (1xCO), rear connection horizontal, without Com & metering function Manual operating mechanism with mechanical closing, without Spring charging motor, Ready-to-close signal. switch, Auxiliary switches 2NO+2NC, without Closing coil (CC), manual operating mechanism with mechanical closing, without Remote trip alarm reset coil (RR), without 2nd shunt trip, without 1st Shunt trip | 98700 | 1 | Z\ | 1
3WA1112-3AF13-0AA0 |  | Fixed-mounted circuit breaker IEC 60947-2, frame size 1, 4-poles, N-pole left, In=1250A up to 690V AC 50/60Hz, breaking capacity S Icu=66/50kA at 500/690V, Trip unit ETU600 LSIG upgrade ready , colordisplay, bluetooth and USB interface, Protection LT, ST, INST, GFx, include N-protection, (internal N-sensor available), incl. trip alarm switch (1xCO), front connection double hole, without Com & metering function Manual operating mechanism with mechanical closing, without Spring charging motor, Ready-to-close signal. switch, Auxiliary switches 2NO+2NC, without Closing coil (CC), manual operating mechanism with mechanical closing, without Remote trip alarm reset coil (RR), without 2nd shunt trip, without 1st Shunt trip | 107000 | 1 | Z\ | 1
3WA1112-3AF21-0AA0 |  | fixed-mounted circuit breaker, IEC 60947-2, size 1, 4-pole, N pole on right, In=1250 A up to 690 V AC 50/60 Hz, breaking capacity S Icu=66/50 kA at 500/690 V, tripping unit ETU600 LSIG upgradeable, color display, Bluetooth, USB interface, basic protection LT, ST, INST, GFx, including protection of the N conductor (internal neutral point sensor available), trip alarm switch (1 x CO), connection at rear vertical, without Com & metering function Manual operating mechanism with mechanical closing, without Spring charging motor, Ready-to-close signal. switch, Auxiliary switches 2NO+2NC, without Closing coil (CC), manual operating mechanism with mechanical closing, without Remote trip alarm reset coil (RR), without 2nd shunt trip, without 1st Shunt trip | 101000 | 1 | Z\ | 1
3WA1112-3AF22-0AA0 |  | fixed-mounted circuit breaker, IEC 60947-2, size 1, 4-pole, N pole on right, In=1250 A up to 690 V AC 50/60 Hz, breaking capacity S Icu=66/50 kA at 500/690 V, tripping unit ETU600 LSIG upgradeable, color display, Bluetooth, USB interface, basic protection LT, ST, INST, GFx, including protection of the N conductor (internal neutral point sensor available), trip alarm switch (1 x CO), connection at rear horizontal without Com & metering function Manual operating mechanism with mechanical closing, without Spring charging motor, Ready-to-close signal. switch, Auxiliary switches 2NO+2NC, without Closing coil (CC), manual operating mechanism with mechanical closing, without Remote trip alarm reset coil (RR), without 2nd shunt trip, without 1st Shunt trip | 98700 | 1 | Z\ | 1
3WA1112-3AF23-0AA0 |  | fixed-mounted circuit breaker, IEC 60947-2, size 1, 4-pole, N pole on right, In=1250 A up to 690 V AC 50/60 Hz, breaking capacity S Icu=66/50 kA at 500/690 V, tripping unit ETU600 LSIG upgradeable, color display, Bluetooth, USB interface, basic protection LT, ST, INST, GFx, including protection of the N conductor (internal neutral point sensor available), trip alarm switch (1 x CO), front connection double hole, without Com & metering function Manual operating mechanism with mechanical closing, without Spring charging motor, Ready-to-close signal. switch, Auxiliary switches 2NO+2NC, without Closing coil (CC), manual operating mechanism with mechanical closing, without Remote trip alarm reset coil (RR), without 2nd shunt trip, without 1st Shunt trip | 107000 | 1 | Z\ | 1
3WA1112-3AF31-0AA0 |  | Withdrawable circuit breaker with guide frame, IEC 60947-2, frame size 1, 3-poles, In=1250A up to 690V AC 50/60Hz, breaking capacity S Icu=66/50kA at 500/690V, Trip unit ETU600 LSIG upgrade ready , colordisplay, bluetooth and USB interface, Protection LT, ST, INST, GFx, N-protection required an external N-sensor, incl. trip alarm switch (1xCO), rear connection vertical, guide frame with shutter and w/o position signalling switch, without Com & metering function Manual operating mechanism with mechanical closing, without Spring charging motor, Ready-to-close signal. switch, Auxiliary switches 2NO+2NC, without Closing coil (CC), manual operating mechanism with mechanical closing, without Remote trip alarm reset coil (RR), without 2nd shunt trip, without 1st Shunt trip | 103000 | 1 | Z\ | 1
3WA1112-3AF32-0AA0 |  | Withdrawable circuit breaker with guide frame, IEC 60947-2, frame size 1, 3-poles, In=1250A up to 690V AC 50/60Hz, breaking capacity S Icu=66/50kA at 500/690V, Trip unit ETU600 LSIG upgrade ready , colordisplay, bluetooth and USB interface, Protection LT, ST, INST, GFx, N-protection required an external N-sensor, incl. trip alarm switch (1xCO), rear connection horizontal, guide frame with shutter and w/o position signalling switch, without Com & metering function Manual operating mechanism with mechanical closing, without Spring charging motor, Ready-to-close signal. switch, Auxiliary switches 2NO+2NC, without Closing coil (CC), manual operating mechanism with mechanical closing, without Remote trip alarm reset coil (RR), without 2nd shunt trip, without 1st Shunt trip | 100000 | 1 | Z\ | 1
3WA1112-3AF33-0AA0 |  | Withdrawable circuit breaker with guide frame, IEC 60947-2, frame size 1, 3-poles, In=1250A up to 690V AC 50/60Hz, breaking capacity S Icu=66/50kA at 500/690V, Trip unit ETU600 LSIG upgrade ready , colordisplay, bluetooth and USB interface, Protection LT, ST, INST, GFx, N-protection required an external N-sensor, incl. trip alarm switch (1xCO), front connection double hole, guide frame with shutter and w/o position signalling switch, without Com & metering function Manual operating mechanism with mechanical closing, without Spring charging motor, Ready-to-close signal. switch, Auxiliary switches 2NO+2NC, without Closing coil (CC), manual operating mechanism with mechanical closing, without Remote trip alarm reset coil (RR), without 2nd shunt trip, without 1st Shunt trip | 109000 | 1 | Z\ | 1
3WA1112-3AF34-0AA0 |  | Withdrawable circuit breaker with guide frame, IEC 60947-2, frame size 1, 3-poles, In=1250A up to 690V AC 50/60Hz, breaking capacity S Icu=66/50kA at 500/690V, Trip unit ETU600 LSIG upgrade ready , colordisplay, bluetooth and USB interface, Protection LT, ST, INST, GFx, N-protection required an external N-sensor, incl. trip alarm switch (1xCO), rear connection flange, guide frame with shutter and w/o position signalling switch, without Com & metering function Manual operating mechanism with mechanical closing, without Spring charging motor, Ready-to-close signal. switch, Auxiliary switches 2NO+2NC, without Closing coil (CC), manual operating mechanism with mechanical closing, without Remote trip alarm reset coil (RR), without 2nd shunt trip, without 1st Shunt trip | 100000 | 1 | Z\ | 1
3WA1112-3AF34-7DA3-Z | S08T40 | Withdrawable circuit breaker with guide frame, IEC 60947-2, frame size 1, 3-poles, In=1250A up to 690V AC 50/60Hz, breaking capacity S Icu=66/50kA at 500/690V, Trip unit ETU600 LSIG upgrade ready , colordisplay, bluetooth and USB interface, Protection LT, ST, INST, GFx, N-protection required an external N-sensor, incl. trip alarm switch (1xCO), rear connection flange, guide frame with shutter and w/o position signalling switch, without Com & metering function with manual and motorized operating mechanism (M) 110-127 V AC / 110-125 V DC, Storage status and ready-to- close signaling switches, Auxiliary switches 4NO+4NC, Closing coil (CC) 100% OP 110-127 V AC / 110-125 V DC, applicable for continuous duty, without Remote trip alarm reset coil (RR), without 2nd shunt trip, Shunt trip (ST) 100% OP 110-127 V AC / 110-125 V DC, suitable for continuous duty, Option S08 = Locking provision against unauthorized closing Secured Open; for with Ronis lock Option T40 = Door sealing frame IP41 | 130020 | 1 | Z\ | 1
3WA1112-3AF41-0AA0 |  | Withdrawable circuit breaker with guide frame, IEC 60947-2, frame size 1, 4-poles, N-pole left, In=1250A up to 690V AC 50/60Hz, breaking capacity S Icu=66/50kA at 500/690V, Trip unit ETU600 LSIG upgrade ready , colordisplay, bluetooth and USB interface, Protection LT, ST, INST, GFx, include N-protection, (internal N-sensor available), incl. trip alarm switch (1xCO), rear connection vertical, guide frame with shutter and w/o position signalling switch, without Com & metering function Manual operating mechanism with mechanical closing, without Spring charging motor, Ready-to-close signal. switch, Auxiliary switches 2NO+2NC, without Closing coil (CC), manual operating mechanism with mechanical closing, without Remote trip alarm reset coil (RR), without 2nd shunt trip, without 1st Shunt trip | 133000 | 1 | Z\ | 1
3WA1112-3AF42-0AA0 |  | Withdrawable circuit breaker with guide frame, IEC 60947-2, frame size 1, 4-poles, N-pole left, In=1250A up to 690V AC 50/60Hz, breaking capacity S Icu=66/50kA at 500/690V, Trip unit ETU600 LSIG upgrade ready , colordisplay, bluetooth and USB interface, Protection LT, ST, INST, GFx, include N-protection, (internal N-sensor available), incl. trip alarm switch (1xCO), rear connection horizontal, guide frame with shutter and w/o position signalling switch, without Com & metering function Manual operating mechanism with mechanical closing, without Spring charging motor, Ready-to-close signal. switch, Auxiliary switches 2NO+2NC, without Closing coil (CC), manual operating mechanism with mechanical closing, without Remote trip alarm reset coil (RR), without 2nd shunt trip, without 1st Shunt trip | 129000 | 1 | Z\ | 1
3WA1112-3AF43-0AA0 |  | Withdrawable circuit breaker with guide frame, IEC 60947-2, frame size 1, 4-poles, N-pole left, In=1250A up to 690V AC 50/60Hz, breaking capacity S Icu=66/50kA at 500/690V, Trip unit ETU600 LSIG upgrade ready , colordisplay, bluetooth and USB interface, Protection LT, ST, INST, GFx, include N-protection, (internal N-sensor available), incl. trip alarm switch (1xCO), front connection double hole, guide frame with shutter and w/o position signalling switch, without Com & metering function Manual operating mechanism with mechanical closing, without Spring charging motor, Ready-to-close signal. switch, Auxiliary switches 2NO+2NC, without Closing coil (CC), manual operating mechanism with mechanical closing, without Remote trip alarm reset coil (RR), without 2nd shunt trip, without 1st Shunt trip | 141000 | 1 | Z\ | 1
3WA1112-3AF44-0AA0 |  | Withdrawable circuit breaker with guide frame, IEC 60947-2, frame size 1, 4-poles, N-pole left, In=1250A up to 690V AC 50/60Hz, breaking capacity S Icu=66/50kA at 500/690V, Trip unit ETU600 LSIG upgrade ready , colordisplay, bluetooth and USB interface, Protection LT, ST, INST, GFx, include N-protection, (internal N-sensor available), incl. trip alarm switch (1xCO), rear connection flange, guide frame with shutter and w/o position signalling switch, without Com & metering function Manual operating mechanism with mechanical closing, without Spring charging motor, Ready-to-close signal. switch, Auxiliary switches 2NO+2NC, without Closing coil (CC), manual operating mechanism with mechanical closing, without Remote trip alarm reset coil (RR), without 2nd shunt trip, without 1st Shunt trip | 129000 | 1 | Z\ | 1
3WA1112-3AF50-3DA3-Z | C01D80F40S07T40 | withdrawable circuit breaker, without guide frame, IEC 60947-2, size 1, 4-pole, N pole on right, In=1250 A up to 690 V AC 50/60 Hz, breaking capacity S Icu=66/50 kA at 500/690 V, tripping unit ETU600 LSIG upgradeable, color display, Bluetooth, USB interface, basic protection LT, ST, INST, GFx, including protection of the N conductor (internal neutral point sensor available), trip alarm switch (1 x CO), guide frame with shutter, without position signaling switch without Com & metering function with manual and motorized operating mechanism (M) 110-127 V AC / 110-125 V DC, Storage status and ready-to- close signaling switches, Auxiliary switches 2NO+2NC, Closing coil (CC) 100% OP 110-127 V AC / 110-125 V DC, applicable for continuous duty, without Remote trip alarm reset coil (RR), without 2nd shunt trip, Shunt trip (ST) 100% OP 110-127 V AC / 110-125 V DC, suitable for continuous duty, Option C01 = Operations counter for circuit breaker Option D80 = Circuit breaker without Bluetooth functionality Option F40 = Sealing cover for ETU Option S07 = Locking provision against unauthorized closing Secured Open; for padlock device Padlocks are not included. Option T40 = Door sealing frame IP41 | 132488 | 1 | Z\ | 1
3WA1112-3CA01-0AA0 |  | Non-automatic circuit breaker Fixed-mounted version, IEC 60947-2, frame size 1, 3-poles, In=1250A up to 690V AC 50/60Hz, breaking capacity S Icc=66/50kA at 500/690V, without electr. trip unit ETU, rear connection vertical, able to communication, Manual operating mechanism with mechanical closing, without Spring charging motor, Ready-to-close signal. switch, Auxiliary switches 2NO+2NC, without Closing coil (CC), manual operating mechanism with mechanical closing, without Remote trip alarm reset coil (RR), without 2nd shunt trip, without 1st Shunt trip | 61730 | 1 | Z\ | 1
3WA1112-3CA02-0AA0 |  | Non-automatic circuit breaker Fixed-mounted version, IEC 60947-2, frame size 1, 3-poles, In=1250A up to 690V AC 50/60Hz, breaking capacity S Icc=66/50kA at 500/690V, without electr. trip unit ETU, rear connection horizontal, able to communication, Manual operating mechanism with mechanical closing, without Spring charging motor, Ready-to-close signal. switch, Auxiliary switches 2NO+2NC, without Closing coil (CC), manual operating mechanism with mechanical closing, without Remote trip alarm reset coil (RR), without 2nd shunt trip, without 1st Shunt trip | 59730 | 1 | Z\ | 1
3WA1112-3CA03-0AA0 |  | Non-automatic circuit breaker Fixed-mounted version, IEC 60947-2, frame size 1, 3-poles, In=1250A up to 690V AC 50/60Hz, breaking capacity S Icc=66/50kA at 500/690V, without electr. trip unit ETU, front connection double hole, able to communication, Manual operating mechanism with mechanical closing, without Spring charging motor, Ready-to-close signal. switch, Auxiliary switches 2NO+2NC, without Closing coil (CC), manual operating mechanism with mechanical closing, without Remote trip alarm reset coil (RR), without 2nd shunt trip, without 1st Shunt trip | 65730 | 1 | Z\ | 1
3WA1112-3CA11-0AA0 |  | Non-automatic circuit breaker Fixed-mounted version, IEC 60947-2, frame size 1, 4-poles, N-pole left, In=1250A up to 690V AC 50/60Hz, breaking capacity S Icc=66/50kA at 500/690V, without electr. trip unit ETU, rear connection vertical, able to communication, Manual operating mechanism with mechanical closing, without Spring charging motor, Ready-to-close signal. switch, Auxiliary switches 2NO+2NC, without Closing coil (CC), manual operating mechanism with mechanical closing, without Remote trip alarm reset coil (RR), without 2nd shunt trip, without 1st Shunt trip | 80030 | 1 | Z\ | 1
3WA1112-3CA12-0AA0 |  | Non-automatic circuit breaker Fixed-mounted version, IEC 60947-2, frame size 1, 4-poles, N-pole left, In=1250A up to 690V AC 50/60Hz, breaking capacity S Icc=66/50kA at 500/690V, without electr. trip unit ETU, rear connection horizontal, able to communication, Manual operating mechanism with mechanical closing, without Spring charging motor, Ready-to-close signal. switch, Auxiliary switches 2NO+2NC, without Closing coil (CC), manual operating mechanism with mechanical closing, without Remote trip alarm reset coil (RR), without 2nd shunt trip, without 1st Shunt trip | 77430 | 1 | Z\ | 1
3WA1112-3CA13-0AA0 |  | Non-automatic circuit breaker Fixed-mounted version, IEC 60947-2, frame size 1, 4-poles, N-pole left, In=1250A up to 690V AC 50/60Hz, breaking capacity S Icc=66/50kA at 500/690V, without electr. trip unit ETU, front connection double hole, able to communication, Manual operating mechanism with mechanical closing, without Spring charging motor, Ready-to-close signal. switch, Auxiliary switches 2NO+2NC, without Closing coil (CC), manual operating mechanism with mechanical closing, without Remote trip alarm reset coil (RR), without 2nd shunt trip, without 1st Shunt trip | 85330 | 1 | Z\ | 1
3WA1112-3CA21-0AA0 |  | AC non-automatic air circuit breaker 3WA, fixed-mounted version, IEC 60947-2, size 1, 4-pole, N pole on right, In=1250 A up to 690 V AC 50/60 Hz, breaking capacity S, Icc=66/50 kA at 500/690 V, without electronic trip unit ETU, connection at rear vertical, able to communication, Manual operating mechanism with mechanical closing, without Spring charging motor, Ready-to-close signal. switch, Auxiliary switches 2NO+2NC, without Closing coil (CC), manual operating mechanism with mechanical closing, without Remote trip alarm reset coil (RR), without 2nd shunt trip, without 1st Shunt trip | 80030 | 1 | Z\ | 1
3WA1112-3CA22-0AA0 |  | AC non-automatic air circuit breaker 3WA, fixed-mounted version, IEC 60947-2, size 1, 4-pole, N pole on right, In=1250 A up to 690 V AC 50/60 Hz, breaking capacity S, Icc=66/50 kA at 500/690 V, without electronic trip unit ETU, connection at rear horizontal able to communication, Manual operating mechanism with mechanical closing, without Spring charging motor, Ready-to-close signal. switch, Auxiliary switches 2NO+2NC, without Closing coil (CC), manual operating mechanism with mechanical closing, without Remote trip alarm reset coil (RR), without 2nd shunt trip, without 1st Shunt trip | 77430 | 1 | Z\ | 1
3WA1112-3CA23-0AA0 |  | AC non-automatic air circuit breaker 3WA, fixed-mounted version, IEC 60947-2, size 1, 4-pole, N pole on right, In=1250 A up to 690 V AC 50/60 Hz, breaking capacity S, Icc=66/50 kA at 500/690 V, without electronic trip unit ETU, front connection double hole, able to communication, Manual operating mechanism with mechanical closing, without Spring charging motor, Ready-to-close signal. switch, Auxiliary switches 2NO+2NC, without Closing coil (CC), manual operating mechanism with mechanical closing, without Remote trip alarm reset coil (RR), without 2nd shunt trip, without 1st Shunt trip | 85330 | 1 | Z\ | 1
3WA1112-3CA31-0AA0 |  | Non-automatic circuit breaker withdrawable version, with guide frame, IEC 60947-2, frame size 1, 3-poles, In=1250A up to 690V AC 50/60Hz, breaking capacity S Icc=66/50kA at 500/690V, without electr. trip unit ETU, rear connection vertical, guide frame with shutter and w/o position signalling switch, able to communication, Manual operating mechanism with mechanical closing, without Spring charging motor, Ready-to-close signal. switch, Auxiliary switches 2NO+2NC, without Closing coil (CC), manual operating mechanism with mechanical closing, without Remote trip alarm reset coil (RR), without 2nd shunt trip, without 1st Shunt trip | 81630 | 1 | Z\ | 1
3WA1112-3CA32-0AA0 |  | Non-automatic circuit breaker withdrawable version, with guide frame, IEC 60947-2, frame size 1, 3-poles, In=1250A up to 690V AC 50/60Hz, breaking capacity S Icc=66/50kA at 500/690V, without electr. trip unit ETU, rear connection horizontal, guide frame with shutter and w/o position signalling switch, able to communication, Manual operating mechanism with mechanical closing, without Spring charging motor, Ready-to-close signal. switch, Auxiliary switches 2NO+2NC, without Closing coil (CC), manual operating mechanism with mechanical closing, without Remote trip alarm reset coil (RR), without 2nd shunt trip, without 1st Shunt trip | 78730 | 1 | Z\ | 1
3WA1112-3CA33-0AA0 |  | Non-automatic circuit breaker withdrawable version, with guide frame, IEC 60947-2, frame size 1, 3-poles, In=1250A up to 690V AC 50/60Hz, breaking capacity S Icc=66/50kA at 500/690V, without electr. trip unit ETU, front connection double hole, guide frame with shutter and w/o position signalling switch, able to communication, Manual operating mechanism with mechanical closing, without Spring charging motor, Ready-to-close signal. switch, Auxiliary switches 2NO+2NC, without Closing coil (CC), manual operating mechanism with mechanical closing, without Remote trip alarm reset coil (RR), without 2nd shunt trip, without 1st Shunt trip | 87430 | 1 | Z\ | 1
3WA1112-3CA34-0AA0 |  | Non-automatic circuit breaker withdrawable version, with guide frame, IEC 60947-2, frame size 1, 3-poles, In=1250A up to 690V AC 50/60Hz, breaking capacity S Icc=66/50kA at 500/690V, without electr. trip unit ETU, rear connection flange, guide frame with shutter and w/o position signalling switch, able to communication, Manual operating mechanism with mechanical closing, without Spring charging motor, Ready-to-close signal. switch, Auxiliary switches 2NO+2NC, without Closing coil (CC), manual operating mechanism with mechanical closing, without Remote trip alarm reset coil (RR), without 2nd shunt trip, without 1st Shunt trip | 78730 | 1 | Z\ | 1
3WA1112-3CA41-0AA0 |  | Non-automatic circuit breaker withdrawable version, with guide frame, IEC 60947-2, frame size 1, 4-poles, N-pole left, In=1250A up to 690V AC 50/60Hz, breaking capacity S Icc=66/50kA at 500/690V, without electr. trip unit ETU, rear connection vertical, guide frame with shutter and w/o position signalling switch, able to communication, Manual operating mechanism with mechanical closing, without Spring charging motor, Ready-to-close signal. switch, Auxiliary switches 2NO+2NC, without Closing coil (CC), manual operating mechanism with mechanical closing, without Remote trip alarm reset coil (RR), without 2nd shunt trip, without 1st Shunt trip | 106430 | 1 | Z\ | 1
3WA1112-3CA42-0AA0 |  | Non-automatic circuit breaker withdrawable version, with guide frame, IEC 60947-2, frame size 1, 4-poles, N-pole left, In=1250A up to 690V AC 50/60Hz, breaking capacity S Icc=66/50kA at 500/690V, without electr. trip unit ETU, rear connection horizontal, guide frame with shutter and w/o position signalling switch, able to communication, Manual operating mechanism with mechanical closing, without Spring charging motor, Ready-to-close signal. switch, Auxiliary switches 2NO+2NC, without Closing coil (CC), manual operating mechanism with mechanical closing, without Remote trip alarm reset coil (RR), without 2nd shunt trip, without 1st Shunt trip | 102530 | 1 | Z\ | 1
3WA1112-3CA43-0AA0 |  | Non-automatic circuit breaker withdrawable version, with guide frame, IEC 60947-2, frame size 1, 4-poles, N-pole left, In=1250A up to 690V AC 50/60Hz, breaking capacity S Icc=66/50kA at 500/690V, without electr. trip unit ETU, front connection double hole, guide frame with shutter and w/o position signalling switch, able to communication, Manual operating mechanism with mechanical closing, without Spring charging motor, Ready-to-close signal. switch, Auxiliary switches 2NO+2NC, without Closing coil (CC), manual operating mechanism with mechanical closing, without Remote trip alarm reset coil (RR), without 2nd shunt trip, without 1st Shunt trip | 114430 | 1 | Z\ | 1
3WA1112-3CA44-0AA0 |  | Non-automatic circuit breaker withdrawable version, with guide frame, IEC 60947-2, frame size 1, 4-poles, N-pole left, In=1250A up to 690V AC 50/60Hz, breaking capacity S Icc=66/50kA at 500/690V, without electr. trip unit ETU, rear connection flange, guide frame with shutter and w/o position signalling switch, able to communication, Manual operating mechanism with mechanical closing, without Spring charging motor, Ready-to-close signal. switch, Auxiliary switches 2NO+2NC, without Closing coil (CC), manual operating mechanism with mechanical closing, without Remote trip alarm reset coil (RR), without 2nd shunt trip, without 1st Shunt trip | 102530 | 1 | Z\ | 1
3WA1112-3CE02-0DP3-Z | D80K60S07T40 | Fixed-mounted circuit breaker IEC 60947-2, frame size 1, 3-poles, In=1250A up to 690V AC 50/60Hz, breaking capacity S Icu=66/50kA at 500/690V, Trip unit ETU600 LSI upgrade ready , colordisplay, bluetooth and USB interface, Protection LT, ST, INST, N-protection required an external N-sensor, incl. trip alarm switch (1xCO), rear connection horizontal, able to communication, Manual operating mechanism with mechanical closing, without Spring charging motor, Ready-to-close signal. switch, Auxiliary switches 2NO+2NC, Closing coil (CC) 100% OP 110-127 V AC / 110-125 V DC, applicable for continuous duty, without Remote trip alarm reset coil (RR), Undervoltage release (UVR) instantaneous (0,08 s) and short-delay (0,2 s), 110-127 V AC / 110-125 V DC, Shunt trip (ST) 100% OP 110-127 V AC / 110-125 V DC, suitable for continuous duty, Option D80 = Circuit breaker without Bluetooth functionality Option K60 = Internal current sensors without energy core, required power supply 24 V DC and undervoltage release (UVR), no power supply of the ETU via internal current sensors Option S07 = Locking provision against unauthorized closing Secured Open; for padlock device Padlocks are not included. Option T40 = Door sealing frame IP41 | 88420 | 1 | Z\ | 1
3WA1112-3CF34-2BL1-Z | F19M71S08T40 | Withdrawable circuit breaker with guide frame, IEC 60947-2, frame size 1, 3-poles, In=1250A up to 690V AC 50/60Hz, breaking capacity S Icu=66/50kA at 500/690V, Trip unit ETU600 LSIG upgrade ready , colordisplay, bluetooth and USB interface, Protection LT, ST, INST, GFx, N-protection required an external N-sensor, incl. trip alarm switch (1xCO), rear connection flange, guide frame with shutter and w/o position signalling switch, able to communication, with manual and motorized operating mechanism (M) 24-30 V DC, Storage status and ready-to- close signaling switches, Auxiliary switches 2NO+2NC, Closing coil (CC) 100% OP 24-30 V DC, applicable for continuous duty, without Remote trip alarm reset coil (RR), Undervoltage release (UVR) instantaneous (0,08 s) and short-delay (0,2 s), 24 V DC, Shunt trip (ST) 100% OP 24-30 V DC, suitable for continuous duty, Option F19 = COM190 COM module PROFINET IO Modbus TCP 2 switched Ethernet ports circuit breaker internal option M71 = changeover to CC/ST without communication capability Option S08 = Locking provision against unauthorized closing Secured Open; for with Ronis lock Option T40 = Door sealing frame IP41 | 152120 | 1 | Z\ | 1
3WA1112-3CF34-5BL1-Z | F19M71S08T40 | Withdrawable circuit breaker with guide frame, IEC 60947-2, frame size 1, 3-poles, In=1250A up to 690V AC 50/60Hz, breaking capacity S Icu=66/50kA at 500/690V, Trip unit ETU600 LSIG upgrade ready , colordisplay, bluetooth and USB interface, Protection LT, ST, INST, GFx, N-protection required an external N-sensor, incl. trip alarm switch (1xCO), rear connection flange, guide frame with shutter and w/o position signalling switch, able to communication, with manual and motorized operating mechanism (M) 24-30 V DC, Storage status and ready-to- close signaling switches, Auxiliary switches 4NO+4NC, Closing coil (CC) 100% OP 24-30 V DC, applicable for continuous duty, without Remote trip alarm reset coil (RR), Undervoltage release (UVR) instantaneous (0,08 s) and short-delay (0,2 s), 24 V DC, Shunt trip (ST) 100% OP 24-30 V DC, suitable for continuous duty, Option F19 = COM190 COM module PROFINET IO Modbus TCP 2 switched Ethernet ports circuit breaker internal option M71 = changeover to CC/ST without communication capability Option S08 = Locking provision against unauthorized closing Secured Open; for with Ronis lock Option T40 = Door sealing frame IP41 | 155220 | 1 | Z\ | 1
3WA1112-3CF34-5BL1-Z | F19S08T40 | Withdrawable circuit breaker with guide frame, IEC 60947-2, frame size 1, 3-poles, In=1250A up to 690V AC 50/60Hz, breaking capacity S Icu=66/50kA at 500/690V, Trip unit ETU600 LSIG upgrade ready , colordisplay, bluetooth and USB interface, Protection LT, ST, INST, GFx, N-protection required an external N-sensor, incl. trip alarm switch (1xCO), rear connection flange, guide frame with shutter and w/o position signalling switch, able to communication, with manual and motorized operating mechanism (M) 24-30 V DC, Storage status and ready-to- close signaling switches, Auxiliary switches 4NO+4NC, Closing coil (CC) 100% OP 24-30 V DC, applicable for continuous duty, without Remote trip alarm reset coil (RR), Undervoltage release (UVR) instantaneous (0,08 s) and short-delay (0,2 s), 24 V DC, Shunt trip (ST) 100% OP 24-30 V DC, suitable for continuous duty, Option F19 = COM190 COM module PROFINET IO Modbus TCP 2 switched Ethernet ports circuit breaker internal Option S08 = Locking provision against unauthorized closing Secured Open; for with Ronis lock Option T40 = Door sealing frame IP41 | 155220 | 1 | Z\ | 1
3WA1112-3EE01-0AA0 |  | Fixed-mounted circuit breaker IEC 60947-2, frame size 1, 3-poles, In=1250A up to 690V AC 50/60Hz, breaking capacity S Icu=66/50kA at 500/690V, Trip unit ETU600 LSI upgrade ready , colordisplay, bluetooth and USB interface, Protection LT, ST, INST, N-protection required an external N-sensor, incl. trip alarm switch (1xCO), rear connection vertical, with internal voltage tap on lower stab of circuit breaker, with voltage tap module VTM680 and power supply of ETU600, able to communication, integrated metering type PMF-1 Energy Efficiency, Voltage, Active energy Ea Manual operating mechanism with mechanical closing, without Spring charging motor, Ready-to-close signal. switch, Auxiliary switches 2NO+2NC, without Closing coil (CC), manual operating mechanism with mechanical closing, without Remote trip alarm reset coil (RR), without 2nd shunt trip, without 1st Shunt trip | 77570 | 1 | Z\ | 1
3WA1112-3EE02-0AA0 |  | Fixed-mounted circuit breaker IEC 60947-2, frame size 1, 3-poles, In=1250A up to 690V AC 50/60Hz, breaking capacity S Icu=66/50kA at 500/690V, Trip unit ETU600 LSI upgrade ready , colordisplay, bluetooth and USB interface, Protection LT, ST, INST, N-protection required an external N-sensor, incl. trip alarm switch (1xCO), rear connection horizontal, with internal voltage tap on lower stab of circuit breaker, with voltage tap module VTM680 and power supply of ETU600, able to communication, integrated metering type PMF-1 Energy Efficiency, Voltage, Active energy Ea Manual operating mechanism with mechanical closing, without Spring charging motor, Ready-to-close signal. switch, Auxiliary switches 2NO+2NC, without Closing coil (CC), manual operating mechanism with mechanical closing, without Remote trip alarm reset coil (RR), without 2nd shunt trip, without 1st Shunt trip | 75570 | 1 | Z\ | 1
3WA1112-3EE03-0AA0 |  | Fixed-mounted circuit breaker IEC 60947-2, frame size 1, 3-poles, In=1250A up to 690V AC 50/60Hz, breaking capacity S Icu=66/50kA at 500/690V, Trip unit ETU600 LSI upgrade ready , colordisplay, bluetooth and USB interface, Protection LT, ST, INST, N-protection required an external N-sensor, incl. trip alarm switch (1xCO), front connection double hole, with internal voltage tap on lower stab of circuit breaker, with voltage tap module VTM680 and power supply of ETU600, able to communication, integrated metering type PMF-1 Energy Efficiency, Voltage, Active energy Ea Manual operating mechanism with mechanical closing, without Spring charging motor, Ready-to-close signal. switch, Auxiliary switches 2NO+2NC, without Closing coil (CC), manual operating mechanism with mechanical closing, without Remote trip alarm reset coil (RR), without 2nd shunt trip, without 1st Shunt trip | 81570 | 1 | Z\ | 1
3WA1112-3EE11-0AA0 |  | Fixed-mounted circuit breaker IEC 60947-2, frame size 1, 4-poles, N-pole left, In=1250A up to 690V AC 50/60Hz, breaking capacity S Icu=66/50kA at 500/690V, Trip unit ETU600 LSI upgrade ready , colordisplay, bluetooth and USB interface, Protection LT, ST, INST, include N-protection, (internal N-sensor available), incl. trip alarm switch (1xCO), rear connection vertical, with internal voltage tap on lower stab of circuit breaker, with voltage tap module VTM680 and power supply of ETU600, able to communication, integrated metering type PMF-1 Energy Efficiency, Voltage, Active energy Ea Manual operating mechanism with mechanical closing, without Spring charging motor, Ready-to-close signal. switch, Auxiliary switches 2NO+2NC, without Closing coil (CC), manual operating mechanism with mechanical closing, without Remote trip alarm reset coil (RR), without 2nd shunt trip, without 1st Shunt trip | 99570 | 1 | Z\ | 1
3WA1112-3EE12-0AA0 |  | Fixed-mounted circuit breaker IEC 60947-2, frame size 1, 4-poles, N-pole left, In=1250A up to 690V AC 50/60Hz, breaking capacity S Icu=66/50kA at 500/690V, Trip unit ETU600 LSI upgrade ready , colordisplay, bluetooth and USB interface, Protection LT, ST, INST, include N-protection, (internal N-sensor available), incl. trip alarm switch (1xCO), rear connection horizontal, with internal voltage tap on lower stab of circuit breaker, with voltage tap module VTM680 and power supply of ETU600, able to communication, integrated metering type PMF-1 Energy Efficiency, Voltage, Active energy Ea Manual operating mechanism with mechanical closing, without Spring charging motor, Ready-to-close signal. switch, Auxiliary switches 2NO+2NC, without Closing coil (CC), manual operating mechanism with mechanical closing, without Remote trip alarm reset coil (RR), without 2nd shunt trip, without 1st Shunt trip | 96870 | 1 | Z\ | 1
3WA1112-3EE13-0AA0 |  | Fixed-mounted circuit breaker IEC 60947-2, frame size 1, 4-poles, N-pole left, In=1250A up to 690V AC 50/60Hz, breaking capacity S Icu=66/50kA at 500/690V, Trip unit ETU600 LSI upgrade ready , colordisplay, bluetooth and USB interface, Protection LT, ST, INST, include N-protection, (internal N-sensor available), incl. trip alarm switch (1xCO), front connection double hole, with internal voltage tap on lower stab of circuit breaker, with voltage tap module VTM680 and power supply of ETU600, able to communication, integrated metering type PMF-1 Energy Efficiency, Voltage, Active energy Ea Manual operating mechanism with mechanical closing, without Spring charging motor, Ready-to-close signal. switch, Auxiliary switches 2NO+2NC, without Closing coil (CC), manual operating mechanism with mechanical closing, without Remote trip alarm reset coil (RR), without 2nd shunt trip, without 1st Shunt trip | 104870 | 1 | Z\ | 1
3WA1112-3EE21-0AA0 |  | fixed-mounted circuit breaker, IEC 60947-2, size 1, 4-pole, N pole on right, In=1250 A up to 690 V AC 50/60 Hz, breaking capacity S Icu=66/50 kA at 500/690 V, tripping unit ETU600 LSI upgradeable, color display, Bluetooth, USB interface, basic protection LT, ST, INST, including protection of the N conductor (internal neutral point sensor available), trip alarm switch (1 x CO), connection at rear vertical, with internal voltage tap on lower stab of circuit breaker, with voltage tap module VTM680 and power supply of ETU600, able to communication, integrated metering type PMF-1 Energy Efficiency, Voltage, Active energy Ea Manual operating mechanism with mechanical closing, without Spring charging motor, Ready-to-close signal. switch, Auxiliary switches 2NO+2NC, without Closing coil (CC), manual operating mechanism with mechanical closing, without Remote trip alarm reset coil (RR), without 2nd shunt trip, without 1st Shunt trip | 99570 | 1 | Z\ | 1
3WA1112-3EE22-0AA0 |  | fixed-mounted circuit breaker, IEC 60947-2, size 1, 4-pole, N pole on right, In=1250 A up to 690 V AC 50/60 Hz, breaking capacity S Icu=66/50 kA at 500/690 V, tripping unit ETU600 LSI upgradeable, color display, Bluetooth, USB interface, basic protection LT, ST, INST, including protection of the N conductor (internal neutral point sensor available), trip alarm switch (1 x CO), connection at rear horizontal with internal voltage tap on lower stab of circuit breaker, with voltage tap module VTM680 and power supply of ETU600, able to communication, integrated metering type PMF-1 Energy Efficiency, Voltage, Active energy Ea Manual operating mechanism with mechanical closing, without Spring charging motor, Ready-to-close signal. switch, Auxiliary switches 2NO+2NC, without Closing coil (CC), manual operating mechanism with mechanical closing, without Remote trip alarm reset coil (RR), without 2nd shunt trip, without 1st Shunt trip | 96870 | 1 | Z\ | 1
3WA1112-3EE23-0AA0 |  | fixed-mounted circuit breaker, IEC 60947-2, size 1, 4-pole, N pole on right, In=1250 A up to 690 V AC 50/60 Hz, breaking capacity S Icu=66/50 kA at 500/690 V, tripping unit ETU600 LSI upgradeable, color display, Bluetooth, USB interface, basic protection LT, ST, INST, including protection of the N conductor (internal neutral point sensor available), trip alarm switch (1 x CO), front connection double hole, with internal voltage tap on lower stab of circuit breaker, with voltage tap module VTM680 and power supply of ETU600, able to communication, integrated metering type PMF-1 Energy Efficiency, Voltage, Active energy Ea Manual operating mechanism with mechanical closing, without Spring charging motor, Ready-to-close signal. switch, Auxiliary switches 2NO+2NC, without Closing coil (CC), manual operating mechanism with mechanical closing, without Remote trip alarm reset coil (RR), without 2nd shunt trip, without 1st Shunt trip | 104870 | 1 | Z\ | 1
3WA1112-3EE31-0AA0 |  | Withdrawable circuit breaker with guide frame, IEC 60947-2, frame size 1, 3-poles, In=1250A up to 690V AC 50/60Hz, breaking capacity S Icu=66/50kA at 500/690V, Trip unit ETU600 LSI upgrade ready , colordisplay, bluetooth and USB interface, Protection LT, ST, INST, N-protection required an external N-sensor, incl. trip alarm switch (1xCO), rear connection vertical, guide frame with shutter and w/o position signalling switch, with internal voltage tap on lower stab of circuit breaker, with voltage tap module VTM680 and power supply of ETU600, able to communication, integrated metering type PMF-1 Energy Efficiency, Voltage, Active energy Ea Manual operating mechanism with mechanical closing, without Spring charging motor, Ready-to-close signal. switch, Auxiliary switches 2NO+2NC, without Closing coil (CC), manual operating mechanism with mechanical closing, without Remote trip alarm reset coil (RR), without 2nd shunt trip, without 1st Shunt trip | 101470 | 1 | Z\ | 1
3WA1112-3EE32-0AA0 |  | Withdrawable circuit breaker with guide frame, IEC 60947-2, frame size 1, 3-poles, In=1250A up to 690V AC 50/60Hz, breaking capacity S Icu=66/50kA at 500/690V, Trip unit ETU600 LSI upgrade ready , colordisplay, bluetooth and USB interface, Protection LT, ST, INST, N-protection required an external N-sensor, incl. trip alarm switch (1xCO), rear connection horizontal, guide frame with shutter and w/o position signalling switch, with internal voltage tap on lower stab of circuit breaker, with voltage tap module VTM680 and power supply of ETU600, able to communication, integrated metering type PMF-1 Energy Efficiency, Voltage, Active energy Ea Manual operating mechanism with mechanical closing, without Spring charging motor, Ready-to-close signal. switch, Auxiliary switches 2NO+2NC, without Closing coil (CC), manual operating mechanism with mechanical closing, without Remote trip alarm reset coil (RR), without 2nd shunt trip, without 1st Shunt trip | 98570 | 1 | Z\ | 1
3WA1112-3EE33-0AA0 |  | Withdrawable circuit breaker with guide frame, IEC 60947-2, frame size 1, 3-poles, In=1250A up to 690V AC 50/60Hz, breaking capacity S Icu=66/50kA at 500/690V, Trip unit ETU600 LSI upgrade ready , colordisplay, bluetooth and USB interface, Protection LT, ST, INST, N-protection required an external N-sensor, incl. trip alarm switch (1xCO), front connection double hole, guide frame with shutter and w/o position signalling switch, with internal voltage tap on lower stab of circuit breaker, with voltage tap module VTM680 and power supply of ETU600, able to communication, integrated metering type PMF-1 Energy Efficiency, Voltage, Active energy Ea Manual operating mechanism with mechanical closing, without Spring charging motor, Ready-to-close signal. switch, Auxiliary switches 2NO+2NC, without Closing coil (CC), manual operating mechanism with mechanical closing, without Remote trip alarm reset coil (RR), without 2nd shunt trip, without 1st Shunt trip | 107170 | 1 | Z\ | 1
3WA1112-3EE34-0AA0 |  | Withdrawable circuit breaker with guide frame, IEC 60947-2, frame size 1, 3-poles, In=1250A up to 690V AC 50/60Hz, breaking capacity S Icu=66/50kA at 500/690V, Trip unit ETU600 LSI upgrade ready , colordisplay, bluetooth and USB interface, Protection LT, ST, INST, N-protection required an external N-sensor, incl. trip alarm switch (1xCO), rear connection flange, guide frame with shutter and w/o position signalling switch, with internal voltage tap on lower stab of circuit breaker, with voltage tap module VTM680 and power supply of ETU600, able to communication, integrated metering type PMF-1 Energy Efficiency, Voltage, Active energy Ea Manual operating mechanism with mechanical closing, without Spring charging motor, Ready-to-close signal. switch, Auxiliary switches 2NO+2NC, without Closing coil (CC), manual operating mechanism with mechanical closing, without Remote trip alarm reset coil (RR), without 2nd shunt trip, without 1st Shunt trip | 98570 | 1 | Z\ | 1
3WA1112-3EE41-0AA0 |  | Withdrawable circuit breaker with guide frame, IEC 60947-2, frame size 1, 4-poles, N-pole left, In=1250A up to 690V AC 50/60Hz, breaking capacity S Icu=66/50kA at 500/690V, Trip unit ETU600 LSI upgrade ready , colordisplay, bluetooth and USB interface, Protection LT, ST, INST, include N-protection, (internal N-sensor available), incl. trip alarm switch (1xCO), rear connection vertical, guide frame with shutter and w/o position signalling switch, with internal voltage tap on lower stab of circuit breaker, with voltage tap module VTM680 and power supply of ETU600, able to communication, integrated metering type PMF-1 Energy Efficiency, Voltage, Active energy Ea Manual operating mechanism with mechanical closing, without Spring charging motor, Ready-to-close signal. switch, Auxiliary switches 2NO+2NC, without Closing coil (CC), manual operating mechanism with mechanical closing, without Remote trip alarm reset coil (RR), without 2nd shunt trip, without 1st Shunt trip | 130870 | 1 | Z\ | 1
3WA1112-3EE42-0AA0 |  | Withdrawable circuit breaker with guide frame, IEC 60947-2, frame size 1, 4-poles, N-pole left, In=1250A up to 690V AC 50/60Hz, breaking capacity S Icu=66/50kA at 500/690V, Trip unit ETU600 LSI upgrade ready , colordisplay, bluetooth and USB interface, Protection LT, ST, INST, include N-protection, (internal N-sensor available), incl. trip alarm switch (1xCO), rear connection horizontal, guide frame with shutter and w/o position signalling switch, with internal voltage tap on lower stab of circuit breaker, with voltage tap module VTM680 and power supply of ETU600, able to communication, integrated metering type PMF-1 Energy Efficiency, Voltage, Active energy Ea Manual operating mechanism with mechanical closing, without Spring charging motor, Ready-to-close signal. switch, Auxiliary switches 2NO+2NC, without Closing coil (CC), manual operating mechanism with mechanical closing, without Remote trip alarm reset coil (RR), without 2nd shunt trip, without 1st Shunt trip | 126870 | 1 | Z\ | 1
3WA1112-3EE43-0AA0 |  | Withdrawable circuit breaker with guide frame, IEC 60947-2, frame size 1, 4-poles, N-pole left, In=1250A up to 690V AC 50/60Hz, breaking capacity S Icu=66/50kA at 500/690V, Trip unit ETU600 LSI upgrade ready , colordisplay, bluetooth and USB interface, Protection LT, ST, INST, include N-protection, (internal N-sensor available), incl. trip alarm switch (1xCO), front connection double hole, guide frame with shutter and w/o position signalling switch, with internal voltage tap on lower stab of circuit breaker, with voltage tap module VTM680 and power supply of ETU600, able to communication, integrated metering type PMF-1 Energy Efficiency, Voltage, Active energy Ea Manual operating mechanism with mechanical closing, without Spring charging motor, Ready-to-close signal. switch, Auxiliary switches 2NO+2NC, without Closing coil (CC), manual operating mechanism with mechanical closing, without Remote trip alarm reset coil (RR), without 2nd shunt trip, without 1st Shunt trip | 138870 | 1 | Z\ | 1
3WA1112-3EE44-0AA0 |  | Withdrawable circuit breaker with guide frame, IEC 60947-2, frame size 1, 4-poles, N-pole left, In=1250A up to 690V AC 50/60Hz, breaking capacity S Icu=66/50kA at 500/690V, Trip unit ETU600 LSI upgrade ready , colordisplay, bluetooth and USB interface, Protection LT, ST, INST, include N-protection, (internal N-sensor available), incl. trip alarm switch (1xCO), rear connection flange, guide frame with shutter and w/o position signalling switch, with internal voltage tap on lower stab of circuit breaker, with voltage tap module VTM680 and power supply of ETU600, able to communication, integrated metering type PMF-1 Energy Efficiency, Voltage, Active energy Ea Manual operating mechanism with mechanical closing, without Spring charging motor, Ready-to-close signal. switch, Auxiliary switches 2NO+2NC, without Closing coil (CC), manual operating mechanism with mechanical closing, without Remote trip alarm reset coil (RR), without 2nd shunt trip, without 1st Shunt trip | 126870 | 1 | Z\ | 1
3WA1112-3EF01-0AA0 |  | Fixed-mounted circuit breaker IEC 60947-2, frame size 1, 3-poles, In=1250A up to 690V AC 50/60Hz, breaking capacity S Icu=66/50kA at 500/690V, Trip unit ETU600 LSIG upgrade ready , colordisplay, bluetooth and USB interface, Protection LT, ST, INST, GFx, N-protection required an external N-sensor, incl. trip alarm switch (1xCO), rear connection vertical, with internal voltage tap on lower stab of circuit breaker, with voltage tap module VTM680 and power supply of ETU600, able to communication, integrated metering type PMF-1 Energy Efficiency, Voltage, Active energy Ea Manual operating mechanism with mechanical closing, without Spring charging motor, Ready-to-close signal. switch, Auxiliary switches 2NO+2NC, without Closing coil (CC), manual operating mechanism with mechanical closing, without Remote trip alarm reset coil (RR), without 2nd shunt trip, without 1st Shunt trip | 88170 | 1 | Z\ | 1
3WA1112-3EF02-0AA0 |  | Fixed-mounted circuit breaker IEC 60947-2, frame size 1, 3-poles, In=1250A up to 690V AC 50/60Hz, breaking capacity S Icu=66/50kA at 500/690V, Trip unit ETU600 LSIG upgrade ready , colordisplay, bluetooth and USB interface, Protection LT, ST, INST, GFx, N-protection required an external N-sensor, incl. trip alarm switch (1xCO), rear connection horizontal, with internal voltage tap on lower stab of circuit breaker, with voltage tap module VTM680 and power supply of ETU600, able to communication, integrated metering type PMF-1 Energy Efficiency, Voltage, Active energy Ea Manual operating mechanism with mechanical closing, without Spring charging motor, Ready-to-close signal. switch, Auxiliary switches 2NO+2NC, without Closing coil (CC), manual operating mechanism with mechanical closing, without Remote trip alarm reset coil (RR), without 2nd shunt trip, without 1st Shunt trip | 86170 | 1 | Z\ | 1
3WA1112-3EF03-0AA0 |  | Fixed-mounted circuit breaker IEC 60947-2, frame size 1, 3-poles, In=1250A up to 690V AC 50/60Hz, breaking capacity S Icu=66/50kA at 500/690V, Trip unit ETU600 LSIG upgrade ready , colordisplay, bluetooth and USB interface, Protection LT, ST, INST, GFx, N-protection required an external N-sensor, incl. trip alarm switch (1xCO), front connection double hole, with internal voltage tap on lower stab of circuit breaker, with voltage tap module VTM680 and power supply of ETU600, able to communication, integrated metering type PMF-1 Energy Efficiency, Voltage, Active energy Ea Manual operating mechanism with mechanical closing, without Spring charging motor, Ready-to-close signal. switch, Auxiliary switches 2NO+2NC, without Closing coil (CC), manual operating mechanism with mechanical closing, without Remote trip alarm reset coil (RR), without 2nd shunt trip, without 1st Shunt trip | 92170 | 1 | Z\ | 1
3WA1112-3EF11-0AA0 |  | Fixed-mounted circuit breaker IEC 60947-2, frame size 1, 4-poles, N-pole left, In=1250A up to 690V AC 50/60Hz, breaking capacity S Icu=66/50kA at 500/690V, Trip unit ETU600 LSIG upgrade ready , colordisplay, bluetooth and USB interface, Protection LT, ST, INST, GFx, include N-protection, (internal N-sensor available), incl. trip alarm switch (1xCO), rear connection vertical, with internal voltage tap on lower stab of circuit breaker, with voltage tap module VTM680 and power supply of ETU600, able to communication, integrated metering type PMF-1 Energy Efficiency, Voltage, Active energy Ea Manual operating mechanism with mechanical closing, without Spring charging motor, Ready-to-close signal. switch, Auxiliary switches 2NO+2NC, without Closing coil (CC), manual operating mechanism with mechanical closing, without Remote trip alarm reset coil (RR), without 2nd shunt trip, without 1st Shunt trip | 109870 | 1 | Z\ | 1
3WA1112-3EF12-0AA0 |  | Fixed-mounted circuit breaker IEC 60947-2, frame size 1, 4-poles, N-pole left, In=1250A up to 690V AC 50/60Hz, breaking capacity S Icu=66/50kA at 500/690V, Trip unit ETU600 LSIG upgrade ready , colordisplay, bluetooth and USB interface, Protection LT, ST, INST, GFx, include N-protection, (internal N-sensor available), incl. trip alarm switch (1xCO), rear connection horizontal, with internal voltage tap on lower stab of circuit breaker, with voltage tap module VTM680 and power supply of ETU600, able to communication, integrated metering type PMF-1 Energy Efficiency, Voltage, Active energy Ea Manual operating mechanism with mechanical closing, without Spring charging motor, Ready-to-close signal. switch, Auxiliary switches 2NO+2NC, without Closing coil (CC), manual operating mechanism with mechanical closing, without Remote trip alarm reset coil (RR), without 2nd shunt trip, without 1st Shunt trip | 107570 | 1 | Z\ | 1
3WA1112-3EF13-0AA0 |  | Fixed-mounted circuit breaker IEC 60947-2, frame size 1, 4-poles, N-pole left, In=1250A up to 690V AC 50/60Hz, breaking capacity S Icu=66/50kA at 500/690V, Trip unit ETU600 LSIG upgrade ready , colordisplay, bluetooth and USB interface, Protection LT, ST, INST, GFx, include N-protection, (internal N-sensor available), incl. trip alarm switch (1xCO), front connection double hole, with internal voltage tap on lower stab of circuit breaker, with voltage tap module VTM680 and power supply of ETU600, able to communication, integrated metering type PMF-1 Energy Efficiency, Voltage, Active energy Ea Manual operating mechanism with mechanical closing, without Spring charging motor, Ready-to-close signal. switch, Auxiliary switches 2NO+2NC, without Closing coil (CC), manual operating mechanism with mechanical closing, without Remote trip alarm reset coil (RR), without 2nd shunt trip, without 1st Shunt trip | 115870 | 1 | Z\ | 1
3WA1112-3EF21-0AA0 |  | fixed-mounted circuit breaker, IEC 60947-2, size 1, 4-pole, N pole on right, In=1250 A up to 690 V AC 50/60 Hz, breaking capacity S Icu=66/50 kA at 500/690 V, tripping unit ETU600 LSIG upgradeable, color display, Bluetooth, USB interface, basic protection LT, ST, INST, GFx, including protection of the N conductor (internal neutral point sensor available), trip alarm switch (1 x CO), connection at rear vertical, with internal voltage tap on lower stab of circuit breaker, with voltage tap module VTM680 and power supply of ETU600, able to communication, integrated metering type PMF-1 Energy Efficiency, Voltage, Active energy Ea Manual operating mechanism with mechanical closing, without Spring charging motor, Ready-to-close signal. switch, Auxiliary switches 2NO+2NC, without Closing coil (CC), manual operating mechanism with mechanical closing, without Remote trip alarm reset coil (RR), without 2nd shunt trip, without 1st Shunt trip | 109870 | 1 | Z\ | 1
3WA1112-3EF22-0AA0 |  | fixed-mounted circuit breaker, IEC 60947-2, size 1, 4-pole, N pole on right, In=1250 A up to 690 V AC 50/60 Hz, breaking capacity S Icu=66/50 kA at 500/690 V, tripping unit ETU600 LSIG upgradeable, color display, Bluetooth, USB interface, basic protection LT, ST, INST, GFx, including protection of the N conductor (internal neutral point sensor available), trip alarm switch (1 x CO), connection at rear horizontal with internal voltage tap on lower stab of circuit breaker, with voltage tap module VTM680 and power supply of ETU600, able to communication, integrated metering type PMF-1 Energy Efficiency, Voltage, Active energy Ea Manual operating mechanism with mechanical closing, without Spring charging motor, Ready-to-close signal. switch, Auxiliary switches 2NO+2NC, without Closing coil (CC), manual operating mechanism with mechanical closing, without Remote trip alarm reset coil (RR), without 2nd shunt trip, without 1st Shunt trip | 107570 | 1 | Z\ | 1
3WA1112-3EF23-0AA0 |  | fixed-mounted circuit breaker, IEC 60947-2, size 1, 4-pole, N pole on right, In=1250 A up to 690 V AC 50/60 Hz, breaking capacity S Icu=66/50 kA at 500/690 V, tripping unit ETU600 LSIG upgradeable, color display, Bluetooth, USB interface, basic protection LT, ST, INST, GFx, including protection of the N conductor (internal neutral point sensor available), trip alarm switch (1 x CO), front connection double hole, with internal voltage tap on lower stab of circuit breaker, with voltage tap module VTM680 and power supply of ETU600, able to communication, integrated metering type PMF-1 Energy Efficiency, Voltage, Active energy Ea Manual operating mechanism with mechanical closing, without Spring charging motor, Ready-to-close signal. switch, Auxiliary switches 2NO+2NC, without Closing coil (CC), manual operating mechanism with mechanical closing, without Remote trip alarm reset coil (RR), without 2nd shunt trip, without 1st Shunt trip | 115870 | 1 | Z\ | 1
3WA1112-3EF31-0AA0 |  | Withdrawable circuit breaker with guide frame, IEC 60947-2, frame size 1, 3-poles, In=1250A up to 690V AC 50/60Hz, breaking capacity S Icu=66/50kA at 500/690V, Trip unit ETU600 LSIG upgrade ready , colordisplay, bluetooth and USB interface, Protection LT, ST, INST, GFx, N-protection required an external N-sensor, incl. trip alarm switch (1xCO), rear connection vertical, guide frame with shutter and w/o position signalling switch, with internal voltage tap on lower stab of circuit breaker, with voltage tap module VTM680 and power supply of ETU600, able to communication, integrated metering type PMF-1 Energy Efficiency, Voltage, Active energy Ea Manual operating mechanism with mechanical closing, without Spring charging motor, Ready-to-close signal. switch, Auxiliary switches 2NO+2NC, without Closing coil (CC), manual operating mechanism with mechanical closing, without Remote trip alarm reset coil (RR), without 2nd shunt trip, without 1st Shunt trip | 111870 | 1 | Z\ | 1
3WA1112-3EF32-0AA0 |  | Withdrawable circuit breaker with guide frame, IEC 60947-2, frame size 1, 3-poles, In=1250A up to 690V AC 50/60Hz, breaking capacity S Icu=66/50kA at 500/690V, Trip unit ETU600 LSIG upgrade ready , colordisplay, bluetooth and USB interface, Protection LT, ST, INST, GFx, N-protection required an external N-sensor, incl. trip alarm switch (1xCO), rear connection horizontal, guide frame with shutter and w/o position signalling switch, with internal voltage tap on lower stab of circuit breaker, with voltage tap module VTM680 and power supply of ETU600, able to communication, integrated metering type PMF-1 Energy Efficiency, Voltage, Active energy Ea Manual operating mechanism with mechanical closing, without Spring charging motor, Ready-to-close signal. switch, Auxiliary switches 2NO+2NC, without Closing coil (CC), manual operating mechanism with mechanical closing, without Remote trip alarm reset coil (RR), without 2nd shunt trip, without 1st Shunt trip | 108870 | 1 | Z\ | 1
3WA1112-3EF33-0AA0 |  | Withdrawable circuit breaker with guide frame, IEC 60947-2, frame size 1, 3-poles, In=1250A up to 690V AC 50/60Hz, breaking capacity S Icu=66/50kA at 500/690V, Trip unit ETU600 LSIG upgrade ready , colordisplay, bluetooth and USB interface, Protection LT, ST, INST, GFx, N-protection required an external N-sensor, incl. trip alarm switch (1xCO), front connection double hole, guide frame with shutter and w/o position signalling switch, with internal voltage tap on lower stab of circuit breaker, with voltage tap module VTM680 and power supply of ETU600, able to communication, integrated metering type PMF-1 Energy Efficiency, Voltage, Active energy Ea Manual operating mechanism with mechanical closing, without Spring charging motor, Ready-to-close signal. switch, Auxiliary switches 2NO+2NC, without Closing coil (CC), manual operating mechanism with mechanical closing, without Remote trip alarm reset coil (RR), without 2nd shunt trip, without 1st Shunt trip | 117870 | 1 | Z\ | 1
3WA1112-3EF34-0AA0 |  | Withdrawable circuit breaker with guide frame, IEC 60947-2, frame size 1, 3-poles, In=1250A up to 690V AC 50/60Hz, breaking capacity S Icu=66/50kA at 500/690V, Trip unit ETU600 LSIG upgrade ready , colordisplay, bluetooth and USB interface, Protection LT, ST, INST, GFx, N-protection required an external N-sensor, incl. trip alarm switch (1xCO), rear connection flange, guide frame with shutter and w/o position signalling switch, with internal voltage tap on lower stab of circuit breaker, with voltage tap module VTM680 and power supply of ETU600, able to communication, integrated metering type PMF-1 Energy Efficiency, Voltage, Active energy Ea Manual operating mechanism with mechanical closing, without Spring charging motor, Ready-to-close signal. switch, Auxiliary switches 2NO+2NC, without Closing coil (CC), manual operating mechanism with mechanical closing, without Remote trip alarm reset coil (RR), without 2nd shunt trip, without 1st Shunt trip | 108870 | 1 | Z\ | 1
3WA1112-3EF41-0AA0 |  | Withdrawable circuit breaker with guide frame, IEC 60947-2, frame size 1, 4-poles, N-pole left, In=1250A up to 690V AC 50/60Hz, breaking capacity S Icu=66/50kA at 500/690V, Trip unit ETU600 LSIG upgrade ready , colordisplay, bluetooth and USB interface, Protection LT, ST, INST, GFx, include N-protection, (internal N-sensor available), incl. trip alarm switch (1xCO), rear connection vertical, guide frame with shutter and w/o position signalling switch, with internal voltage tap on lower stab of circuit breaker, with voltage tap module VTM680 and power supply of ETU600, able to communication, integrated metering type PMF-1 Energy Efficiency, Voltage, Active energy Ea Manual operating mechanism with mechanical closing, without Spring charging motor, Ready-to-close signal. switch, Auxiliary switches 2NO+2NC, without Closing coil (CC), manual operating mechanism with mechanical closing, without Remote trip alarm reset coil (RR), without 2nd shunt trip, without 1st Shunt trip | 141870 | 1 | Z\ | 1
3WA1112-3EF42-0AA0 |  | Withdrawable circuit breaker with guide frame, IEC 60947-2, frame size 1, 4-poles, N-pole left, In=1250A up to 690V AC 50/60Hz, breaking capacity S Icu=66/50kA at 500/690V, Trip unit ETU600 LSIG upgrade ready , colordisplay, bluetooth and USB interface, Protection LT, ST, INST, GFx, include N-protection, (internal N-sensor available), incl. trip alarm switch (1xCO), rear connection horizontal, guide frame with shutter and w/o position signalling switch, with internal voltage tap on lower stab of circuit breaker, with voltage tap module VTM680 and power supply of ETU600, able to communication, integrated metering type PMF-1 Energy Efficiency, Voltage, Active energy Ea Manual operating mechanism with mechanical closing, without Spring charging motor, Ready-to-close signal. switch, Auxiliary switches 2NO+2NC, without Closing coil (CC), manual operating mechanism with mechanical closing, without Remote trip alarm reset coil (RR), without 2nd shunt trip, without 1st Shunt trip | 137870 | 1 | Z\ | 1
3WA1112-3EF43-0AA0 |  | Withdrawable circuit breaker with guide frame, IEC 60947-2, frame size 1, 4-poles, N-pole left, In=1250A up to 690V AC 50/60Hz, breaking capacity S Icu=66/50kA at 500/690V, Trip unit ETU600 LSIG upgrade ready , colordisplay, bluetooth and USB interface, Protection LT, ST, INST, GFx, include N-protection, (internal N-sensor available), incl. trip alarm switch (1xCO), front connection double hole, guide frame with shutter and w/o position signalling switch, with internal voltage tap on lower stab of circuit breaker, with voltage tap module VTM680 and power supply of ETU600, able to communication, integrated metering type PMF-1 Energy Efficiency, Voltage, Active energy Ea Manual operating mechanism with mechanical closing, without Spring charging motor, Ready-to-close signal. switch, Auxiliary switches 2NO+2NC, without Closing coil (CC), manual operating mechanism with mechanical closing, without Remote trip alarm reset coil (RR), without 2nd shunt trip, without 1st Shunt trip | 149870 | 1 | Z\ | 1
3WA1112-3EF44-0AA0 |  | Withdrawable circuit breaker with guide frame, IEC 60947-2, frame size 1, 4-poles, N-pole left, In=1250A up to 690V AC 50/60Hz, breaking capacity S Icu=66/50kA at 500/690V, Trip unit ETU600 LSIG upgrade ready , colordisplay, bluetooth and USB interface, Protection LT, ST, INST, GFx, include N-protection, (internal N-sensor available), incl. trip alarm switch (1xCO), rear connection flange, guide frame with shutter and w/o position signalling switch, with internal voltage tap on lower stab of circuit breaker, with voltage tap module VTM680 and power supply of ETU600, able to communication, integrated metering type PMF-1 Energy Efficiency, Voltage, Active energy Ea Manual operating mechanism with mechanical closing, without Spring charging motor, Ready-to-close signal. switch, Auxiliary switches 2NO+2NC, without Closing coil (CC), manual operating mechanism with mechanical closing, without Remote trip alarm reset coil (RR), without 2nd shunt trip, without 1st Shunt trip | 137870 | 1 | Z\ | 1
3WA1112-3FE01-0AA0 |  | Fixed-mounted circuit breaker IEC 60947-2, frame size 1, 3-poles, In=1250A up to 690V AC 50/60Hz, breaking capacity S Icu=66/50kA at 500/690V, Trip unit ETU600 LSI upgrade ready , colordisplay, bluetooth and USB interface, Protection LT, ST, INST, N-protection required an external N-sensor, incl. trip alarm switch (1xCO), rear connection vertical, with internal voltage tap on lower stab of circuit breaker, with voltage tap module VTM680 and power supply of ETU600, able to communication, integrated metering type PMF-2 Basic Power Monitoring, Voltage, Energy, Power, Power factor, Frequency, Unbalance, Temperature, Manual operating mechanism with mechanical closing, without Spring charging motor, Ready-to-close signal. switch, Auxiliary switches 2NO+2NC, without Closing coil (CC), manual operating mechanism with mechanical closing, without Remote trip alarm reset coil (RR), without 2nd shunt trip, without 1st Shunt trip | 86400 | 1 | Z\ | 1
3WA1112-3FE02-0AA0 |  | Fixed-mounted circuit breaker IEC 60947-2, frame size 1, 3-poles, In=1250A up to 690V AC 50/60Hz, breaking capacity S Icu=66/50kA at 500/690V, Trip unit ETU600 LSI upgrade ready , colordisplay, bluetooth and USB interface, Protection LT, ST, INST, N-protection required an external N-sensor, incl. trip alarm switch (1xCO), rear connection horizontal, with internal voltage tap on lower stab of circuit breaker, with voltage tap module VTM680 and power supply of ETU600, able to communication, integrated metering type PMF-2 Basic Power Monitoring, Voltage, Energy, Power, Power factor, Frequency, Unbalance, Temperature, Manual operating mechanism with mechanical closing, without Spring charging motor, Ready-to-close signal. switch, Auxiliary switches 2NO+2NC, without Closing coil (CC), manual operating mechanism with mechanical closing, without Remote trip alarm reset coil (RR), without 2nd shunt trip, without 1st Shunt trip | 84400 | 1 | Z\ | 1
3WA1112-3FE03-0AA0 |  | Fixed-mounted circuit breaker IEC 60947-2, frame size 1, 3-poles, In=1250A up to 690V AC 50/60Hz, breaking capacity S Icu=66/50kA at 500/690V, Trip unit ETU600 LSI upgrade ready , colordisplay, bluetooth and USB interface, Protection LT, ST, INST, N-protection required an external N-sensor, incl. trip alarm switch (1xCO), front connection double hole, with internal voltage tap on lower stab of circuit breaker, with voltage tap module VTM680 and power supply of ETU600, able to communication, integrated metering type PMF-2 Basic Power Monitoring, Voltage, Energy, Power, Power factor, Frequency, Unbalance, Temperature, Manual operating mechanism with mechanical closing, without Spring charging motor, Ready-to-close signal. switch, Auxiliary switches 2NO+2NC, without Closing coil (CC), manual operating mechanism with mechanical closing, without Remote trip alarm reset coil (RR), without 2nd shunt trip, without 1st Shunt trip | 90400 | 1 | Z\ | 1
3WA1112-3FE11-0AA0 |  | Fixed-mounted circuit breaker IEC 60947-2, frame size 1, 4-poles, N-pole left, In=1250A up to 690V AC 50/60Hz, breaking capacity S Icu=66/50kA at 500/690V, Trip unit ETU600 LSI upgrade ready , colordisplay, bluetooth and USB interface, Protection LT, ST, INST, include N-protection, (internal N-sensor available), incl. trip alarm switch (1xCO), rear connection vertical, with internal voltage tap on lower stab of circuit breaker, with voltage tap module VTM680 and power supply of ETU600, able to communication, integrated metering type PMF-2 Basic Power Monitoring, Voltage, Energy, Power, Power factor, Frequency, Unbalance, Temperature, Manual operating mechanism with mechanical closing, without Spring charging motor, Ready-to-close signal. switch, Auxiliary switches 2NO+2NC, without Closing coil (CC), manual operating mechanism with mechanical closing, without Remote trip alarm reset coil (RR), without 2nd shunt trip, without 1st Shunt trip | 108400 | 1 | Z\ | 1
3WA1112-3FE12-0AA0 |  | Fixed-mounted circuit breaker IEC 60947-2, frame size 1, 4-poles, N-pole left, In=1250A up to 690V AC 50/60Hz, breaking capacity S Icu=66/50kA at 500/690V, Trip unit ETU600 LSI upgrade ready , colordisplay, bluetooth and USB interface, Protection LT, ST, INST, include N-protection, (internal N-sensor available), incl. trip alarm switch (1xCO), rear connection horizontal, with internal voltage tap on lower stab of circuit breaker, with voltage tap module VTM680 and power supply of ETU600, able to communication, integrated metering type PMF-2 Basic Power Monitoring, Voltage, Energy, Power, Power factor, Frequency, Unbalance, Temperature, Manual operating mechanism with mechanical closing, without Spring charging motor, Ready-to-close signal. switch, Auxiliary switches 2NO+2NC, without Closing coil (CC), manual operating mechanism with mechanical closing, without Remote trip alarm reset coil (RR), without 2nd shunt trip, without 1st Shunt trip | 105700 | 1 | Z\ | 1
3WA1112-3FE13-0AA0 |  | Fixed-mounted circuit breaker IEC 60947-2, frame size 1, 4-poles, N-pole left, In=1250A up to 690V AC 50/60Hz, breaking capacity S Icu=66/50kA at 500/690V, Trip unit ETU600 LSI upgrade ready , colordisplay, bluetooth and USB interface, Protection LT, ST, INST, include N-protection, (internal N-sensor available), incl. trip alarm switch (1xCO), front connection double hole, with internal voltage tap on lower stab of circuit breaker, with voltage tap module VTM680 and power supply of ETU600, able to communication, integrated metering type PMF-2 Basic Power Monitoring, Voltage, Energy, Power, Power factor, Frequency, Unbalance, Temperature, Manual operating mechanism with mechanical closing, without Spring charging motor, Ready-to-close signal. switch, Auxiliary switches 2NO+2NC, without Closing coil (CC), manual operating mechanism with mechanical closing, without Remote trip alarm reset coil (RR), without 2nd shunt trip, without 1st Shunt trip | 113700 | 1 | Z\ | 1
3WA1112-3FE21-0AA0 |  | fixed-mounted circuit breaker, IEC 60947-2, size 1, 4-pole, N pole on right, In=1250 A up to 690 V AC 50/60 Hz, breaking capacity S Icu=66/50 kA at 500/690 V, tripping unit ETU600 LSI upgradeable, color display, Bluetooth, USB interface, basic protection LT, ST, INST, including protection of the N conductor (internal neutral point sensor available), trip alarm switch (1 x CO), connection at rear vertical, with internal voltage tap on lower stab of circuit breaker, with voltage tap module VTM680 and power supply of ETU600, able to communication, integrated metering type PMF-2 Basic Power Monitoring, Voltage, Energy, Power, Power factor, Frequency, Unbalance, Temperature, Manual operating mechanism with mechanical closing, without Spring charging motor, Ready-to-close signal. switch, Auxiliary switches 2NO+2NC, without Closing coil (CC), manual operating mechanism with mechanical closing, without Remote trip alarm reset coil (RR), without 2nd shunt trip, without 1st Shunt trip | 108400 | 1 | Z\ | 1
3WA1112-3FE22-0AA0 |  | fixed-mounted circuit breaker, IEC 60947-2, size 1, 4-pole, N pole on right, In=1250 A up to 690 V AC 50/60 Hz, breaking capacity S Icu=66/50 kA at 500/690 V, tripping unit ETU600 LSI upgradeable, color display, Bluetooth, USB interface, basic protection LT, ST, INST, including protection of the N conductor (internal neutral point sensor available), trip alarm switch (1 x CO), connection at rear horizontal with internal voltage tap on lower stab of circuit breaker, with voltage tap module VTM680 and power supply of ETU600, able to communication, integrated metering type PMF-2 Basic Power Monitoring, Voltage, Energy, Power, Power factor, Frequency, Unbalance, Temperature, Manual operating mechanism with mechanical closing, without Spring charging motor, Ready-to-close signal. switch, Auxiliary switches 2NO+2NC, without Closing coil (CC), manual operating mechanism with mechanical closing, without Remote trip alarm reset coil (RR), without 2nd shunt trip, without 1st Shunt trip | 105700 | 1 | Z\ | 1
3WA1112-3FE23-0AA0 |  | fixed-mounted circuit breaker, IEC 60947-2, size 1, 4-pole, N pole on right, In=1250 A up to 690 V AC 50/60 Hz, breaking capacity S Icu=66/50 kA at 500/690 V, tripping unit ETU600 LSI upgradeable, color display, Bluetooth, USB interface, basic protection LT, ST, INST, including protection of the N conductor (internal neutral point sensor available), trip alarm switch (1 x CO), front connection double hole, with internal voltage tap on lower stab of circuit breaker, with voltage tap module VTM680 and power supply of ETU600, able to communication, integrated metering type PMF-2 Basic Power Monitoring, Voltage, Energy, Power, Power factor, Frequency, Unbalance, Temperature, Manual operating mechanism with mechanical closing, without Spring charging motor, Ready-to-close signal. switch, Auxiliary switches 2NO+2NC, without Closing coil (CC), manual operating mechanism with mechanical closing, without Remote trip alarm reset coil (RR), without 2nd shunt trip, without 1st Shunt trip | 113700 | 1 | Z\ | 1
3WA1112-3FE31-0AA0 |  | Withdrawable circuit breaker with guide frame, IEC 60947-2, frame size 1, 3-poles, In=1250A up to 690V AC 50/60Hz, breaking capacity S Icu=66/50kA at 500/690V, Trip unit ETU600 LSI upgrade ready , colordisplay, bluetooth and USB interface, Protection LT, ST, INST, N-protection required an external N-sensor, incl. trip alarm switch (1xCO), rear connection vertical, guide frame with shutter and w/o position signalling switch, with internal voltage tap on lower stab of circuit breaker, with voltage tap module VTM680 and power supply of ETU600, able to communication, integrated metering type PMF-2 Basic Power Monitoring, Voltage, Energy, Power, Power factor, Frequency, Unbalance, Temperature, Manual operating mechanism with mechanical closing, without Spring charging motor, Ready-to-close signal. switch, Auxiliary switches 2NO+2NC, without Closing coil (CC), manual operating mechanism with mechanical closing, without Remote trip alarm reset coil (RR), without 2nd shunt trip, without 1st Shunt trip | 110300 | 1 | Z\ | 1
3WA1112-3FE32-0AA0 |  | Withdrawable circuit breaker with guide frame, IEC 60947-2, frame size 1, 3-poles, In=1250A up to 690V AC 50/60Hz, breaking capacity S Icu=66/50kA at 500/690V, Trip unit ETU600 LSI upgrade ready , colordisplay, bluetooth and USB interface, Protection LT, ST, INST, N-protection required an external N-sensor, incl. trip alarm switch (1xCO), rear connection horizontal, guide frame with shutter and w/o position signalling switch, with internal voltage tap on lower stab of circuit breaker, with voltage tap module VTM680 and power supply of ETU600, able to communication, integrated metering type PMF-2 Basic Power Monitoring, Voltage, Energy, Power, Power factor, Frequency, Unbalance, Temperature, Manual operating mechanism with mechanical closing, without Spring charging motor, Ready-to-close signal. switch, Auxiliary switches 2NO+2NC, without Closing coil (CC), manual operating mechanism with mechanical closing, without Remote trip alarm reset coil (RR), without 2nd shunt trip, without 1st Shunt trip | 107400 | 1 | Z\ | 1
3WA1112-3FE33-0AA0 |  | Withdrawable circuit breaker with guide frame, IEC 60947-2, frame size 1, 3-poles, In=1250A up to 690V AC 50/60Hz, breaking capacity S Icu=66/50kA at 500/690V, Trip unit ETU600 LSI upgrade ready , colordisplay, bluetooth and USB interface, Protection LT, ST, INST, N-protection required an external N-sensor, incl. trip alarm switch (1xCO), front connection double hole, guide frame with shutter and w/o position signalling switch, with internal voltage tap on lower stab of circuit breaker, with voltage tap module VTM680 and power supply of ETU600, able to communication, integrated metering type PMF-2 Basic Power Monitoring, Voltage, Energy, Power, Power factor, Frequency, Unbalance, Temperature, Manual operating mechanism with mechanical closing, without Spring charging motor, Ready-to-close signal. switch, Auxiliary switches 2NO+2NC, without Closing coil (CC), manual operating mechanism with mechanical closing, without Remote trip alarm reset coil (RR), without 2nd shunt trip, without 1st Shunt trip | 116000 | 1 | Z\ | 1
3WA1112-3FE34-0AA0 |  | Withdrawable circuit breaker with guide frame, IEC 60947-2, frame size 1, 3-poles, In=1250A up to 690V AC 50/60Hz, breaking capacity S Icu=66/50kA at 500/690V, Trip unit ETU600 LSI upgrade ready , colordisplay, bluetooth and USB interface, Protection LT, ST, INST, N-protection required an external N-sensor, incl. trip alarm switch (1xCO), rear connection flange, guide frame with shutter and w/o position signalling switch, with internal voltage tap on lower stab of circuit breaker, with voltage tap module VTM680 and power supply of ETU600, able to communication, integrated metering type PMF-2 Basic Power Monitoring, Voltage, Energy, Power, Power factor, Frequency, Unbalance, Temperature, Manual operating mechanism with mechanical closing, without Spring charging motor, Ready-to-close signal. switch, Auxiliary switches 2NO+2NC, without Closing coil (CC), manual operating mechanism with mechanical closing, without Remote trip alarm reset coil (RR), without 2nd shunt trip, without 1st Shunt trip | 107400 | 1 | Z\ | 1
3WA1112-3FE41-0AA0 |  | Withdrawable circuit breaker with guide frame, IEC 60947-2, frame size 1, 4-poles, N-pole left, In=1250A up to 690V AC 50/60Hz, breaking capacity S Icu=66/50kA at 500/690V, Trip unit ETU600 LSI upgrade ready , colordisplay, bluetooth and USB interface, Protection LT, ST, INST, include N-protection, (internal N-sensor available), incl. trip alarm switch (1xCO), rear connection vertical, guide frame with shutter and w/o position signalling switch, with internal voltage tap on lower stab of circuit breaker, with voltage tap module VTM680 and power supply of ETU600, able to communication, integrated metering type PMF-2 Basic Power Monitoring, Voltage, Energy, Power, Power factor, Frequency, Unbalance, Temperature, Manual operating mechanism with mechanical closing, without Spring charging motor, Ready-to-close signal. switch, Auxiliary switches 2NO+2NC, without Closing coil (CC), manual operating mechanism with mechanical closing, without Remote trip alarm reset coil (RR), without 2nd shunt trip, without 1st Shunt trip | 139700 | 1 | Z\ | 1
3WA1112-3FE42-0AA0 |  | Withdrawable circuit breaker with guide frame, IEC 60947-2, frame size 1, 4-poles, N-pole left, In=1250A up to 690V AC 50/60Hz, breaking capacity S Icu=66/50kA at 500/690V, Trip unit ETU600 LSI upgrade ready , colordisplay, bluetooth and USB interface, Protection LT, ST, INST, include N-protection, (internal N-sensor available), incl. trip alarm switch (1xCO), rear connection horizontal, guide frame with shutter and w/o position signalling switch, with internal voltage tap on lower stab of circuit breaker, with voltage tap module VTM680 and power supply of ETU600, able to communication, integrated metering type PMF-2 Basic Power Monitoring, Voltage, Energy, Power, Power factor, Frequency, Unbalance, Temperature, Manual operating mechanism with mechanical closing, without Spring charging motor, Ready-to-close signal. switch, Auxiliary switches 2NO+2NC, without Closing coil (CC), manual operating mechanism with mechanical closing, without Remote trip alarm reset coil (RR), without 2nd shunt trip, without 1st Shunt trip | 135700 | 1 | Z\ | 1
3WA1112-3FE43-0AA0 |  | Withdrawable circuit breaker with guide frame, IEC 60947-2, frame size 1, 4-poles, N-pole left, In=1250A up to 690V AC 50/60Hz, breaking capacity S Icu=66/50kA at 500/690V, Trip unit ETU600 LSI upgrade ready , colordisplay, bluetooth and USB interface, Protection LT, ST, INST, include N-protection, (internal N-sensor available), incl. trip alarm switch (1xCO), front connection double hole, guide frame with shutter and w/o position signalling switch, with internal voltage tap on lower stab of circuit breaker, with voltage tap module VTM680 and power supply of ETU600, able to communication, integrated metering type PMF-2 Basic Power Monitoring, Voltage, Energy, Power, Power factor, Frequency, Unbalance, Temperature, Manual operating mechanism with mechanical closing, without Spring charging motor, Ready-to-close signal. switch, Auxiliary switches 2NO+2NC, without Closing coil (CC), manual operating mechanism with mechanical closing, without Remote trip alarm reset coil (RR), without 2nd shunt trip, without 1st Shunt trip | 147700 | 1 | Z\ | 1
3WA1112-3FE44-0AA0 |  | Withdrawable circuit breaker with guide frame, IEC 60947-2, frame size 1, 4-poles, N-pole left, In=1250A up to 690V AC 50/60Hz, breaking capacity S Icu=66/50kA at 500/690V, Trip unit ETU600 LSI upgrade ready , colordisplay, bluetooth and USB interface, Protection LT, ST, INST, include N-protection, (internal N-sensor available), incl. trip alarm switch (1xCO), rear connection flange, guide frame with shutter and w/o position signalling switch, with internal voltage tap on lower stab of circuit breaker, with voltage tap module VTM680 and power supply of ETU600, able to communication, integrated metering type PMF-2 Basic Power Monitoring, Voltage, Energy, Power, Power factor, Frequency, Unbalance, Temperature, Manual operating mechanism with mechanical closing, without Spring charging motor, Ready-to-close signal. switch, Auxiliary switches 2NO+2NC, without Closing coil (CC), manual operating mechanism with mechanical closing, without Remote trip alarm reset coil (RR), without 2nd shunt trip, without 1st Shunt trip | 135700 | 1 | Z\ | 1
3WA1112-3FF01-0AA0 |  | Fixed-mounted circuit breaker IEC 60947-2, frame size 1, 3-poles, In=1250A up to 690V AC 50/60Hz, breaking capacity S Icu=66/50kA at 500/690V, Trip unit ETU600 LSIG upgrade ready , colordisplay, bluetooth and USB interface, Protection LT, ST, INST, GFx, N-protection required an external N-sensor, incl. trip alarm switch (1xCO), rear connection vertical, with internal voltage tap on lower stab of circuit breaker, with voltage tap module VTM680 and power supply of ETU600, able to communication, integrated metering type PMF-2 Basic Power Monitoring, Voltage, Energy, Power, Power factor, Frequency, Unbalance, Temperature, Manual operating mechanism with mechanical closing, without Spring charging motor, Ready-to-close signal. switch, Auxiliary switches 2NO+2NC, without Closing coil (CC), manual operating mechanism with mechanical closing, without Remote trip alarm reset coil (RR), without 2nd shunt trip, without 1st Shunt trip | 97000 | 1 | Z\ | 1
3WA1112-3FF02-0AA0 |  | Fixed-mounted circuit breaker IEC 60947-2, frame size 1, 3-poles, In=1250A up to 690V AC 50/60Hz, breaking capacity S Icu=66/50kA at 500/690V, Trip unit ETU600 LSIG upgrade ready , colordisplay, bluetooth and USB interface, Protection LT, ST, INST, GFx, N-protection required an external N-sensor, incl. trip alarm switch (1xCO), rear connection horizontal, with internal voltage tap on lower stab of circuit breaker, with voltage tap module VTM680 and power supply of ETU600, able to communication, integrated metering type PMF-2 Basic Power Monitoring, Voltage, Energy, Power, Power factor, Frequency, Unbalance, Temperature, Manual operating mechanism with mechanical closing, without Spring charging motor, Ready-to-close signal. switch, Auxiliary switches 2NO+2NC, without Closing coil (CC), manual operating mechanism with mechanical closing, without Remote trip alarm reset coil (RR), without 2nd shunt trip, without 1st Shunt trip | 95000 | 1 | Z\ | 1
3WA1112-3FF03-0AA0 |  | Fixed-mounted circuit breaker IEC 60947-2, frame size 1, 3-poles, In=1250A up to 690V AC 50/60Hz, breaking capacity S Icu=66/50kA at 500/690V, Trip unit ETU600 LSIG upgrade ready , colordisplay, bluetooth and USB interface, Protection LT, ST, INST, GFx, N-protection required an external N-sensor, incl. trip alarm switch (1xCO), front connection double hole, with internal voltage tap on lower stab of circuit breaker, with voltage tap module VTM680 and power supply of ETU600, able to communication, integrated metering type PMF-2 Basic Power Monitoring, Voltage, Energy, Power, Power factor, Frequency, Unbalance, Temperature, Manual operating mechanism with mechanical closing, without Spring charging motor, Ready-to-close signal. switch, Auxiliary switches 2NO+2NC, without Closing coil (CC), manual operating mechanism with mechanical closing, without Remote trip alarm reset coil (RR), without 2nd shunt trip, without 1st Shunt trip | 101000 | 1 | Z\ | 1
3WA1112-3FF11-0AA0 |  | Fixed-mounted circuit breaker IEC 60947-2, frame size 1, 4-poles, N-pole left, In=1250A up to 690V AC 50/60Hz, breaking capacity S Icu=66/50kA at 500/690V, Trip unit ETU600 LSIG upgrade ready , colordisplay, bluetooth and USB interface, Protection LT, ST, INST, GFx, include N-protection, (internal N-sensor available), incl. trip alarm switch (1xCO), rear connection vertical, with internal voltage tap on lower stab of circuit breaker, with voltage tap module VTM680 and power supply of ETU600, able to communication, integrated metering type PMF-2 Basic Power Monitoring, Voltage, Energy, Power, Power factor, Frequency, Unbalance, Temperature, Manual operating mechanism with mechanical closing, without Spring charging motor, Ready-to-close signal. switch, Auxiliary switches 2NO+2NC, without Closing coil (CC), manual operating mechanism with mechanical closing, without Remote trip alarm reset coil (RR), without 2nd shunt trip, without 1st Shunt trip | 118700 | 1 | Z\ | 1
3WA1112-3FF12-0AA0 |  | Fixed-mounted circuit breaker IEC 60947-2, frame size 1, 4-poles, N-pole left, In=1250A up to 690V AC 50/60Hz, breaking capacity S Icu=66/50kA at 500/690V, Trip unit ETU600 LSIG upgrade ready , colordisplay, bluetooth and USB interface, Protection LT, ST, INST, GFx, include N-protection, (internal N-sensor available), incl. trip alarm switch (1xCO), rear connection horizontal, with internal voltage tap on lower stab of circuit breaker, with voltage tap module VTM680 and power supply of ETU600, able to communication, integrated metering type PMF-2 Basic Power Monitoring, Voltage, Energy, Power, Power factor, Frequency, Unbalance, Temperature, Manual operating mechanism with mechanical closing, without Spring charging motor, Ready-to-close signal. switch, Auxiliary switches 2NO+2NC, without Closing coil (CC), manual operating mechanism with mechanical closing, without Remote trip alarm reset coil (RR), without 2nd shunt trip, without 1st Shunt trip | 116400 | 1 | Z\ | 1
3WA1112-3FF13-0AA0 |  | Fixed-mounted circuit breaker IEC 60947-2, frame size 1, 4-poles, N-pole left, In=1250A up to 690V AC 50/60Hz, breaking capacity S Icu=66/50kA at 500/690V, Trip unit ETU600 LSIG upgrade ready , colordisplay, bluetooth and USB interface, Protection LT, ST, INST, GFx, include N-protection, (internal N-sensor available), incl. trip alarm switch (1xCO), front connection double hole, with internal voltage tap on lower stab of circuit breaker, with voltage tap module VTM680 and power supply of ETU600, able to communication, integrated metering type PMF-2 Basic Power Monitoring, Voltage, Energy, Power, Power factor, Frequency, Unbalance, Temperature, Manual operating mechanism with mechanical closing, without Spring charging motor, Ready-to-close signal. switch, Auxiliary switches 2NO+2NC, without Closing coil (CC), manual operating mechanism with mechanical closing, without Remote trip alarm reset coil (RR), without 2nd shunt trip, without 1st Shunt trip | 124700 | 1 | Z\ | 1
3WA1112-3FF21-0AA0 |  | fixed-mounted circuit breaker, IEC 60947-2, size 1, 4-pole, N pole on right, In=1250 A up to 690 V AC 50/60 Hz, breaking capacity S Icu=66/50 kA at 500/690 V, tripping unit ETU600 LSIG upgradeable, color display, Bluetooth, USB interface, basic protection LT, ST, INST, GFx, including protection of the N conductor (internal neutral point sensor available), trip alarm switch (1 x CO), connection at rear vertical, with internal voltage tap on lower stab of circuit breaker, with voltage tap module VTM680 and power supply of ETU600, able to communication, integrated metering type PMF-2 Basic Power Monitoring, Voltage, Energy, Power, Power factor, Frequency, Unbalance, Temperature, Manual operating mechanism with mechanical closing, without Spring charging motor, Ready-to-close signal. switch, Auxiliary switches 2NO+2NC, without Closing coil (CC), manual operating mechanism with mechanical closing, without Remote trip alarm reset coil (RR), without 2nd shunt trip, without 1st Shunt trip | 118700 | 1 | Z\ | 1
3WA1112-3FF22-0AA0 |  | fixed-mounted circuit breaker, IEC 60947-2, size 1, 4-pole, N pole on right, In=1250 A up to 690 V AC 50/60 Hz, breaking capacity S Icu=66/50 kA at 500/690 V, tripping unit ETU600 LSIG upgradeable, color display, Bluetooth, USB interface, basic protection LT, ST, INST, GFx, including protection of the N conductor (internal neutral point sensor available), trip alarm switch (1 x CO), connection at rear horizontal with internal voltage tap on lower stab of circuit breaker, with voltage tap module VTM680 and power supply of ETU600, able to communication, integrated metering type PMF-2 Basic Power Monitoring, Voltage, Energy, Power, Power factor, Frequency, Unbalance, Temperature, Manual operating mechanism with mechanical closing, without Spring charging motor, Ready-to-close signal. switch, Auxiliary switches 2NO+2NC, without Closing coil (CC), manual operating mechanism with mechanical closing, without Remote trip alarm reset coil (RR), without 2nd shunt trip, without 1st Shunt trip | 116400 | 1 | Z\ | 1
3WA1112-3FF23-0AA0 |  | fixed-mounted circuit breaker, IEC 60947-2, size 1, 4-pole, N pole on right, In=1250 A up to 690 V AC 50/60 Hz, breaking capacity S Icu=66/50 kA at 500/690 V, tripping unit ETU600 LSIG upgradeable, color display, Bluetooth, USB interface, basic protection LT, ST, INST, GFx, including protection of the N conductor (internal neutral point sensor available), trip alarm switch (1 x CO), front connection double hole, with internal voltage tap on lower stab of circuit breaker, with voltage tap module VTM680 and power supply of ETU600, able to communication, integrated metering type PMF-2 Basic Power Monitoring, Voltage, Energy, Power, Power factor, Frequency, Unbalance, Temperature, Manual operating mechanism with mechanical closing, without Spring charging motor, Ready-to-close signal. switch, Auxiliary switches 2NO+2NC, without Closing coil (CC), manual operating mechanism with mechanical closing, without Remote trip alarm reset coil (RR), without 2nd shunt trip, without 1st Shunt trip | 124700 | 1 | Z\ | 1
3WA1112-3FF31-0AA0 |  | Withdrawable circuit breaker with guide frame, IEC 60947-2, frame size 1, 3-poles, In=1250A up to 690V AC 50/60Hz, breaking capacity S Icu=66/50kA at 500/690V, Trip unit ETU600 LSIG upgrade ready , colordisplay, bluetooth and USB interface, Protection LT, ST, INST, GFx, N-protection required an external N-sensor, incl. trip alarm switch (1xCO), rear connection vertical, guide frame with shutter and w/o position signalling switch, with internal voltage tap on lower stab of circuit breaker, with voltage tap module VTM680 and power supply of ETU600, able to communication, integrated metering type PMF-2 Basic Power Monitoring, Voltage, Energy, Power, Power factor, Frequency, Unbalance, Temperature, Manual operating mechanism with mechanical closing, without Spring charging motor, Ready-to-close signal. switch, Auxiliary switches 2NO+2NC, without Closing coil (CC), manual operating mechanism with mechanical closing, without Remote trip alarm reset coil (RR), without 2nd shunt trip, without 1st Shunt trip | 120700 | 1 | Z\ | 1
3WA1112-3FF32-0AA0 |  | Withdrawable circuit breaker with guide frame, IEC 60947-2, frame size 1, 3-poles, In=1250A up to 690V AC 50/60Hz, breaking capacity S Icu=66/50kA at 500/690V, Trip unit ETU600 LSIG upgrade ready , colordisplay, bluetooth and USB interface, Protection LT, ST, INST, GFx, N-protection required an external N-sensor, incl. trip alarm switch (1xCO), rear connection horizontal, guide frame with shutter and w/o position signalling switch, with internal voltage tap on lower stab of circuit breaker, with voltage tap module VTM680 and power supply of ETU600, able to communication, integrated metering type PMF-2 Basic Power Monitoring, Voltage, Energy, Power, Power factor, Frequency, Unbalance, Temperature, Manual operating mechanism with mechanical closing, without Spring charging motor, Ready-to-close signal. switch, Auxiliary switches 2NO+2NC, without Closing coil (CC), manual operating mechanism with mechanical closing, without Remote trip alarm reset coil (RR), without 2nd shunt trip, without 1st Shunt trip | 117700 | 1 | Z\ | 1
3WA1112-3FF33-0AA0 |  | Withdrawable circuit breaker with guide frame, IEC 60947-2, frame size 1, 3-poles, In=1250A up to 690V AC 50/60Hz, breaking capacity S Icu=66/50kA at 500/690V, Trip unit ETU600 LSIG upgrade ready , colordisplay, bluetooth and USB interface, Protection LT, ST, INST, GFx, N-protection required an external N-sensor, incl. trip alarm switch (1xCO), front connection double hole, guide frame with shutter and w/o position signalling switch, with internal voltage tap on lower stab of circuit breaker, with voltage tap module VTM680 and power supply of ETU600, able to communication, integrated metering type PMF-2 Basic Power Monitoring, Voltage, Energy, Power, Power factor, Frequency, Unbalance, Temperature, Manual operating mechanism with mechanical closing, without Spring charging motor, Ready-to-close signal. switch, Auxiliary switches 2NO+2NC, without Closing coil (CC), manual operating mechanism with mechanical closing, without Remote trip alarm reset coil (RR), without 2nd shunt trip, without 1st Shunt trip | 126700 | 1 | Z\ | 1
3WA1112-3FF34-0AA0 |  | Withdrawable circuit breaker with guide frame, IEC 60947-2, frame size 1, 3-poles, In=1250A up to 690V AC 50/60Hz, breaking capacity S Icu=66/50kA at 500/690V, Trip unit ETU600 LSIG upgrade ready , colordisplay, bluetooth and USB interface, Protection LT, ST, INST, GFx, N-protection required an external N-sensor, incl. trip alarm switch (1xCO), rear connection flange, guide frame with shutter and w/o position signalling switch, with internal voltage tap on lower stab of circuit breaker, with voltage tap module VTM680 and power supply of ETU600, able to communication, integrated metering type PMF-2 Basic Power Monitoring, Voltage, Energy, Power, Power factor, Frequency, Unbalance, Temperature, Manual operating mechanism with mechanical closing, without Spring charging motor, Ready-to-close signal. switch, Auxiliary switches 2NO+2NC, without Closing coil (CC), manual operating mechanism with mechanical closing, without Remote trip alarm reset coil (RR), without 2nd shunt trip, without 1st Shunt trip | 117700 | 1 | Z\ | 1
3WA1112-3FF41-0AA0 |  | Withdrawable circuit breaker with guide frame, IEC 60947-2, frame size 1, 4-poles, N-pole left, In=1250A up to 690V AC 50/60Hz, breaking capacity S Icu=66/50kA at 500/690V, Trip unit ETU600 LSIG upgrade ready , colordisplay, bluetooth and USB interface, Protection LT, ST, INST, GFx, include N-protection, (internal N-sensor available), incl. trip alarm switch (1xCO), rear connection vertical, guide frame with shutter and w/o position signalling switch, with internal voltage tap on lower stab of circuit breaker, with voltage tap module VTM680 and power supply of ETU600, able to communication, integrated metering type PMF-2 Basic Power Monitoring, Voltage, Energy, Power, Power factor, Frequency, Unbalance, Temperature, Manual operating mechanism with mechanical closing, without Spring charging motor, Ready-to-close signal. switch, Auxiliary switches 2NO+2NC, without Closing coil (CC), manual operating mechanism with mechanical closing, without Remote trip alarm reset coil (RR), without 2nd shunt trip, without 1st Shunt trip | 150700 | 1 | Z\ | 1
3WA1112-3FF42-0AA0 |  | Withdrawable circuit breaker with guide frame, IEC 60947-2, frame size 1, 4-poles, N-pole left, In=1250A up to 690V AC 50/60Hz, breaking capacity S Icu=66/50kA at 500/690V, Trip unit ETU600 LSIG upgrade ready , colordisplay, bluetooth and USB interface, Protection LT, ST, INST, GFx, include N-protection, (internal N-sensor available), incl. trip alarm switch (1xCO), rear connection horizontal, guide frame with shutter and w/o position signalling switch, with internal voltage tap on lower stab of circuit breaker, with voltage tap module VTM680 and power supply of ETU600, able to communication, integrated metering type PMF-2 Basic Power Monitoring, Voltage, Energy, Power, Power factor, Frequency, Unbalance, Temperature, Manual operating mechanism with mechanical closing, without Spring charging motor, Ready-to-close signal. switch, Auxiliary switches 2NO+2NC, without Closing coil (CC), manual operating mechanism with mechanical closing, without Remote trip alarm reset coil (RR), without 2nd shunt trip, without 1st Shunt trip | 146700 | 1 | Z\ | 1
3WA1112-3FF43-0AA0 |  | Withdrawable circuit breaker with guide frame, IEC 60947-2, frame size 1, 4-poles, N-pole left, In=1250A up to 690V AC 50/60Hz, breaking capacity S Icu=66/50kA at 500/690V, Trip unit ETU600 LSIG upgrade ready , colordisplay, bluetooth and USB interface, Protection LT, ST, INST, GFx, include N-protection, (internal N-sensor available), incl. trip alarm switch (1xCO), front connection double hole, guide frame with shutter and w/o position signalling switch, with internal voltage tap on lower stab of circuit breaker, with voltage tap module VTM680 and power supply of ETU600, able to communication, integrated metering type PMF-2 Basic Power Monitoring, Voltage, Energy, Power, Power factor, Frequency, Unbalance, Temperature, Manual operating mechanism with mechanical closing, without Spring charging motor, Ready-to-close signal. switch, Auxiliary switches 2NO+2NC, without Closing coil (CC), manual operating mechanism with mechanical closing, without Remote trip alarm reset coil (RR), without 2nd shunt trip, without 1st Shunt trip | 158700 | 1 | Z\ | 1
3WA1112-3FF44-0AA0 |  | Withdrawable circuit breaker with guide frame, IEC 60947-2, frame size 1, 4-poles, N-pole left, In=1250A up to 690V AC 50/60Hz, breaking capacity S Icu=66/50kA at 500/690V, Trip unit ETU600 LSIG upgrade ready , colordisplay, bluetooth and USB interface, Protection LT, ST, INST, GFx, include N-protection, (internal N-sensor available), incl. trip alarm switch (1xCO), rear connection flange, guide frame with shutter and w/o position signalling switch, with internal voltage tap on lower stab of circuit breaker, with voltage tap module VTM680 and power supply of ETU600, able to communication, integrated metering type PMF-2 Basic Power Monitoring, Voltage, Energy, Power, Power factor, Frequency, Unbalance, Temperature, Manual operating mechanism with mechanical closing, without Spring charging motor, Ready-to-close signal. switch, Auxiliary switches 2NO+2NC, without Closing coil (CC), manual operating mechanism with mechanical closing, without Remote trip alarm reset coil (RR), without 2nd shunt trip, without 1st Shunt trip | 146700 | 1 | Z\ | 1
3WA1112-3GE01-0AA0 |  | Fixed-mounted circuit breaker IEC 60947-2, frame size 1, 3-poles, In=1250A up to 690V AC 50/60Hz, breaking capacity S Icu=66/50kA at 500/690V, Trip unit ETU600 LSI upgrade ready , colordisplay, bluetooth and USB interface, Protection LT, ST, INST, N-protection required an external N-sensor, incl. trip alarm switch (1xCO), rear connection vertical, with internal voltage tap on lower stab of circuit breaker, with voltage tap module VTM680 and power supply of ETU600, able to communication, integrated metering type PMF-3 Advanced Power Monitor., Voltage, Energy, Power, Power factor, Frequency, Unbalance, Temperature, Power quality, Manual operating mechanism with mechanical closing, without Spring charging motor, Ready-to-close signal. switch, Auxiliary switches 2NO+2NC, without Closing coil (CC), manual operating mechanism with mechanical closing, without Remote trip alarm reset coil (RR), without 2nd shunt trip, without 1st Shunt trip | 92800 | 1 | Z\ | 1
3WA1112-3GE02-0AA0 |  | Fixed-mounted circuit breaker IEC 60947-2, frame size 1, 3-poles, In=1250A up to 690V AC 50/60Hz, breaking capacity S Icu=66/50kA at 500/690V, Trip unit ETU600 LSI upgrade ready , colordisplay, bluetooth and USB interface, Protection LT, ST, INST, N-protection required an external N-sensor, incl. trip alarm switch (1xCO), rear connection horizontal, with internal voltage tap on lower stab of circuit breaker, with voltage tap module VTM680 and power supply of ETU600, able to communication, integrated metering type PMF-3 Advanced Power Monitor., Voltage, Energy, Power, Power factor, Frequency, Unbalance, Temperature, Power quality, Manual operating mechanism with mechanical closing, without Spring charging motor, Ready-to-close signal. switch, Auxiliary switches 2NO+2NC, without Closing coil (CC), manual operating mechanism with mechanical closing, without Remote trip alarm reset coil (RR), without 2nd shunt trip, without 1st Shunt trip | 90800 | 1 | Z\ | 1
3WA1112-3GE03-0AA0 |  | Fixed-mounted circuit breaker IEC 60947-2, frame size 1, 3-poles, In=1250A up to 690V AC 50/60Hz, breaking capacity S Icu=66/50kA at 500/690V, Trip unit ETU600 LSI upgrade ready , colordisplay, bluetooth and USB interface, Protection LT, ST, INST, N-protection required an external N-sensor, incl. trip alarm switch (1xCO), front connection double hole, with internal voltage tap on lower stab of circuit breaker, with voltage tap module VTM680 and power supply of ETU600, able to communication, integrated metering type PMF-3 Advanced Power Monitor., Voltage, Energy, Power, Power factor, Frequency, Unbalance, Temperature, Power quality, Manual operating mechanism with mechanical closing, without Spring charging motor, Ready-to-close signal. switch, Auxiliary switches 2NO+2NC, without Closing coil (CC), manual operating mechanism with mechanical closing, without Remote trip alarm reset coil (RR), without 2nd shunt trip, without 1st Shunt trip | 96800 | 1 | Z\ | 1
3WA1112-3GE11-0AA0 |  | Fixed-mounted circuit breaker IEC 60947-2, frame size 1, 4-poles, N-pole left, In=1250A up to 690V AC 50/60Hz, breaking capacity S Icu=66/50kA at 500/690V, Trip unit ETU600 LSI upgrade ready , colordisplay, bluetooth and USB interface, Protection LT, ST, INST, include N-protection, (internal N-sensor available), incl. trip alarm switch (1xCO), rear connection vertical, with internal voltage tap on lower stab of circuit breaker, with voltage tap module VTM680 and power supply of ETU600, able to communication, integrated metering type PMF-3 Advanced Power Monitor., Voltage, Energy, Power, Power factor, Frequency, Unbalance, Temperature, Power quality, Manual operating mechanism with mechanical closing, without Spring charging motor, Ready-to-close signal. switch, Auxiliary switches 2NO+2NC, without Closing coil (CC), manual operating mechanism with mechanical closing, without Remote trip alarm reset coil (RR), without 2nd shunt trip, without 1st Shunt trip | 114800 | 1 | Z\ | 1
3WA1112-3GE12-0AA0 |  | Fixed-mounted circuit breaker IEC 60947-2, frame size 1, 4-poles, N-pole left, In=1250A up to 690V AC 50/60Hz, breaking capacity S Icu=66/50kA at 500/690V, Trip unit ETU600 LSI upgrade ready , colordisplay, bluetooth and USB interface, Protection LT, ST, INST, include N-protection, (internal N-sensor available), incl. trip alarm switch (1xCO), rear connection horizontal, with internal voltage tap on lower stab of circuit breaker, with voltage tap module VTM680 and power supply of ETU600, able to communication, integrated metering type PMF-3 Advanced Power Monitor., Voltage, Energy, Power, Power factor, Frequency, Unbalance, Temperature, Power quality, Manual operating mechanism with mechanical closing, without Spring charging motor, Ready-to-close signal. switch, Auxiliary switches 2NO+2NC, without Closing coil (CC), manual operating mechanism with mechanical closing, without Remote trip alarm reset coil (RR), without 2nd shunt trip, without 1st Shunt trip | 112100 | 1 | Z\ | 1
3WA1112-3GE13-0AA0 |  | Fixed-mounted circuit breaker IEC 60947-2, frame size 1, 4-poles, N-pole left, In=1250A up to 690V AC 50/60Hz, breaking capacity S Icu=66/50kA at 500/690V, Trip unit ETU600 LSI upgrade ready , colordisplay, bluetooth and USB interface, Protection LT, ST, INST, include N-protection, (internal N-sensor available), incl. trip alarm switch (1xCO), front connection double hole, with internal voltage tap on lower stab of circuit breaker, with voltage tap module VTM680 and power supply of ETU600, able to communication, integrated metering type PMF-3 Advanced Power Monitor., Voltage, Energy, Power, Power factor, Frequency, Unbalance, Temperature, Power quality, Manual operating mechanism with mechanical closing, without Spring charging motor, Ready-to-close signal. switch, Auxiliary switches 2NO+2NC, without Closing coil (CC), manual operating mechanism with mechanical closing, without Remote trip alarm reset coil (RR), without 2nd shunt trip, without 1st Shunt trip | 120100 | 1 | Z\ | 1
3WA1112-3GE21-0AA0 |  | fixed-mounted circuit breaker, IEC 60947-2, size 1, 4-pole, N pole on right, In=1250 A up to 690 V AC 50/60 Hz, breaking capacity S Icu=66/50 kA at 500/690 V, tripping unit ETU600 LSI upgradeable, color display, Bluetooth, USB interface, basic protection LT, ST, INST, including protection of the N conductor (internal neutral point sensor available), trip alarm switch (1 x CO), connection at rear vertical, with internal voltage tap on lower stab of circuit breaker, with voltage tap module VTM680 and power supply of ETU600, able to communication, integrated metering type PMF-3 Advanced Power Monitor., Voltage, Energy, Power, Power factor, Frequency, Unbalance, Temperature, Power quality, Manual operating mechanism with mechanical closing, without Spring charging motor, Ready-to-close signal. switch, Auxiliary switches 2NO+2NC, without Closing coil (CC), manual operating mechanism with mechanical closing, without Remote trip alarm reset coil (RR), without 2nd shunt trip, without 1st Shunt trip | 114800 | 1 | Z\ | 1
3WA1112-3GE22-0AA0 |  | fixed-mounted circuit breaker, IEC 60947-2, size 1, 4-pole, N pole on right, In=1250 A up to 690 V AC 50/60 Hz, breaking capacity S Icu=66/50 kA at 500/690 V, tripping unit ETU600 LSI upgradeable, color display, Bluetooth, USB interface, basic protection LT, ST, INST, including protection of the N conductor (internal neutral point sensor available), trip alarm switch (1 x CO), connection at rear horizontal with internal voltage tap on lower stab of circuit breaker, with voltage tap module VTM680 and power supply of ETU600, able to communication, integrated metering type PMF-3 Advanced Power Monitor., Voltage, Energy, Power, Power factor, Frequency, Unbalance, Temperature, Power quality, Manual operating mechanism with mechanical closing, without Spring charging motor, Ready-to-close signal. switch, Auxiliary switches 2NO+2NC, without Closing coil (CC), manual operating mechanism with mechanical closing, without Remote trip alarm reset coil (RR), without 2nd shunt trip, without 1st Shunt trip | 112100 | 1 | Z\ | 1
3WA1112-3GE23-0AA0 |  | fixed-mounted circuit breaker, IEC 60947-2, size 1, 4-pole, N pole on right, In=1250 A up to 690 V AC 50/60 Hz, breaking capacity S Icu=66/50 kA at 500/690 V, tripping unit ETU600 LSI upgradeable, color display, Bluetooth, USB interface, basic protection LT, ST, INST, including protection of the N conductor (internal neutral point sensor available), trip alarm switch (1 x CO), front connection double hole, with internal voltage tap on lower stab of circuit breaker, with voltage tap module VTM680 and power supply of ETU600, able to communication, integrated metering type PMF-3 Advanced Power Monitor., Voltage, Energy, Power, Power factor, Frequency, Unbalance, Temperature, Power quality, Manual operating mechanism with mechanical closing, without Spring charging motor, Ready-to-close signal. switch, Auxiliary switches 2NO+2NC, without Closing coil (CC), manual operating mechanism with mechanical closing, without Remote trip alarm reset coil (RR), without 2nd shunt trip, without 1st Shunt trip | 120100 | 1 | Z\ | 1
3WA1112-3GE31-0AA0 |  | Withdrawable circuit breaker with guide frame, IEC 60947-2, frame size 1, 3-poles, In=1250A up to 690V AC 50/60Hz, breaking capacity S Icu=66/50kA at 500/690V, Trip unit ETU600 LSI upgrade ready , colordisplay, bluetooth and USB interface, Protection LT, ST, INST, N-protection required an external N-sensor, incl. trip alarm switch (1xCO), rear connection vertical, guide frame with shutter and w/o position signalling switch, with internal voltage tap on lower stab of circuit breaker, with voltage tap module VTM680 and power supply of ETU600, able to communication, integrated metering type PMF-3 Advanced Power Monitor., Voltage, Energy, Power, Power factor, Frequency, Unbalance, Temperature, Power quality, Manual operating mechanism with mechanical closing, without Spring charging motor, Ready-to-close signal. switch, Auxiliary switches 2NO+2NC, without Closing coil (CC), manual operating mechanism with mechanical closing, without Remote trip alarm reset coil (RR), without 2nd shunt trip, without 1st Shunt trip | 116700 | 1 | Z\ | 1
3WA1112-3GE32-0AA0 |  | Withdrawable circuit breaker with guide frame, IEC 60947-2, frame size 1, 3-poles, In=1250A up to 690V AC 50/60Hz, breaking capacity S Icu=66/50kA at 500/690V, Trip unit ETU600 LSI upgrade ready , colordisplay, bluetooth and USB interface, Protection LT, ST, INST, N-protection required an external N-sensor, incl. trip alarm switch (1xCO), rear connection horizontal, guide frame with shutter and w/o position signalling switch, with internal voltage tap on lower stab of circuit breaker, with voltage tap module VTM680 and power supply of ETU600, able to communication, integrated metering type PMF-3 Advanced Power Monitor., Voltage, Energy, Power, Power factor, Frequency, Unbalance, Temperature, Power quality, Manual operating mechanism with mechanical closing, without Spring charging motor, Ready-to-close signal. switch, Auxiliary switches 2NO+2NC, without Closing coil (CC), manual operating mechanism with mechanical closing, without Remote trip alarm reset coil (RR), without 2nd shunt trip, without 1st Shunt trip | 113800 | 1 | Z\ | 1
3WA1112-3GE33-0AA0 |  | Withdrawable circuit breaker with guide frame, IEC 60947-2, frame size 1, 3-poles, In=1250A up to 690V AC 50/60Hz, breaking capacity S Icu=66/50kA at 500/690V, Trip unit ETU600 LSI upgrade ready , colordisplay, bluetooth and USB interface, Protection LT, ST, INST, N-protection required an external N-sensor, incl. trip alarm switch (1xCO), front connection double hole, guide frame with shutter and w/o position signalling switch, with internal voltage tap on lower stab of circuit breaker, with voltage tap module VTM680 and power supply of ETU600, able to communication, integrated metering type PMF-3 Advanced Power Monitor., Voltage, Energy, Power, Power factor, Frequency, Unbalance, Temperature, Power quality, Manual operating mechanism with mechanical closing, without Spring charging motor, Ready-to-close signal. switch, Auxiliary switches 2NO+2NC, without Closing coil (CC), manual operating mechanism with mechanical closing, without Remote trip alarm reset coil (RR), without 2nd shunt trip, without 1st Shunt trip | 122400 | 1 | Z\ | 1
3WA1112-3GE34-0AA0 |  | Withdrawable circuit breaker with guide frame, IEC 60947-2, frame size 1, 3-poles, In=1250A up to 690V AC 50/60Hz, breaking capacity S Icu=66/50kA at 500/690V, Trip unit ETU600 LSI upgrade ready , colordisplay, bluetooth and USB interface, Protection LT, ST, INST, N-protection required an external N-sensor, incl. trip alarm switch (1xCO), rear connection flange, guide frame with shutter and w/o position signalling switch, with internal voltage tap on lower stab of circuit breaker, with voltage tap module VTM680 and power supply of ETU600, able to communication, integrated metering type PMF-3 Advanced Power Monitor., Voltage, Energy, Power, Power factor, Frequency, Unbalance, Temperature, Power quality, Manual operating mechanism with mechanical closing, without Spring charging motor, Ready-to-close signal. switch, Auxiliary switches 2NO+2NC, without Closing coil (CC), manual operating mechanism with mechanical closing, without Remote trip alarm reset coil (RR), without 2nd shunt trip, without 1st Shunt trip | 113800 | 1 | Z\ | 1
3WA1112-3GE41-0AA0 |  | Withdrawable circuit breaker with guide frame, IEC 60947-2, frame size 1, 4-poles, N-pole left, In=1250A up to 690V AC 50/60Hz, breaking capacity S Icu=66/50kA at 500/690V, Trip unit ETU600 LSI upgrade ready , colordisplay, bluetooth and USB interface, Protection LT, ST, INST, include N-protection, (internal N-sensor available), incl. trip alarm switch (1xCO), rear connection vertical, guide frame with shutter and w/o position signalling switch, with internal voltage tap on lower stab of circuit breaker, with voltage tap module VTM680 and power supply of ETU600, able to communication, integrated metering type PMF-3 Advanced Power Monitor., Voltage, Energy, Power, Power factor, Frequency, Unbalance, Temperature, Power quality, Manual operating mechanism with mechanical closing, without Spring charging motor, Ready-to-close signal. switch, Auxiliary switches 2NO+2NC, without Closing coil (CC), manual operating mechanism with mechanical closing, without Remote trip alarm reset coil (RR), without 2nd shunt trip, without 1st Shunt trip | 146100 | 1 | Z\ | 1
3WA1112-3GE42-0AA0 |  | Withdrawable circuit breaker with guide frame, IEC 60947-2, frame size 1, 4-poles, N-pole left, In=1250A up to 690V AC 50/60Hz, breaking capacity S Icu=66/50kA at 500/690V, Trip unit ETU600 LSI upgrade ready , colordisplay, bluetooth and USB interface, Protection LT, ST, INST, include N-protection, (internal N-sensor available), incl. trip alarm switch (1xCO), rear connection horizontal, guide frame with shutter and w/o position signalling switch, with internal voltage tap on lower stab of circuit breaker, with voltage tap module VTM680 and power supply of ETU600, able to communication, integrated metering type PMF-3 Advanced Power Monitor., Voltage, Energy, Power, Power factor, Frequency, Unbalance, Temperature, Power quality, Manual operating mechanism with mechanical closing, without Spring charging motor, Ready-to-close signal. switch, Auxiliary switches 2NO+2NC, without Closing coil (CC), manual operating mechanism with mechanical closing, without Remote trip alarm reset coil (RR), without 2nd shunt trip, without 1st Shunt trip | 142100 | 1 | Z\ | 1
3WA1112-3GE43-0AA0 |  | Withdrawable circuit breaker with guide frame, IEC 60947-2, frame size 1, 4-poles, N-pole left, In=1250A up to 690V AC 50/60Hz, breaking capacity S Icu=66/50kA at 500/690V, Trip unit ETU600 LSI upgrade ready , colordisplay, bluetooth and USB interface, Protection LT, ST, INST, include N-protection, (internal N-sensor available), incl. trip alarm switch (1xCO), front connection double hole, guide frame with shutter and w/o position signalling switch, with internal voltage tap on lower stab of circuit breaker, with voltage tap module VTM680 and power supply of ETU600, able to communication, integrated metering type PMF-3 Advanced Power Monitor., Voltage, Energy, Power, Power factor, Frequency, Unbalance, Temperature, Power quality, Manual operating mechanism with mechanical closing, without Spring charging motor, Ready-to-close signal. switch, Auxiliary switches 2NO+2NC, without Closing coil (CC), manual operating mechanism with mechanical closing, without Remote trip alarm reset coil (RR), without 2nd shunt trip, without 1st Shunt trip | 154100 | 1 | Z\ | 1
3WA1112-3GE44-0AA0 |  | Withdrawable circuit breaker with guide frame, IEC 60947-2, frame size 1, 4-poles, N-pole left, In=1250A up to 690V AC 50/60Hz, breaking capacity S Icu=66/50kA at 500/690V, Trip unit ETU600 LSI upgrade ready , colordisplay, bluetooth and USB interface, Protection LT, ST, INST, include N-protection, (internal N-sensor available), incl. trip alarm switch (1xCO), rear connection flange, guide frame with shutter and w/o position signalling switch, with internal voltage tap on lower stab of circuit breaker, with voltage tap module VTM680 and power supply of ETU600, able to communication, integrated metering type PMF-3 Advanced Power Monitor., Voltage, Energy, Power, Power factor, Frequency, Unbalance, Temperature, Power quality, Manual operating mechanism with mechanical closing, without Spring charging motor, Ready-to-close signal. switch, Auxiliary switches 2NO+2NC, without Closing coil (CC), manual operating mechanism with mechanical closing, without Remote trip alarm reset coil (RR), without 2nd shunt trip, without 1st Shunt trip | 142100 | 1 | Z\ | 1
3WA1112-3GF01-0AA0 |  | Fixed-mounted circuit breaker IEC 60947-2, frame size 1, 3-poles, In=1250A up to 690V AC 50/60Hz, breaking capacity S Icu=66/50kA at 500/690V, Trip unit ETU600 LSIG upgrade ready , colordisplay, bluetooth and USB interface, Protection LT, ST, INST, GFx, N-protection required an external N-sensor, incl. trip alarm switch (1xCO), rear connection vertical, with internal voltage tap on lower stab of circuit breaker, with voltage tap module VTM680 and power supply of ETU600, able to communication, integrated metering type PMF-3 Advanced Power Monitor., Voltage, Energy, Power, Power factor, Frequency, Unbalance, Temperature, Power quality, Manual operating mechanism with mechanical closing, without Spring charging motor, Ready-to-close signal. switch, Auxiliary switches 2NO+2NC, without Closing coil (CC), manual operating mechanism with mechanical closing, without Remote trip alarm reset coil (RR), without 2nd shunt trip, without 1st Shunt trip | 103400 | 1 | Z\ | 1
3WA1112-3GF02-0AA0 |  | Fixed-mounted circuit breaker IEC 60947-2, frame size 1, 3-poles, In=1250A up to 690V AC 50/60Hz, breaking capacity S Icu=66/50kA at 500/690V, Trip unit ETU600 LSIG upgrade ready , colordisplay, bluetooth and USB interface, Protection LT, ST, INST, GFx, N-protection required an external N-sensor, incl. trip alarm switch (1xCO), rear connection horizontal, with internal voltage tap on lower stab of circuit breaker, with voltage tap module VTM680 and power supply of ETU600, able to communication, integrated metering type PMF-3 Advanced Power Monitor., Voltage, Energy, Power, Power factor, Frequency, Unbalance, Temperature, Power quality, Manual operating mechanism with mechanical closing, without Spring charging motor, Ready-to-close signal. switch, Auxiliary switches 2NO+2NC, without Closing coil (CC), manual operating mechanism with mechanical closing, without Remote trip alarm reset coil (RR), without 2nd shunt trip, without 1st Shunt trip | 101400 | 1 | Z\ | 1
3WA1112-3GF03-0AA0 |  | Fixed-mounted circuit breaker IEC 60947-2, frame size 1, 3-poles, In=1250A up to 690V AC 50/60Hz, breaking capacity S Icu=66/50kA at 500/690V, Trip unit ETU600 LSIG upgrade ready , colordisplay, bluetooth and USB interface, Protection LT, ST, INST, GFx, N-protection required an external N-sensor, incl. trip alarm switch (1xCO), front connection double hole, with internal voltage tap on lower stab of circuit breaker, with voltage tap module VTM680 and power supply of ETU600, able to communication, integrated metering type PMF-3 Advanced Power Monitor., Voltage, Energy, Power, Power factor, Frequency, Unbalance, Temperature, Power quality, Manual operating mechanism with mechanical closing, without Spring charging motor, Ready-to-close signal. switch, Auxiliary switches 2NO+2NC, without Closing coil (CC), manual operating mechanism with mechanical closing, without Remote trip alarm reset coil (RR), without 2nd shunt trip, without 1st Shunt trip | 107400 | 1 | Z\ | 1
3WA1112-3GF11-0AA0 |  | Fixed-mounted circuit breaker IEC 60947-2, frame size 1, 4-poles, N-pole left, In=1250A up to 690V AC 50/60Hz, breaking capacity S Icu=66/50kA at 500/690V, Trip unit ETU600 LSIG upgrade ready , colordisplay, bluetooth and USB interface, Protection LT, ST, INST, GFx, include N-protection, (internal N-sensor available), incl. trip alarm switch (1xCO), rear connection vertical, with internal voltage tap on lower stab of circuit breaker, with voltage tap module VTM680 and power supply of ETU600, able to communication, integrated metering type PMF-3 Advanced Power Monitor., Voltage, Energy, Power, Power factor, Frequency, Unbalance, Temperature, Power quality, Manual operating mechanism with mechanical closing, without Spring charging motor, Ready-to-close signal. switch, Auxiliary switches 2NO+2NC, without Closing coil (CC), manual operating mechanism with mechanical closing, without Remote trip alarm reset coil (RR), without 2nd shunt trip, without 1st Shunt trip | 125100 | 1 | Z\ | 1
3WA1112-3GF12-0AA0 |  | Fixed-mounted circuit breaker IEC 60947-2, frame size 1, 4-poles, N-pole left, In=1250A up to 690V AC 50/60Hz, breaking capacity S Icu=66/50kA at 500/690V, Trip unit ETU600 LSIG upgrade ready , colordisplay, bluetooth and USB interface, Protection LT, ST, INST, GFx, include N-protection, (internal N-sensor available), incl. trip alarm switch (1xCO), rear connection horizontal, with internal voltage tap on lower stab of circuit breaker, with voltage tap module VTM680 and power supply of ETU600, able to communication, integrated metering type PMF-3 Advanced Power Monitor., Voltage, Energy, Power, Power factor, Frequency, Unbalance, Temperature, Power quality, Manual operating mechanism with mechanical closing, without Spring charging motor, Ready-to-close signal. switch, Auxiliary switches 2NO+2NC, without Closing coil (CC), manual operating mechanism with mechanical closing, without Remote trip alarm reset coil (RR), without 2nd shunt trip, without 1st Shunt trip | 122800 | 1 | Z\ | 1
3WA1112-3GF13-0AA0 |  | Fixed-mounted circuit breaker IEC 60947-2, frame size 1, 4-poles, N-pole left, In=1250A up to 690V AC 50/60Hz, breaking capacity S Icu=66/50kA at 500/690V, Trip unit ETU600 LSIG upgrade ready , colordisplay, bluetooth and USB interface, Protection LT, ST, INST, GFx, include N-protection, (internal N-sensor available), incl. trip alarm switch (1xCO), front connection double hole, with internal voltage tap on lower stab of circuit breaker, with voltage tap module VTM680 and power supply of ETU600, able to communication, integrated metering type PMF-3 Advanced Power Monitor., Voltage, Energy, Power, Power factor, Frequency, Unbalance, Temperature, Power quality, Manual operating mechanism with mechanical closing, without Spring charging motor, Ready-to-close signal. switch, Auxiliary switches 2NO+2NC, without Closing coil (CC), manual operating mechanism with mechanical closing, without Remote trip alarm reset coil (RR), without 2nd shunt trip, without 1st Shunt trip | 131100 | 1 | Z\ | 1
3WA1112-3GF21-0AA0 |  | fixed-mounted circuit breaker, IEC 60947-2, size 1, 4-pole, N pole on right, In=1250 A up to 690 V AC 50/60 Hz, breaking capacity S Icu=66/50 kA at 500/690 V, tripping unit ETU600 LSIG upgradeable, color display, Bluetooth, USB interface, basic protection LT, ST, INST, GFx, including protection of the N conductor (internal neutral point sensor available), trip alarm switch (1 x CO), connection at rear vertical, with internal voltage tap on lower stab of circuit breaker, with voltage tap module VTM680 and power supply of ETU600, able to communication, integrated metering type PMF-3 Advanced Power Monitor., Voltage, Energy, Power, Power factor, Frequency, Unbalance, Temperature, Power quality, Manual operating mechanism with mechanical closing, without Spring charging motor, Ready-to-close signal. switch, Auxiliary switches 2NO+2NC, without Closing coil (CC), manual operating mechanism with mechanical closing, without Remote trip alarm reset coil (RR), without 2nd shunt trip, without 1st Shunt trip | 125100 | 1 | Z\ | 1
3WA1112-3GF22-0AA0 |  | fixed-mounted circuit breaker, IEC 60947-2, size 1, 4-pole, N pole on right, In=1250 A up to 690 V AC 50/60 Hz, breaking capacity S Icu=66/50 kA at 500/690 V, tripping unit ETU600 LSIG upgradeable, color display, Bluetooth, USB interface, basic protection LT, ST, INST, GFx, including protection of the N conductor (internal neutral point sensor available), trip alarm switch (1 x CO), connection at rear horizontal with internal voltage tap on lower stab of circuit breaker, with voltage tap module VTM680 and power supply of ETU600, able to communication, integrated metering type PMF-3 Advanced Power Monitor., Voltage, Energy, Power, Power factor, Frequency, Unbalance, Temperature, Power quality, Manual operating mechanism with mechanical closing, without Spring charging motor, Ready-to-close signal. switch, Auxiliary switches 2NO+2NC, without Closing coil (CC), manual operating mechanism with mechanical closing, without Remote trip alarm reset coil (RR), without 2nd shunt trip, without 1st Shunt trip | 122800 | 1 | Z\ | 1
3WA1112-3GF23-0AA0 |  | fixed-mounted circuit breaker, IEC 60947-2, size 1, 4-pole, N pole on right, In=1250 A up to 690 V AC 50/60 Hz, breaking capacity S Icu=66/50 kA at 500/690 V, tripping unit ETU600 LSIG upgradeable, color display, Bluetooth, USB interface, basic protection LT, ST, INST, GFx, including protection of the N conductor (internal neutral point sensor available), trip alarm switch (1 x CO), front connection double hole, with internal voltage tap on lower stab of circuit breaker, with voltage tap module VTM680 and power supply of ETU600, able to communication, integrated metering type PMF-3 Advanced Power Monitor., Voltage, Energy, Power, Power factor, Frequency, Unbalance, Temperature, Power quality, Manual operating mechanism with mechanical closing, without Spring charging motor, Ready-to-close signal. switch, Auxiliary switches 2NO+2NC, without Closing coil (CC), manual operating mechanism with mechanical closing, without Remote trip alarm reset coil (RR), without 2nd shunt trip, without 1st Shunt trip | 131100 | 1 | Z\ | 1
3WA1112-3GF31-0AA0 |  | Withdrawable circuit breaker with guide frame, IEC 60947-2, frame size 1, 3-poles, In=1250A up to 690V AC 50/60Hz, breaking capacity S Icu=66/50kA at 500/690V, Trip unit ETU600 LSIG upgrade ready , colordisplay, bluetooth and USB interface, Protection LT, ST, INST, GFx, N-protection required an external N-sensor, incl. trip alarm switch (1xCO), rear connection vertical, guide frame with shutter and w/o position signalling switch, with internal voltage tap on lower stab of circuit breaker, with voltage tap module VTM680 and power supply of ETU600, able to communication, integrated metering type PMF-3 Advanced Power Monitor., Voltage, Energy, Power, Power factor, Frequency, Unbalance, Temperature, Power quality, Manual operating mechanism with mechanical closing, without Spring charging motor, Ready-to-close signal. switch, Auxiliary switches 2NO+2NC, without Closing coil (CC), manual operating mechanism with mechanical closing, without Remote trip alarm reset coil (RR), without 2nd shunt trip, without 1st Shunt trip | 127100 | 1 | Z\ | 1
3WA1112-3GF32-0AA0 |  | Withdrawable circuit breaker with guide frame, IEC 60947-2, frame size 1, 3-poles, In=1250A up to 690V AC 50/60Hz, breaking capacity S Icu=66/50kA at 500/690V, Trip unit ETU600 LSIG upgrade ready , colordisplay, bluetooth and USB interface, Protection LT, ST, INST, GFx, N-protection required an external N-sensor, incl. trip alarm switch (1xCO), rear connection horizontal, guide frame with shutter and w/o position signalling switch, with internal voltage tap on lower stab of circuit breaker, with voltage tap module VTM680 and power supply of ETU600, able to communication, integrated metering type PMF-3 Advanced Power Monitor., Voltage, Energy, Power, Power factor, Frequency, Unbalance, Temperature, Power quality, Manual operating mechanism with mechanical closing, without Spring charging motor, Ready-to-close signal. switch, Auxiliary switches 2NO+2NC, without Closing coil (CC), manual operating mechanism with mechanical closing, without Remote trip alarm reset coil (RR), without 2nd shunt trip, without 1st Shunt trip | 124100 | 1 | Z\ | 1
3WA1112-3GF33-0AA0 |  | Withdrawable circuit breaker with guide frame, IEC 60947-2, frame size 1, 3-poles, In=1250A up to 690V AC 50/60Hz, breaking capacity S Icu=66/50kA at 500/690V, Trip unit ETU600 LSIG upgrade ready , colordisplay, bluetooth and USB interface, Protection LT, ST, INST, GFx, N-protection required an external N-sensor, incl. trip alarm switch (1xCO), front connection double hole, guide frame with shutter and w/o position signalling switch, with internal voltage tap on lower stab of circuit breaker, with voltage tap module VTM680 and power supply of ETU600, able to communication, integrated metering type PMF-3 Advanced Power Monitor., Voltage, Energy, Power, Power factor, Frequency, Unbalance, Temperature, Power quality, Manual operating mechanism with mechanical closing, without Spring charging motor, Ready-to-close signal. switch, Auxiliary switches 2NO+2NC, without Closing coil (CC), manual operating mechanism with mechanical closing, without Remote trip alarm reset coil (RR), without 2nd shunt trip, without 1st Shunt trip | 133100 | 1 | Z\ | 1
3WA1112-3GF34-0AA0 |  | Withdrawable circuit breaker with guide frame, IEC 60947-2, frame size 1, 3-poles, In=1250A up to 690V AC 50/60Hz, breaking capacity S Icu=66/50kA at 500/690V, Trip unit ETU600 LSIG upgrade ready , colordisplay, bluetooth and USB interface, Protection LT, ST, INST, GFx, N-protection required an external N-sensor, incl. trip alarm switch (1xCO), rear connection flange, guide frame with shutter and w/o position signalling switch, with internal voltage tap on lower stab of circuit breaker, with voltage tap module VTM680 and power supply of ETU600, able to communication, integrated metering type PMF-3 Advanced Power Monitor., Voltage, Energy, Power, Power factor, Frequency, Unbalance, Temperature, Power quality, Manual operating mechanism with mechanical closing, without Spring charging motor, Ready-to-close signal. switch, Auxiliary switches 2NO+2NC, without Closing coil (CC), manual operating mechanism with mechanical closing, without Remote trip alarm reset coil (RR), without 2nd shunt trip, without 1st Shunt trip | 124100 | 1 | Z\ | 1
3WA1112-3GF41-0AA0 |  | Withdrawable circuit breaker with guide frame, IEC 60947-2, frame size 1, 4-poles, N-pole left, In=1250A up to 690V AC 50/60Hz, breaking capacity S Icu=66/50kA at 500/690V, Trip unit ETU600 LSIG upgrade ready , colordisplay, bluetooth and USB interface, Protection LT, ST, INST, GFx, include N-protection, (internal N-sensor available), incl. trip alarm switch (1xCO), rear connection vertical, guide frame with shutter and w/o position signalling switch, with internal voltage tap on lower stab of circuit breaker, with voltage tap module VTM680 and power supply of ETU600, able to communication, integrated metering type PMF-3 Advanced Power Monitor., Voltage, Energy, Power, Power factor, Frequency, Unbalance, Temperature, Power quality, Manual operating mechanism with mechanical closing, without Spring charging motor, Ready-to-close signal. switch, Auxiliary switches 2NO+2NC, without Closing coil (CC), manual operating mechanism with mechanical closing, without Remote trip alarm reset coil (RR), without 2nd shunt trip, without 1st Shunt trip | 157100 | 1 | Z\ | 1
3WA1112-3GF42-0AA0 |  | Withdrawable circuit breaker with guide frame, IEC 60947-2, frame size 1, 4-poles, N-pole left, In=1250A up to 690V AC 50/60Hz, breaking capacity S Icu=66/50kA at 500/690V, Trip unit ETU600 LSIG upgrade ready , colordisplay, bluetooth and USB interface, Protection LT, ST, INST, GFx, include N-protection, (internal N-sensor available), incl. trip alarm switch (1xCO), rear connection horizontal, guide frame with shutter and w/o position signalling switch, with internal voltage tap on lower stab of circuit breaker, with voltage tap module VTM680 and power supply of ETU600, able to communication, integrated metering type PMF-3 Advanced Power Monitor., Voltage, Energy, Power, Power factor, Frequency, Unbalance, Temperature, Power quality, Manual operating mechanism with mechanical closing, without Spring charging motor, Ready-to-close signal. switch, Auxiliary switches 2NO+2NC, without Closing coil (CC), manual operating mechanism with mechanical closing, without Remote trip alarm reset coil (RR), without 2nd shunt trip, without 1st Shunt trip | 153100 | 1 | Z\ | 1
3WA1112-3GF43-0AA0 |  | Withdrawable circuit breaker with guide frame, IEC 60947-2, frame size 1, 4-poles, N-pole left, In=1250A up to 690V AC 50/60Hz, breaking capacity S Icu=66/50kA at 500/690V, Trip unit ETU600 LSIG upgrade ready , colordisplay, bluetooth and USB interface, Protection LT, ST, INST, GFx, include N-protection, (internal N-sensor available), incl. trip alarm switch (1xCO), front connection double hole, guide frame with shutter and w/o position signalling switch, with internal voltage tap on lower stab of circuit breaker, with voltage tap module VTM680 and power supply of ETU600, able to communication, integrated metering type PMF-3 Advanced Power Monitor., Voltage, Energy, Power, Power factor, Frequency, Unbalance, Temperature, Power quality, Manual operating mechanism with mechanical closing, without Spring charging motor, Ready-to-close signal. switch, Auxiliary switches 2NO+2NC, without Closing coil (CC), manual operating mechanism with mechanical closing, without Remote trip alarm reset coil (RR), without 2nd shunt trip, without 1st Shunt trip | 165100 | 1 | Z\ | 1
3WA1112-3GF44-0AA0 |  | Withdrawable circuit breaker with guide frame, IEC 60947-2, frame size 1, 4-poles, N-pole left, In=1250A up to 690V AC 50/60Hz, breaking capacity S Icu=66/50kA at 500/690V, Trip unit ETU600 LSIG upgrade ready , colordisplay, bluetooth and USB interface, Protection LT, ST, INST, GFx, include N-protection, (internal N-sensor available), incl. trip alarm switch (1xCO), rear connection flange, guide frame with shutter and w/o position signalling switch, with internal voltage tap on lower stab of circuit breaker, with voltage tap module VTM680 and power supply of ETU600, able to communication, integrated metering type PMF-3 Advanced Power Monitor., Voltage, Energy, Power, Power factor, Frequency, Unbalance, Temperature, Power quality, Manual operating mechanism with mechanical closing, without Spring charging motor, Ready-to-close signal. switch, Auxiliary switches 2NO+2NC, without Closing coil (CC), manual operating mechanism with mechanical closing, without Remote trip alarm reset coil (RR), without 2nd shunt trip, without 1st Shunt trip | 153100 | 1 | Z\ | 1
3WA1112-3LE01-0AA0 |  | Fixed-mounted circuit breaker IEC 60947-2, frame size 1, 3-poles, In=1250A up to 690V AC 50/60Hz, breaking capacity S Icu=66/50kA at 500/690V, Trip unit ETU600 LSI upgrade ready , colordisplay, bluetooth and USB interface, Protection LT, ST, INST, N-protection required an external N-sensor, incl. trip alarm switch (1xCO), rear connection vertical, with internal voltage tap on upper stab of circuit breaker, with voltage tap module VTM680 and power supply of ETU600, able to communication, integrated metering type PMF-1 Energy Efficiency, Voltage, Active energy Ea Manual operating mechanism with mechanical closing, without Spring charging motor, Ready-to-close signal. switch, Auxiliary switches 2NO+2NC, without Closing coil (CC), manual operating mechanism with mechanical closing, without Remote trip alarm reset coil (RR), without 2nd shunt trip, without 1st Shunt trip | 77570 | 1 | Z\ | 1
3WA1112-3LE02-0AA0 |  | Fixed-mounted circuit breaker IEC 60947-2, frame size 1, 3-poles, In=1250A up to 690V AC 50/60Hz, breaking capacity S Icu=66/50kA at 500/690V, Trip unit ETU600 LSI upgrade ready , colordisplay, bluetooth and USB interface, Protection LT, ST, INST, N-protection required an external N-sensor, incl. trip alarm switch (1xCO), rear connection horizontal, with internal voltage tap on upper stab of circuit breaker, with voltage tap module VTM680 and power supply of ETU600, able to communication, integrated metering type PMF-1 Energy Efficiency, Voltage, Active energy Ea Manual operating mechanism with mechanical closing, without Spring charging motor, Ready-to-close signal. switch, Auxiliary switches 2NO+2NC, without Closing coil (CC), manual operating mechanism with mechanical closing, without Remote trip alarm reset coil (RR), without 2nd shunt trip, without 1st Shunt trip | 75570 | 1 | Z\ | 1
3WA1112-3LE03-0AA0 |  | Fixed-mounted circuit breaker IEC 60947-2, frame size 1, 3-poles, In=1250A up to 690V AC 50/60Hz, breaking capacity S Icu=66/50kA at 500/690V, Trip unit ETU600 LSI upgrade ready , colordisplay, bluetooth and USB interface, Protection LT, ST, INST, N-protection required an external N-sensor, incl. trip alarm switch (1xCO), front connection double hole, with internal voltage tap on upper stab of circuit breaker, with voltage tap module VTM680 and power supply of ETU600, able to communication, integrated metering type PMF-1 Energy Efficiency, Voltage, Active energy Ea Manual operating mechanism with mechanical closing, without Spring charging motor, Ready-to-close signal. switch, Auxiliary switches 2NO+2NC, without Closing coil (CC), manual operating mechanism with mechanical closing, without Remote trip alarm reset coil (RR), without 2nd shunt trip, without 1st Shunt trip | 81570 | 1 | Z\ | 1
3WA1112-3LE11-0AA0 |  | Fixed-mounted circuit breaker IEC 60947-2, frame size 1, 4-poles, N-pole left, In=1250A up to 690V AC 50/60Hz, breaking capacity S Icu=66/50kA at 500/690V, Trip unit ETU600 LSI upgrade ready , colordisplay, bluetooth and USB interface, Protection LT, ST, INST, include N-protection, (internal N-sensor available), incl. trip alarm switch (1xCO), rear connection vertical, with internal voltage tap on upper stab of circuit breaker, with voltage tap module VTM680 and power supply of ETU600, able to communication, integrated metering type PMF-1 Energy Efficiency, Voltage, Active energy Ea Manual operating mechanism with mechanical closing, without Spring charging motor, Ready-to-close signal. switch, Auxiliary switches 2NO+2NC, without Closing coil (CC), manual operating mechanism with mechanical closing, without Remote trip alarm reset coil (RR), without 2nd shunt trip, without 1st Shunt trip | 99570 | 1 | Z\ | 1
3WA1112-3LE12-0AA0 |  | Fixed-mounted circuit breaker IEC 60947-2, frame size 1, 4-poles, N-pole left, In=1250A up to 690V AC 50/60Hz, breaking capacity S Icu=66/50kA at 500/690V, Trip unit ETU600 LSI upgrade ready , colordisplay, bluetooth and USB interface, Protection LT, ST, INST, include N-protection, (internal N-sensor available), incl. trip alarm switch (1xCO), rear connection horizontal, with internal voltage tap on upper stab of circuit breaker, with voltage tap module VTM680 and power supply of ETU600, able to communication, integrated metering type PMF-1 Energy Efficiency, Voltage, Active energy Ea Manual operating mechanism with mechanical closing, without Spring charging motor, Ready-to-close signal. switch, Auxiliary switches 2NO+2NC, without Closing coil (CC), manual operating mechanism with mechanical closing, without Remote trip alarm reset coil (RR), without 2nd shunt trip, without 1st Shunt trip | 96870 | 1 | Z\ | 1
3WA1112-3LE13-0AA0 |  | Fixed-mounted circuit breaker IEC 60947-2, frame size 1, 4-poles, N-pole left, In=1250A up to 690V AC 50/60Hz, breaking capacity S Icu=66/50kA at 500/690V, Trip unit ETU600 LSI upgrade ready , colordisplay, bluetooth and USB interface, Protection LT, ST, INST, include N-protection, (internal N-sensor available), incl. trip alarm switch (1xCO), front connection double hole, with internal voltage tap on upper stab of circuit breaker, with voltage tap module VTM680 and power supply of ETU600, able to communication, integrated metering type PMF-1 Energy Efficiency, Voltage, Active energy Ea Manual operating mechanism with mechanical closing, without Spring charging motor, Ready-to-close signal. switch, Auxiliary switches 2NO+2NC, without Closing coil (CC), manual operating mechanism with mechanical closing, without Remote trip alarm reset coil (RR), without 2nd shunt trip, without 1st Shunt trip | 104870 | 1 | Z\ | 1
3WA1112-3LE21-0AA0 |  | fixed-mounted circuit breaker, IEC 60947-2, size 1, 4-pole, N pole on right, In=1250 A up to 690 V AC 50/60 Hz, breaking capacity S Icu=66/50 kA at 500/690 V, tripping unit ETU600 LSI upgradeable, color display, Bluetooth, USB interface, basic protection LT, ST, INST, including protection of the N conductor (internal neutral point sensor available), trip alarm switch (1 x CO), connection at rear vertical, with internal voltage tap on upper stab of circuit breaker, with voltage tap module VTM680 and power supply of ETU600, able to communication, integrated metering type PMF-1 Energy Efficiency, Voltage, Active energy Ea Manual operating mechanism with mechanical closing, without Spring charging motor, Ready-to-close signal. switch, Auxiliary switches 2NO+2NC, without Closing coil (CC), manual operating mechanism with mechanical closing, without Remote trip alarm reset coil (RR), without 2nd shunt trip, without 1st Shunt trip | 99570 | 1 | Z\ | 1
3WA1112-3LE22-0AA0 |  | fixed-mounted circuit breaker, IEC 60947-2, size 1, 4-pole, N pole on right, In=1250 A up to 690 V AC 50/60 Hz, breaking capacity S Icu=66/50 kA at 500/690 V, tripping unit ETU600 LSI upgradeable, color display, Bluetooth, USB interface, basic protection LT, ST, INST, including protection of the N conductor (internal neutral point sensor available), trip alarm switch (1 x CO), connection at rear horizontal with internal voltage tap on upper stab of circuit breaker, with voltage tap module VTM680 and power supply of ETU600, able to communication, integrated metering type PMF-1 Energy Efficiency, Voltage, Active energy Ea Manual operating mechanism with mechanical closing, without Spring charging motor, Ready-to-close signal. switch, Auxiliary switches 2NO+2NC, without Closing coil (CC), manual operating mechanism with mechanical closing, without Remote trip alarm reset coil (RR), without 2nd shunt trip, without 1st Shunt trip | 96870 | 1 | Z\ | 1
3WA1112-3LE23-0AA0 |  | fixed-mounted circuit breaker, IEC 60947-2, size 1, 4-pole, N pole on right, In=1250 A up to 690 V AC 50/60 Hz, breaking capacity S Icu=66/50 kA at 500/690 V, tripping unit ETU600 LSI upgradeable, color display, Bluetooth, USB interface, basic protection LT, ST, INST, including protection of the N conductor (internal neutral point sensor available), trip alarm switch (1 x CO), front connection double hole, with internal voltage tap on upper stab of circuit breaker, with voltage tap module VTM680 and power supply of ETU600, able to communication, integrated metering type PMF-1 Energy Efficiency, Voltage, Active energy Ea Manual operating mechanism with mechanical closing, without Spring charging motor, Ready-to-close signal. switch, Auxiliary switches 2NO+2NC, without Closing coil (CC), manual operating mechanism with mechanical closing, without Remote trip alarm reset coil (RR), without 2nd shunt trip, without 1st Shunt trip | 104870 | 1 | Z\ | 1
3WA1112-3LE31-0AA0 |  | Withdrawable circuit breaker with guide frame, IEC 60947-2, frame size 1, 3-poles, In=1250A up to 690V AC 50/60Hz, breaking capacity S Icu=66/50kA at 500/690V, Trip unit ETU600 LSI upgrade ready , colordisplay, bluetooth and USB interface, Protection LT, ST, INST, N-protection required an external N-sensor, incl. trip alarm switch (1xCO), rear connection vertical, guide frame with shutter and w/o position signalling switch, with internal voltage tap on upper stab of circuit breaker, with voltage tap module VTM680 and power supply of ETU600, able to communication, integrated metering type PMF-1 Energy Efficiency, Voltage, Active energy Ea Manual operating mechanism with mechanical closing, without Spring charging motor, Ready-to-close signal. switch, Auxiliary switches 2NO+2NC, without Closing coil (CC), manual operating mechanism with mechanical closing, without Remote trip alarm reset coil (RR), without 2nd shunt trip, without 1st Shunt trip | 101470 | 1 | Z\ | 1
3WA1112-3LE32-0AA0 |  | Withdrawable circuit breaker with guide frame, IEC 60947-2, frame size 1, 3-poles, In=1250A up to 690V AC 50/60Hz, breaking capacity S Icu=66/50kA at 500/690V, Trip unit ETU600 LSI upgrade ready , colordisplay, bluetooth and USB interface, Protection LT, ST, INST, N-protection required an external N-sensor, incl. trip alarm switch (1xCO), rear connection horizontal, guide frame with shutter and w/o position signalling switch, with internal voltage tap on upper stab of circuit breaker, with voltage tap module VTM680 and power supply of ETU600, able to communication, integrated metering type PMF-1 Energy Efficiency, Voltage, Active energy Ea Manual operating mechanism with mechanical closing, without Spring charging motor, Ready-to-close signal. switch, Auxiliary switches 2NO+2NC, without Closing coil (CC), manual operating mechanism with mechanical closing, without Remote trip alarm reset coil (RR), without 2nd shunt trip, without 1st Shunt trip | 98570 | 1 | Z\ | 1
3WA1112-3LE33-0AA0 |  | Withdrawable circuit breaker with guide frame, IEC 60947-2, frame size 1, 3-poles, In=1250A up to 690V AC 50/60Hz, breaking capacity S Icu=66/50kA at 500/690V, Trip unit ETU600 LSI upgrade ready , colordisplay, bluetooth and USB interface, Protection LT, ST, INST, N-protection required an external N-sensor, incl. trip alarm switch (1xCO), front connection double hole, guide frame with shutter and w/o position signalling switch, with internal voltage tap on upper stab of circuit breaker, with voltage tap module VTM680 and power supply of ETU600, able to communication, integrated metering type PMF-1 Energy Efficiency, Voltage, Active energy Ea Manual operating mechanism with mechanical closing, without Spring charging motor, Ready-to-close signal. switch, Auxiliary switches 2NO+2NC, without Closing coil (CC), manual operating mechanism with mechanical closing, without Remote trip alarm reset coil (RR), without 2nd shunt trip, without 1st Shunt trip | 107170 | 1 | Z\ | 1
3WA1112-3LE34-0AA0 |  | Withdrawable circuit breaker with guide frame, IEC 60947-2, frame size 1, 3-poles, In=1250A up to 690V AC 50/60Hz, breaking capacity S Icu=66/50kA at 500/690V, Trip unit ETU600 LSI upgrade ready , colordisplay, bluetooth and USB interface, Protection LT, ST, INST, N-protection required an external N-sensor, incl. trip alarm switch (1xCO), rear connection flange, guide frame with shutter and w/o position signalling switch, with internal voltage tap on upper stab of circuit breaker, with voltage tap module VTM680 and power supply of ETU600, able to communication, integrated metering type PMF-1 Energy Efficiency, Voltage, Active energy Ea Manual operating mechanism with mechanical closing, without Spring charging motor, Ready-to-close signal. switch, Auxiliary switches 2NO+2NC, without Closing coil (CC), manual operating mechanism with mechanical closing, without Remote trip alarm reset coil (RR), without 2nd shunt trip, without 1st Shunt trip | 98570 | 1 | Z\ | 1
3WA1112-3LE41-0AA0 |  | Withdrawable circuit breaker with guide frame, IEC 60947-2, frame size 1, 4-poles, N-pole left, In=1250A up to 690V AC 50/60Hz, breaking capacity S Icu=66/50kA at 500/690V, Trip unit ETU600 LSI upgrade ready , colordisplay, bluetooth and USB interface, Protection LT, ST, INST, include N-protection, (internal N-sensor available), incl. trip alarm switch (1xCO), rear connection vertical, guide frame with shutter and w/o position signalling switch, with internal voltage tap on upper stab of circuit breaker, with voltage tap module VTM680 and power supply of ETU600, able to communication, integrated metering type PMF-1 Energy Efficiency, Voltage, Active energy Ea Manual operating mechanism with mechanical closing, without Spring charging motor, Ready-to-close signal. switch, Auxiliary switches 2NO+2NC, without Closing coil (CC), manual operating mechanism with mechanical closing, without Remote trip alarm reset coil (RR), without 2nd shunt trip, without 1st Shunt trip | 130870 | 1 | Z\ | 1
3WA1112-3LE42-0AA0 |  | Withdrawable circuit breaker with guide frame, IEC 60947-2, frame size 1, 4-poles, N-pole left, In=1250A up to 690V AC 50/60Hz, breaking capacity S Icu=66/50kA at 500/690V, Trip unit ETU600 LSI upgrade ready , colordisplay, bluetooth and USB interface, Protection LT, ST, INST, include N-protection, (internal N-sensor available), incl. trip alarm switch (1xCO), rear connection horizontal, guide frame with shutter and w/o position signalling switch, with internal voltage tap on upper stab of circuit breaker, with voltage tap module VTM680 and power supply of ETU600, able to communication, integrated metering type PMF-1 Energy Efficiency, Voltage, Active energy Ea Manual operating mechanism with mechanical closing, without Spring charging motor, Ready-to-close signal. switch, Auxiliary switches 2NO+2NC, without Closing coil (CC), manual operating mechanism with mechanical closing, without Remote trip alarm reset coil (RR), without 2nd shunt trip, without 1st Shunt trip | 126870 | 1 | Z\ | 1
3WA1112-3LE43-0AA0 |  | Withdrawable circuit breaker with guide frame, IEC 60947-2, frame size 1, 4-poles, N-pole left, In=1250A up to 690V AC 50/60Hz, breaking capacity S Icu=66/50kA at 500/690V, Trip unit ETU600 LSI upgrade ready , colordisplay, bluetooth and USB interface, Protection LT, ST, INST, include N-protection, (internal N-sensor available), incl. trip alarm switch (1xCO), front connection double hole, guide frame with shutter and w/o position signalling switch, with internal voltage tap on upper stab of circuit breaker, with voltage tap module VTM680 and power supply of ETU600, able to communication, integrated metering type PMF-1 Energy Efficiency, Voltage, Active energy Ea Manual operating mechanism with mechanical closing, without Spring charging motor, Ready-to-close signal. switch, Auxiliary switches 2NO+2NC, without Closing coil (CC), manual operating mechanism with mechanical closing, without Remote trip alarm reset coil (RR), without 2nd shunt trip, without 1st Shunt trip | 138870 | 1 | Z\ | 1
3WA1112-3LE44-0AA0 |  | Withdrawable circuit breaker with guide frame, IEC 60947-2, frame size 1, 4-poles, N-pole left, In=1250A up to 690V AC 50/60Hz, breaking capacity S Icu=66/50kA at 500/690V, Trip unit ETU600 LSI upgrade ready , colordisplay, bluetooth and USB interface, Protection LT, ST, INST, include N-protection, (internal N-sensor available), incl. trip alarm switch (1xCO), rear connection flange, guide frame with shutter and w/o position signalling switch, with internal voltage tap on upper stab of circuit breaker, with voltage tap module VTM680 and power supply of ETU600, able to communication, integrated metering type PMF-1 Energy Efficiency, Voltage, Active energy Ea Manual operating mechanism with mechanical closing, without Spring charging motor, Ready-to-close signal. switch, Auxiliary switches 2NO+2NC, without Closing coil (CC), manual operating mechanism with mechanical closing, without Remote trip alarm reset coil (RR), without 2nd shunt trip, without 1st Shunt trip | 126870 | 1 | Z\ | 1
3WA1112-3LF01-0AA0 |  | Fixed-mounted circuit breaker IEC 60947-2, frame size 1, 3-poles, In=1250A up to 690V AC 50/60Hz, breaking capacity S Icu=66/50kA at 500/690V, Trip unit ETU600 LSIG upgrade ready , colordisplay, bluetooth and USB interface, Protection LT, ST, INST, GFx, N-protection required an external N-sensor, incl. trip alarm switch (1xCO), rear connection vertical, with internal voltage tap on upper stab of circuit breaker, with voltage tap module VTM680 and power supply of ETU600, able to communication, integrated metering type PMF-1 Energy Efficiency, Voltage, Active energy Ea Manual operating mechanism with mechanical closing, without Spring charging motor, Ready-to-close signal. switch, Auxiliary switches 2NO+2NC, without Closing coil (CC), manual operating mechanism with mechanical closing, without Remote trip alarm reset coil (RR), without 2nd shunt trip, without 1st Shunt trip | 88170 | 1 | Z\ | 1
3WA1112-3LF02-0AA0 |  | Fixed-mounted circuit breaker IEC 60947-2, frame size 1, 3-poles, In=1250A up to 690V AC 50/60Hz, breaking capacity S Icu=66/50kA at 500/690V, Trip unit ETU600 LSIG upgrade ready , colordisplay, bluetooth and USB interface, Protection LT, ST, INST, GFx, N-protection required an external N-sensor, incl. trip alarm switch (1xCO), rear connection horizontal, with internal voltage tap on upper stab of circuit breaker, with voltage tap module VTM680 and power supply of ETU600, able to communication, integrated metering type PMF-1 Energy Efficiency, Voltage, Active energy Ea Manual operating mechanism with mechanical closing, without Spring charging motor, Ready-to-close signal. switch, Auxiliary switches 2NO+2NC, without Closing coil (CC), manual operating mechanism with mechanical closing, without Remote trip alarm reset coil (RR), without 2nd shunt trip, without 1st Shunt trip | 86170 | 1 | Z\ | 1
3WA1112-3LF03-0AA0 |  | Fixed-mounted circuit breaker IEC 60947-2, frame size 1, 3-poles, In=1250A up to 690V AC 50/60Hz, breaking capacity S Icu=66/50kA at 500/690V, Trip unit ETU600 LSIG upgrade ready , colordisplay, bluetooth and USB interface, Protection LT, ST, INST, GFx, N-protection required an external N-sensor, incl. trip alarm switch (1xCO), front connection double hole, with internal voltage tap on upper stab of circuit breaker, with voltage tap module VTM680 and power supply of ETU600, able to communication, integrated metering type PMF-1 Energy Efficiency, Voltage, Active energy Ea Manual operating mechanism with mechanical closing, without Spring charging motor, Ready-to-close signal. switch, Auxiliary switches 2NO+2NC, without Closing coil (CC), manual operating mechanism with mechanical closing, without Remote trip alarm reset coil (RR), without 2nd shunt trip, without 1st Shunt trip | 92170 | 1 | Z\ | 1
3WA1112-3LF11-0AA0 |  | Fixed-mounted circuit breaker IEC 60947-2, frame size 1, 4-poles, N-pole left, In=1250A up to 690V AC 50/60Hz, breaking capacity S Icu=66/50kA at 500/690V, Trip unit ETU600 LSIG upgrade ready , colordisplay, bluetooth and USB interface, Protection LT, ST, INST, GFx, include N-protection, (internal N-sensor available), incl. trip alarm switch (1xCO), rear connection vertical, with internal voltage tap on upper stab of circuit breaker, with voltage tap module VTM680 and power supply of ETU600, able to communication, integrated metering type PMF-1 Energy Efficiency, Voltage, Active energy Ea Manual operating mechanism with mechanical closing, without Spring charging motor, Ready-to-close signal. switch, Auxiliary switches 2NO+2NC, without Closing coil (CC), manual operating mechanism with mechanical closing, without Remote trip alarm reset coil (RR), without 2nd shunt trip, without 1st Shunt trip | 109870 | 1 | Z\ | 1
3WA1112-3LF12-0AA0 |  | Fixed-mounted circuit breaker IEC 60947-2, frame size 1, 4-poles, N-pole left, In=1250A up to 690V AC 50/60Hz, breaking capacity S Icu=66/50kA at 500/690V, Trip unit ETU600 LSIG upgrade ready , colordisplay, bluetooth and USB interface, Protection LT, ST, INST, GFx, include N-protection, (internal N-sensor available), incl. trip alarm switch (1xCO), rear connection horizontal, with internal voltage tap on upper stab of circuit breaker, with voltage tap module VTM680 and power supply of ETU600, able to communication, integrated metering type PMF-1 Energy Efficiency, Voltage, Active energy Ea Manual operating mechanism with mechanical closing, without Spring charging motor, Ready-to-close signal. switch, Auxiliary switches 2NO+2NC, without Closing coil (CC), manual operating mechanism with mechanical closing, without Remote trip alarm reset coil (RR), without 2nd shunt trip, without 1st Shunt trip | 107570 | 1 | Z\ | 1
3WA1112-3LF13-0AA0 |  | Fixed-mounted circuit breaker IEC 60947-2, frame size 1, 4-poles, N-pole left, In=1250A up to 690V AC 50/60Hz, breaking capacity S Icu=66/50kA at 500/690V, Trip unit ETU600 LSIG upgrade ready , colordisplay, bluetooth and USB interface, Protection LT, ST, INST, GFx, include N-protection, (internal N-sensor available), incl. trip alarm switch (1xCO), front connection double hole, with internal voltage tap on upper stab of circuit breaker, with voltage tap module VTM680 and power supply of ETU600, able to communication, integrated metering type PMF-1 Energy Efficiency, Voltage, Active energy Ea Manual operating mechanism with mechanical closing, without Spring charging motor, Ready-to-close signal. switch, Auxiliary switches 2NO+2NC, without Closing coil (CC), manual operating mechanism with mechanical closing, without Remote trip alarm reset coil (RR), without 2nd shunt trip, without 1st Shunt trip | 115870 | 1 | Z\ | 1
3WA1112-3LF21-0AA0 |  | fixed-mounted circuit breaker, IEC 60947-2, size 1, 4-pole, N pole on right, In=1250 A up to 690 V AC 50/60 Hz, breaking capacity S Icu=66/50 kA at 500/690 V, tripping unit ETU600 LSIG upgradeable, color display, Bluetooth, USB interface, basic protection LT, ST, INST, GFx, including protection of the N conductor (internal neutral point sensor available), trip alarm switch (1 x CO), connection at rear vertical, with internal voltage tap on upper stab of circuit breaker, with voltage tap module VTM680 and power supply of ETU600, able to communication, integrated metering type PMF-1 Energy Efficiency, Voltage, Active energy Ea Manual operating mechanism with mechanical closing, without Spring charging motor, Ready-to-close signal. switch, Auxiliary switches 2NO+2NC, without Closing coil (CC), manual operating mechanism with mechanical closing, without Remote trip alarm reset coil (RR), without 2nd shunt trip, without 1st Shunt trip | 109870 | 1 | Z\ | 1
3WA1112-3LF22-0AA0 |  | fixed-mounted circuit breaker, IEC 60947-2, size 1, 4-pole, N pole on right, In=1250 A up to 690 V AC 50/60 Hz, breaking capacity S Icu=66/50 kA at 500/690 V, tripping unit ETU600 LSIG upgradeable, color display, Bluetooth, USB interface, basic protection LT, ST, INST, GFx, including protection of the N conductor (internal neutral point sensor available), trip alarm switch (1 x CO), connection at rear horizontal with internal voltage tap on upper stab of circuit breaker, with voltage tap module VTM680 and power supply of ETU600, able to communication, integrated metering type PMF-1 Energy Efficiency, Voltage, Active energy Ea Manual operating mechanism with mechanical closing, without Spring charging motor, Ready-to-close signal. switch, Auxiliary switches 2NO+2NC, without Closing coil (CC), manual operating mechanism with mechanical closing, without Remote trip alarm reset coil (RR), without 2nd shunt trip, without 1st Shunt trip | 107570 | 1 | Z\ | 1
3WA1112-3LF23-0AA0 |  | fixed-mounted circuit breaker, IEC 60947-2, size 1, 4-pole, N pole on right, In=1250 A up to 690 V AC 50/60 Hz, breaking capacity S Icu=66/50 kA at 500/690 V, tripping unit ETU600 LSIG upgradeable, color display, Bluetooth, USB interface, basic protection LT, ST, INST, GFx, including protection of the N conductor (internal neutral point sensor available), trip alarm switch (1 x CO), front connection double hole, with internal voltage tap on upper stab of circuit breaker, with voltage tap module VTM680 and power supply of ETU600, able to communication, integrated metering type PMF-1 Energy Efficiency, Voltage, Active energy Ea Manual operating mechanism with mechanical closing, without Spring charging motor, Ready-to-close signal. switch, Auxiliary switches 2NO+2NC, without Closing coil (CC), manual operating mechanism with mechanical closing, without Remote trip alarm reset coil (RR), without 2nd shunt trip, without 1st Shunt trip | 115870 | 1 | Z\ | 1
3WA1112-3LF31-0AA0 |  | Withdrawable circuit breaker with guide frame, IEC 60947-2, frame size 1, 3-poles, In=1250A up to 690V AC 50/60Hz, breaking capacity S Icu=66/50kA at 500/690V, Trip unit ETU600 LSIG upgrade ready , colordisplay, bluetooth and USB interface, Protection LT, ST, INST, GFx, N-protection required an external N-sensor, incl. trip alarm switch (1xCO), rear connection vertical, guide frame with shutter and w/o position signalling switch, with internal voltage tap on upper stab of circuit breaker, with voltage tap module VTM680 and power supply of ETU600, able to communication, integrated metering type PMF-1 Energy Efficiency, Voltage, Active energy Ea Manual operating mechanism with mechanical closing, without Spring charging motor, Ready-to-close signal. switch, Auxiliary switches 2NO+2NC, without Closing coil (CC), manual operating mechanism with mechanical closing, without Remote trip alarm reset coil (RR), without 2nd shunt trip, without 1st Shunt trip | 111870 | 1 | Z\ | 1
3WA1112-3LF32-0AA0 |  | Withdrawable circuit breaker with guide frame, IEC 60947-2, frame size 1, 3-poles, In=1250A up to 690V AC 50/60Hz, breaking capacity S Icu=66/50kA at 500/690V, Trip unit ETU600 LSIG upgrade ready , colordisplay, bluetooth and USB interface, Protection LT, ST, INST, GFx, N-protection required an external N-sensor, incl. trip alarm switch (1xCO), rear connection horizontal, guide frame with shutter and w/o position signalling switch, with internal voltage tap on upper stab of circuit breaker, with voltage tap module VTM680 and power supply of ETU600, able to communication, integrated metering type PMF-1 Energy Efficiency, Voltage, Active energy Ea Manual operating mechanism with mechanical closing, without Spring charging motor, Ready-to-close signal. switch, Auxiliary switches 2NO+2NC, without Closing coil (CC), manual operating mechanism with mechanical closing, without Remote trip alarm reset coil (RR), without 2nd shunt trip, without 1st Shunt trip | 108870 | 1 | Z\ | 1
3WA1112-3LF33-0AA0 |  | Withdrawable circuit breaker with guide frame, IEC 60947-2, frame size 1, 3-poles, In=1250A up to 690V AC 50/60Hz, breaking capacity S Icu=66/50kA at 500/690V, Trip unit ETU600 LSIG upgrade ready , colordisplay, bluetooth and USB interface, Protection LT, ST, INST, GFx, N-protection required an external N-sensor, incl. trip alarm switch (1xCO), front connection double hole, guide frame with shutter and w/o position signalling switch, with internal voltage tap on upper stab of circuit breaker, with voltage tap module VTM680 and power supply of ETU600, able to communication, integrated metering type PMF-1 Energy Efficiency, Voltage, Active energy Ea Manual operating mechanism with mechanical closing, without Spring charging motor, Ready-to-close signal. switch, Auxiliary switches 2NO+2NC, without Closing coil (CC), manual operating mechanism with mechanical closing, without Remote trip alarm reset coil (RR), without 2nd shunt trip, without 1st Shunt trip | 117870 | 1 | Z\ | 1
3WA1112-3LF34-0AA0 |  | Withdrawable circuit breaker with guide frame, IEC 60947-2, frame size 1, 3-poles, In=1250A up to 690V AC 50/60Hz, breaking capacity S Icu=66/50kA at 500/690V, Trip unit ETU600 LSIG upgrade ready , colordisplay, bluetooth and USB interface, Protection LT, ST, INST, GFx, N-protection required an external N-sensor, incl. trip alarm switch (1xCO), rear connection flange, guide frame with shutter and w/o position signalling switch, with internal voltage tap on upper stab of circuit breaker, with voltage tap module VTM680 and power supply of ETU600, able to communication, integrated metering type PMF-1 Energy Efficiency, Voltage, Active energy Ea Manual operating mechanism with mechanical closing, without Spring charging motor, Ready-to-close signal. switch, Auxiliary switches 2NO+2NC, without Closing coil (CC), manual operating mechanism with mechanical closing, without Remote trip alarm reset coil (RR), without 2nd shunt trip, without 1st Shunt trip | 108870 | 1 | Z\ | 1
3WA1112-3LF41-0AA0 |  | Withdrawable circuit breaker with guide frame, IEC 60947-2, frame size 1, 4-poles, N-pole left, In=1250A up to 690V AC 50/60Hz, breaking capacity S Icu=66/50kA at 500/690V, Trip unit ETU600 LSIG upgrade ready , colordisplay, bluetooth and USB interface, Protection LT, ST, INST, GFx, include N-protection, (internal N-sensor available), incl. trip alarm switch (1xCO), rear connection vertical, guide frame with shutter and w/o position signalling switch, with internal voltage tap on upper stab of circuit breaker, with voltage tap module VTM680 and power supply of ETU600, able to communication, integrated metering type PMF-1 Energy Efficiency, Voltage, Active energy Ea Manual operating mechanism with mechanical closing, without Spring charging motor, Ready-to-close signal. switch, Auxiliary switches 2NO+2NC, without Closing coil (CC), manual operating mechanism with mechanical closing, without Remote trip alarm reset coil (RR), without 2nd shunt trip, without 1st Shunt trip | 141870 | 1 | Z\ | 1
3WA1112-3LF42-0AA0 |  | Withdrawable circuit breaker with guide frame, IEC 60947-2, frame size 1, 4-poles, N-pole left, In=1250A up to 690V AC 50/60Hz, breaking capacity S Icu=66/50kA at 500/690V, Trip unit ETU600 LSIG upgrade ready , colordisplay, bluetooth and USB interface, Protection LT, ST, INST, GFx, include N-protection, (internal N-sensor available), incl. trip alarm switch (1xCO), rear connection horizontal, guide frame with shutter and w/o position signalling switch, with internal voltage tap on upper stab of circuit breaker, with voltage tap module VTM680 and power supply of ETU600, able to communication, integrated metering type PMF-1 Energy Efficiency, Voltage, Active energy Ea Manual operating mechanism with mechanical closing, without Spring charging motor, Ready-to-close signal. switch, Auxiliary switches 2NO+2NC, without Closing coil (CC), manual operating mechanism with mechanical closing, without Remote trip alarm reset coil (RR), without 2nd shunt trip, without 1st Shunt trip | 137870 | 1 | Z\ | 1
3WA1112-3LF43-0AA0 |  | Withdrawable circuit breaker with guide frame, IEC 60947-2, frame size 1, 4-poles, N-pole left, In=1250A up to 690V AC 50/60Hz, breaking capacity S Icu=66/50kA at 500/690V, Trip unit ETU600 LSIG upgrade ready , colordisplay, bluetooth and USB interface, Protection LT, ST, INST, GFx, include N-protection, (internal N-sensor available), incl. trip alarm switch (1xCO), front connection double hole, guide frame with shutter and w/o position signalling switch, with internal voltage tap on upper stab of circuit breaker, with voltage tap module VTM680 and power supply of ETU600, able to communication, integrated metering type PMF-1 Energy Efficiency, Voltage, Active energy Ea Manual operating mechanism with mechanical closing, without Spring charging motor, Ready-to-close signal. switch, Auxiliary switches 2NO+2NC, without Closing coil (CC), manual operating mechanism with mechanical closing, without Remote trip alarm reset coil (RR), without 2nd shunt trip, without 1st Shunt trip | 149870 | 1 | Z\ | 1
3WA1112-3LF44-0AA0 |  | Withdrawable circuit breaker with guide frame, IEC 60947-2, frame size 1, 4-poles, N-pole left, In=1250A up to 690V AC 50/60Hz, breaking capacity S Icu=66/50kA at 500/690V, Trip unit ETU600 LSIG upgrade ready , colordisplay, bluetooth and USB interface, Protection LT, ST, INST, GFx, include N-protection, (internal N-sensor available), incl. trip alarm switch (1xCO), rear connection flange, guide frame with shutter and w/o position signalling switch, with internal voltage tap on upper stab of circuit breaker, with voltage tap module VTM680 and power supply of ETU600, able to communication, integrated metering type PMF-1 Energy Efficiency, Voltage, Active energy Ea Manual operating mechanism with mechanical closing, without Spring charging motor, Ready-to-close signal. switch, Auxiliary switches 2NO+2NC, without Closing coil (CC), manual operating mechanism with mechanical closing, without Remote trip alarm reset coil (RR), without 2nd shunt trip, without 1st Shunt trip | 137870 | 1 | Z\ | 1
3WA1112-3ME01-0AA0 |  | Fixed-mounted circuit breaker IEC 60947-2, frame size 1, 3-poles, In=1250A up to 690V AC 50/60Hz, breaking capacity S Icu=66/50kA at 500/690V, Trip unit ETU600 LSI upgrade ready , colordisplay, bluetooth and USB interface, Protection LT, ST, INST, N-protection required an external N-sensor, incl. trip alarm switch (1xCO), rear connection vertical, with internal voltage tap on upper stab of circuit breaker, with voltage tap module VTM680 and power supply of ETU600, able to communication, integrated metering type PMF-2 Basic Power Monitoring, Voltage, Energy, Power, Power factor, Frequency, Unbalance, Temperature, Manual operating mechanism with mechanical closing, without Spring charging motor, Ready-to-close signal. switch, Auxiliary switches 2NO+2NC, without Closing coil (CC), manual operating mechanism with mechanical closing, without Remote trip alarm reset coil (RR), without 2nd shunt trip, without 1st Shunt trip | 86400 | 1 | Z\ | 1
3WA1112-3ME02-0AA0 |  | Fixed-mounted circuit breaker IEC 60947-2, frame size 1, 3-poles, In=1250A up to 690V AC 50/60Hz, breaking capacity S Icu=66/50kA at 500/690V, Trip unit ETU600 LSI upgrade ready , colordisplay, bluetooth and USB interface, Protection LT, ST, INST, N-protection required an external N-sensor, incl. trip alarm switch (1xCO), rear connection horizontal, with internal voltage tap on upper stab of circuit breaker, with voltage tap module VTM680 and power supply of ETU600, able to communication, integrated metering type PMF-2 Basic Power Monitoring, Voltage, Energy, Power, Power factor, Frequency, Unbalance, Temperature, Manual operating mechanism with mechanical closing, without Spring charging motor, Ready-to-close signal. switch, Auxiliary switches 2NO+2NC, without Closing coil (CC), manual operating mechanism with mechanical closing, without Remote trip alarm reset coil (RR), without 2nd shunt trip, without 1st Shunt trip | 84400 | 1 | Z\ | 1
3WA1112-3ME03-0AA0 |  | Fixed-mounted circuit breaker IEC 60947-2, frame size 1, 3-poles, In=1250A up to 690V AC 50/60Hz, breaking capacity S Icu=66/50kA at 500/690V, Trip unit ETU600 LSI upgrade ready , colordisplay, bluetooth and USB interface, Protection LT, ST, INST, N-protection required an external N-sensor, incl. trip alarm switch (1xCO), front connection double hole, with internal voltage tap on upper stab of circuit breaker, with voltage tap module VTM680 and power supply of ETU600, able to communication, integrated metering type PMF-2 Basic Power Monitoring, Voltage, Energy, Power, Power factor, Frequency, Unbalance, Temperature, Manual operating mechanism with mechanical closing, without Spring charging motor, Ready-to-close signal. switch, Auxiliary switches 2NO+2NC, without Closing coil (CC), manual operating mechanism with mechanical closing, without Remote trip alarm reset coil (RR), without 2nd shunt trip, without 1st Shunt trip | 90400 | 1 | Z\ | 1
3WA1112-3ME11-0AA0 |  | Fixed-mounted circuit breaker IEC 60947-2, frame size 1, 4-poles, N-pole left, In=1250A up to 690V AC 50/60Hz, breaking capacity S Icu=66/50kA at 500/690V, Trip unit ETU600 LSI upgrade ready , colordisplay, bluetooth and USB interface, Protection LT, ST, INST, include N-protection, (internal N-sensor available), incl. trip alarm switch (1xCO), rear connection vertical, with internal voltage tap on upper stab of circuit breaker, with voltage tap module VTM680 and power supply of ETU600, able to communication, integrated metering type PMF-2 Basic Power Monitoring, Voltage, Energy, Power, Power factor, Frequency, Unbalance, Temperature, Manual operating mechanism with mechanical closing, without Spring charging motor, Ready-to-close signal. switch, Auxiliary switches 2NO+2NC, without Closing coil (CC), manual operating mechanism with mechanical closing, without Remote trip alarm reset coil (RR), without 2nd shunt trip, without 1st Shunt trip | 108400 | 1 | Z\ | 1
3WA1112-3ME12-0AA0 |  | Fixed-mounted circuit breaker IEC 60947-2, frame size 1, 4-poles, N-pole left, In=1250A up to 690V AC 50/60Hz, breaking capacity S Icu=66/50kA at 500/690V, Trip unit ETU600 LSI upgrade ready , colordisplay, bluetooth and USB interface, Protection LT, ST, INST, include N-protection, (internal N-sensor available), incl. trip alarm switch (1xCO), rear connection horizontal, with internal voltage tap on upper stab of circuit breaker, with voltage tap module VTM680 and power supply of ETU600, able to communication, integrated metering type PMF-2 Basic Power Monitoring, Voltage, Energy, Power, Power factor, Frequency, Unbalance, Temperature, Manual operating mechanism with mechanical closing, without Spring charging motor, Ready-to-close signal. switch, Auxiliary switches 2NO+2NC, without Closing coil (CC), manual operating mechanism with mechanical closing, without Remote trip alarm reset coil (RR), without 2nd shunt trip, without 1st Shunt trip | 105700 | 1 | Z\ | 1
3WA1112-3ME13-0AA0 |  | Fixed-mounted circuit breaker IEC 60947-2, frame size 1, 4-poles, N-pole left, In=1250A up to 690V AC 50/60Hz, breaking capacity S Icu=66/50kA at 500/690V, Trip unit ETU600 LSI upgrade ready , colordisplay, bluetooth and USB interface, Protection LT, ST, INST, include N-protection, (internal N-sensor available), incl. trip alarm switch (1xCO), front connection double hole, with internal voltage tap on upper stab of circuit breaker, with voltage tap module VTM680 and power supply of ETU600, able to communication, integrated metering type PMF-2 Basic Power Monitoring, Voltage, Energy, Power, Power factor, Frequency, Unbalance, Temperature, Manual operating mechanism with mechanical closing, without Spring charging motor, Ready-to-close signal. switch, Auxiliary switches 2NO+2NC, without Closing coil (CC), manual operating mechanism with mechanical closing, without Remote trip alarm reset coil (RR), without 2nd shunt trip, without 1st Shunt trip | 113700 | 1 | Z\ | 1
3WA1112-3ME21-0AA0 |  | fixed-mounted circuit breaker, IEC 60947-2, size 1, 4-pole, N pole on right, In=1250 A up to 690 V AC 50/60 Hz, breaking capacity S Icu=66/50 kA at 500/690 V, tripping unit ETU600 LSI upgradeable, color display, Bluetooth, USB interface, basic protection LT, ST, INST, including protection of the N conductor (internal neutral point sensor available), trip alarm switch (1 x CO), connection at rear vertical, with internal voltage tap on upper stab of circuit breaker, with voltage tap module VTM680 and power supply of ETU600, able to communication, integrated metering type PMF-2 Basic Power Monitoring, Voltage, Energy, Power, Power factor, Frequency, Unbalance, Temperature, Manual operating mechanism with mechanical closing, without Spring charging motor, Ready-to-close signal. switch, Auxiliary switches 2NO+2NC, without Closing coil (CC), manual operating mechanism with mechanical closing, without Remote trip alarm reset coil (RR), without 2nd shunt trip, without 1st Shunt trip | 108400 | 1 | Z\ | 1
3WA1112-3ME22-0AA0 |  | fixed-mounted circuit breaker, IEC 60947-2, size 1, 4-pole, N pole on right, In=1250 A up to 690 V AC 50/60 Hz, breaking capacity S Icu=66/50 kA at 500/690 V, tripping unit ETU600 LSI upgradeable, color display, Bluetooth, USB interface, basic protection LT, ST, INST, including protection of the N conductor (internal neutral point sensor available), trip alarm switch (1 x CO), connection at rear horizontal with internal voltage tap on upper stab of circuit breaker, with voltage tap module VTM680 and power supply of ETU600, able to communication, integrated metering type PMF-2 Basic Power Monitoring, Voltage, Energy, Power, Power factor, Frequency, Unbalance, Temperature, Manual operating mechanism with mechanical closing, without Spring charging motor, Ready-to-close signal. switch, Auxiliary switches 2NO+2NC, without Closing coil (CC), manual operating mechanism with mechanical closing, without Remote trip alarm reset coil (RR), without 2nd shunt trip, without 1st Shunt trip | 105700 | 1 | Z\ | 1
3WA1112-3ME23-0AA0 |  | fixed-mounted circuit breaker, IEC 60947-2, size 1, 4-pole, N pole on right, In=1250 A up to 690 V AC 50/60 Hz, breaking capacity S Icu=66/50 kA at 500/690 V, tripping unit ETU600 LSI upgradeable, color display, Bluetooth, USB interface, basic protection LT, ST, INST, including protection of the N conductor (internal neutral point sensor available), trip alarm switch (1 x CO), front connection double hole, with internal voltage tap on upper stab of circuit breaker, with voltage tap module VTM680 and power supply of ETU600, able to communication, integrated metering type PMF-2 Basic Power Monitoring, Voltage, Energy, Power, Power factor, Frequency, Unbalance, Temperature, Manual operating mechanism with mechanical closing, without Spring charging motor, Ready-to-close signal. switch, Auxiliary switches 2NO+2NC, without Closing coil (CC), manual operating mechanism with mechanical closing, without Remote trip alarm reset coil (RR), without 2nd shunt trip, without 1st Shunt trip | 113700 | 1 | Z\ | 1
3WA1112-3ME31-0AA0 |  | Withdrawable circuit breaker with guide frame, IEC 60947-2, frame size 1, 3-poles, In=1250A up to 690V AC 50/60Hz, breaking capacity S Icu=66/50kA at 500/690V, Trip unit ETU600 LSI upgrade ready , colordisplay, bluetooth and USB interface, Protection LT, ST, INST, N-protection required an external N-sensor, incl. trip alarm switch (1xCO), rear connection vertical, guide frame with shutter and w/o position signalling switch, with internal voltage tap on upper stab of circuit breaker, with voltage tap module VTM680 and power supply of ETU600, able to communication, integrated metering type PMF-2 Basic Power Monitoring, Voltage, Energy, Power, Power factor, Frequency, Unbalance, Temperature, Manual operating mechanism with mechanical closing, without Spring charging motor, Ready-to-close signal. switch, Auxiliary switches 2NO+2NC, without Closing coil (CC), manual operating mechanism with mechanical closing, without Remote trip alarm reset coil (RR), without 2nd shunt trip, without 1st Shunt trip | 110300 | 1 | Z\ | 1
3WA1112-3ME32-0AA0 |  | Withdrawable circuit breaker with guide frame, IEC 60947-2, frame size 1, 3-poles, In=1250A up to 690V AC 50/60Hz, breaking capacity S Icu=66/50kA at 500/690V, Trip unit ETU600 LSI upgrade ready , colordisplay, bluetooth and USB interface, Protection LT, ST, INST, N-protection required an external N-sensor, incl. trip alarm switch (1xCO), rear connection horizontal, guide frame with shutter and w/o position signalling switch, with internal voltage tap on upper stab of circuit breaker, with voltage tap module VTM680 and power supply of ETU600, able to communication, integrated metering type PMF-2 Basic Power Monitoring, Voltage, Energy, Power, Power factor, Frequency, Unbalance, Temperature, Manual operating mechanism with mechanical closing, without Spring charging motor, Ready-to-close signal. switch, Auxiliary switches 2NO+2NC, without Closing coil (CC), manual operating mechanism with mechanical closing, without Remote trip alarm reset coil (RR), without 2nd shunt trip, without 1st Shunt trip | 107400 | 1 | Z\ | 1
3WA1112-3ME33-0AA0 |  | Withdrawable circuit breaker with guide frame, IEC 60947-2, frame size 1, 3-poles, In=1250A up to 690V AC 50/60Hz, breaking capacity S Icu=66/50kA at 500/690V, Trip unit ETU600 LSI upgrade ready , colordisplay, bluetooth and USB interface, Protection LT, ST, INST, N-protection required an external N-sensor, incl. trip alarm switch (1xCO), front connection double hole, guide frame with shutter and w/o position signalling switch, with internal voltage tap on upper stab of circuit breaker, with voltage tap module VTM680 and power supply of ETU600, able to communication, integrated metering type PMF-2 Basic Power Monitoring, Voltage, Energy, Power, Power factor, Frequency, Unbalance, Temperature, Manual operating mechanism with mechanical closing, without Spring charging motor, Ready-to-close signal. switch, Auxiliary switches 2NO+2NC, without Closing coil (CC), manual operating mechanism with mechanical closing, without Remote trip alarm reset coil (RR), without 2nd shunt trip, without 1st Shunt trip | 116000 | 1 | Z\ | 1
3WA1112-3ME34-0AA0 |  | Withdrawable circuit breaker with guide frame, IEC 60947-2, frame size 1, 3-poles, In=1250A up to 690V AC 50/60Hz, breaking capacity S Icu=66/50kA at 500/690V, Trip unit ETU600 LSI upgrade ready , colordisplay, bluetooth and USB interface, Protection LT, ST, INST, N-protection required an external N-sensor, incl. trip alarm switch (1xCO), rear connection flange, guide frame with shutter and w/o position signalling switch, with internal voltage tap on upper stab of circuit breaker, with voltage tap module VTM680 and power supply of ETU600, able to communication, integrated metering type PMF-2 Basic Power Monitoring, Voltage, Energy, Power, Power factor, Frequency, Unbalance, Temperature, Manual operating mechanism with mechanical closing, without Spring charging motor, Ready-to-close signal. switch, Auxiliary switches 2NO+2NC, without Closing coil (CC), manual operating mechanism with mechanical closing, without Remote trip alarm reset coil (RR), without 2nd shunt trip, without 1st Shunt trip | 107400 | 1 | Z\ | 1
3WA1112-3ME41-0AA0 |  | Withdrawable circuit breaker with guide frame, IEC 60947-2, frame size 1, 4-poles, N-pole left, In=1250A up to 690V AC 50/60Hz, breaking capacity S Icu=66/50kA at 500/690V, Trip unit ETU600 LSI upgrade ready , colordisplay, bluetooth and USB interface, Protection LT, ST, INST, include N-protection, (internal N-sensor available), incl. trip alarm switch (1xCO), rear connection vertical, guide frame with shutter and w/o position signalling switch, with internal voltage tap on upper stab of circuit breaker, with voltage tap module VTM680 and power supply of ETU600, able to communication, integrated metering type PMF-2 Basic Power Monitoring, Voltage, Energy, Power, Power factor, Frequency, Unbalance, Temperature, Manual operating mechanism with mechanical closing, without Spring charging motor, Ready-to-close signal. switch, Auxiliary switches 2NO+2NC, without Closing coil (CC), manual operating mechanism with mechanical closing, without Remote trip alarm reset coil (RR), without 2nd shunt trip, without 1st Shunt trip | 139700 | 1 | Z\ | 1
3WA1112-3ME42-0AA0 |  | Withdrawable circuit breaker with guide frame, IEC 60947-2, frame size 1, 4-poles, N-pole left, In=1250A up to 690V AC 50/60Hz, breaking capacity S Icu=66/50kA at 500/690V, Trip unit ETU600 LSI upgrade ready , colordisplay, bluetooth and USB interface, Protection LT, ST, INST, include N-protection, (internal N-sensor available), incl. trip alarm switch (1xCO), rear connection horizontal, guide frame with shutter and w/o position signalling switch, with internal voltage tap on upper stab of circuit breaker, with voltage tap module VTM680 and power supply of ETU600, able to communication, integrated metering type PMF-2 Basic Power Monitoring, Voltage, Energy, Power, Power factor, Frequency, Unbalance, Temperature, Manual operating mechanism with mechanical closing, without Spring charging motor, Ready-to-close signal. switch, Auxiliary switches 2NO+2NC, without Closing coil (CC), manual operating mechanism with mechanical closing, without Remote trip alarm reset coil (RR), without 2nd shunt trip, without 1st Shunt trip | 135700 | 1 | Z\ | 1
3WA1112-3ME43-0AA0 |  | Withdrawable circuit breaker with guide frame, IEC 60947-2, frame size 1, 4-poles, N-pole left, In=1250A up to 690V AC 50/60Hz, breaking capacity S Icu=66/50kA at 500/690V, Trip unit ETU600 LSI upgrade ready , colordisplay, bluetooth and USB interface, Protection LT, ST, INST, include N-protection, (internal N-sensor available), incl. trip alarm switch (1xCO), front connection double hole, guide frame with shutter and w/o position signalling switch, with internal voltage tap on upper stab of circuit breaker, with voltage tap module VTM680 and power supply of ETU600, able to communication, integrated metering type PMF-2 Basic Power Monitoring, Voltage, Energy, Power, Power factor, Frequency, Unbalance, Temperature, Manual operating mechanism with mechanical closing, without Spring charging motor, Ready-to-close signal. switch, Auxiliary switches 2NO+2NC, without Closing coil (CC), manual operating mechanism with mechanical closing, without Remote trip alarm reset coil (RR), without 2nd shunt trip, without 1st Shunt trip | 147700 | 1 | Z\ | 1
3WA1112-3ME44-0AA0 |  | Withdrawable circuit breaker with guide frame, IEC 60947-2, frame size 1, 4-poles, N-pole left, In=1250A up to 690V AC 50/60Hz, breaking capacity S Icu=66/50kA at 500/690V, Trip unit ETU600 LSI upgrade ready , colordisplay, bluetooth and USB interface, Protection LT, ST, INST, include N-protection, (internal N-sensor available), incl. trip alarm switch (1xCO), rear connection flange, guide frame with shutter and w/o position signalling switch, with internal voltage tap on upper stab of circuit breaker, with voltage tap module VTM680 and power supply of ETU600, able to communication, integrated metering type PMF-2 Basic Power Monitoring, Voltage, Energy, Power, Power factor, Frequency, Unbalance, Temperature, Manual operating mechanism with mechanical closing, without Spring charging motor, Ready-to-close signal. switch, Auxiliary switches 2NO+2NC, without Closing coil (CC), manual operating mechanism with mechanical closing, without Remote trip alarm reset coil (RR), without 2nd shunt trip, without 1st Shunt trip | 135700 | 1 | Z\ | 1
3WA1112-3MF01-0AA0 |  | Fixed-mounted circuit breaker IEC 60947-2, frame size 1, 3-poles, In=1250A up to 690V AC 50/60Hz, breaking capacity S Icu=66/50kA at 500/690V, Trip unit ETU600 LSIG upgrade ready , colordisplay, bluetooth and USB interface, Protection LT, ST, INST, GFx, N-protection required an external N-sensor, incl. trip alarm switch (1xCO), rear connection vertical, with internal voltage tap on upper stab of circuit breaker, with voltage tap module VTM680 and power supply of ETU600, able to communication, integrated metering type PMF-2 Basic Power Monitoring, Voltage, Energy, Power, Power factor, Frequency, Unbalance, Temperature, Manual operating mechanism with mechanical closing, without Spring charging motor, Ready-to-close signal. switch, Auxiliary switches 2NO+2NC, without Closing coil (CC), manual operating mechanism with mechanical closing, without Remote trip alarm reset coil (RR), without 2nd shunt trip, without 1st Shunt trip | 97000 | 1 | Z\ | 1
3WA1112-3MF02-0AA0 |  | Fixed-mounted circuit breaker IEC 60947-2, frame size 1, 3-poles, In=1250A up to 690V AC 50/60Hz, breaking capacity S Icu=66/50kA at 500/690V, Trip unit ETU600 LSIG upgrade ready , colordisplay, bluetooth and USB interface, Protection LT, ST, INST, GFx, N-protection required an external N-sensor, incl. trip alarm switch (1xCO), rear connection horizontal, with internal voltage tap on upper stab of circuit breaker, with voltage tap module VTM680 and power supply of ETU600, able to communication, integrated metering type PMF-2 Basic Power Monitoring, Voltage, Energy, Power, Power factor, Frequency, Unbalance, Temperature, Manual operating mechanism with mechanical closing, without Spring charging motor, Ready-to-close signal. switch, Auxiliary switches 2NO+2NC, without Closing coil (CC), manual operating mechanism with mechanical closing, without Remote trip alarm reset coil (RR), without 2nd shunt trip, without 1st Shunt trip | 95000 | 1 | Z\ | 1
3WA1112-3MF03-0AA0 |  | Fixed-mounted circuit breaker IEC 60947-2, frame size 1, 3-poles, In=1250A up to 690V AC 50/60Hz, breaking capacity S Icu=66/50kA at 500/690V, Trip unit ETU600 LSIG upgrade ready , colordisplay, bluetooth and USB interface, Protection LT, ST, INST, GFx, N-protection required an external N-sensor, incl. trip alarm switch (1xCO), front connection double hole, with internal voltage tap on upper stab of circuit breaker, with voltage tap module VTM680 and power supply of ETU600, able to communication, integrated metering type PMF-2 Basic Power Monitoring, Voltage, Energy, Power, Power factor, Frequency, Unbalance, Temperature, Manual operating mechanism with mechanical closing, without Spring charging motor, Ready-to-close signal. switch, Auxiliary switches 2NO+2NC, without Closing coil (CC), manual operating mechanism with mechanical closing, without Remote trip alarm reset coil (RR), without 2nd shunt trip, without 1st Shunt trip | 101000 | 1 | Z\ | 1
3WA1112-3MF11-0AA0 |  | Fixed-mounted circuit breaker IEC 60947-2, frame size 1, 4-poles, N-pole left, In=1250A up to 690V AC 50/60Hz, breaking capacity S Icu=66/50kA at 500/690V, Trip unit ETU600 LSIG upgrade ready , colordisplay, bluetooth and USB interface, Protection LT, ST, INST, GFx, include N-protection, (internal N-sensor available), incl. trip alarm switch (1xCO), rear connection vertical, with internal voltage tap on upper stab of circuit breaker, with voltage tap module VTM680 and power supply of ETU600, able to communication, integrated metering type PMF-2 Basic Power Monitoring, Voltage, Energy, Power, Power factor, Frequency, Unbalance, Temperature, Manual operating mechanism with mechanical closing, without Spring charging motor, Ready-to-close signal. switch, Auxiliary switches 2NO+2NC, without Closing coil (CC), manual operating mechanism with mechanical closing, without Remote trip alarm reset coil (RR), without 2nd shunt trip, without 1st Shunt trip | 118700 | 1 | Z\ | 1
3WA1112-3MF12-0AA0 |  | Fixed-mounted circuit breaker IEC 60947-2, frame size 1, 4-poles, N-pole left, In=1250A up to 690V AC 50/60Hz, breaking capacity S Icu=66/50kA at 500/690V, Trip unit ETU600 LSIG upgrade ready , colordisplay, bluetooth and USB interface, Protection LT, ST, INST, GFx, include N-protection, (internal N-sensor available), incl. trip alarm switch (1xCO), rear connection horizontal, with internal voltage tap on upper stab of circuit breaker, with voltage tap module VTM680 and power supply of ETU600, able to communication, integrated metering type PMF-2 Basic Power Monitoring, Voltage, Energy, Power, Power factor, Frequency, Unbalance, Temperature, Manual operating mechanism with mechanical closing, without Spring charging motor, Ready-to-close signal. switch, Auxiliary switches 2NO+2NC, without Closing coil (CC), manual operating mechanism with mechanical closing, without Remote trip alarm reset coil (RR), without 2nd shunt trip, without 1st Shunt trip | 116400 | 1 | Z\ | 1
3WA1112-3MF13-0AA0 |  | Fixed-mounted circuit breaker IEC 60947-2, frame size 1, 4-poles, N-pole left, In=1250A up to 690V AC 50/60Hz, breaking capacity S Icu=66/50kA at 500/690V, Trip unit ETU600 LSIG upgrade ready , colordisplay, bluetooth and USB interface, Protection LT, ST, INST, GFx, include N-protection, (internal N-sensor available), incl. trip alarm switch (1xCO), front connection double hole, with internal voltage tap on upper stab of circuit breaker, with voltage tap module VTM680 and power supply of ETU600, able to communication, integrated metering type PMF-2 Basic Power Monitoring, Voltage, Energy, Power, Power factor, Frequency, Unbalance, Temperature, Manual operating mechanism with mechanical closing, without Spring charging motor, Ready-to-close signal. switch, Auxiliary switches 2NO+2NC, without Closing coil (CC), manual operating mechanism with mechanical closing, without Remote trip alarm reset coil (RR), without 2nd shunt trip, without 1st Shunt trip | 124700 | 1 | Z\ | 1
3WA1112-3MF21-0AA0 |  | fixed-mounted circuit breaker, IEC 60947-2, size 1, 4-pole, N pole on right, In=1250 A up to 690 V AC 50/60 Hz, breaking capacity S Icu=66/50 kA at 500/690 V, tripping unit ETU600 LSIG upgradeable, color display, Bluetooth, USB interface, basic protection LT, ST, INST, GFx, including protection of the N conductor (internal neutral point sensor available), trip alarm switch (1 x CO), connection at rear vertical, with internal voltage tap on upper stab of circuit breaker, with voltage tap module VTM680 and power supply of ETU600, able to communication, integrated metering type PMF-2 Basic Power Monitoring, Voltage, Energy, Power, Power factor, Frequency, Unbalance, Temperature, Manual operating mechanism with mechanical closing, without Spring charging motor, Ready-to-close signal. switch, Auxiliary switches 2NO+2NC, without Closing coil (CC), manual operating mechanism with mechanical closing, without Remote trip alarm reset coil (RR), without 2nd shunt trip, without 1st Shunt trip | 118700 | 1 | Z\ | 1
3WA1112-3MF22-0AA0 |  | fixed-mounted circuit breaker, IEC 60947-2, size 1, 4-pole, N pole on right, In=1250 A up to 690 V AC 50/60 Hz, breaking capacity S Icu=66/50 kA at 500/690 V, tripping unit ETU600 LSIG upgradeable, color display, Bluetooth, USB interface, basic protection LT, ST, INST, GFx, including protection of the N conductor (internal neutral point sensor available), trip alarm switch (1 x CO), connection at rear horizontal with internal voltage tap on upper stab of circuit breaker, with voltage tap module VTM680 and power supply of ETU600, able to communication, integrated metering type PMF-2 Basic Power Monitoring, Voltage, Energy, Power, Power factor, Frequency, Unbalance, Temperature, Manual operating mechanism with mechanical closing, without Spring charging motor, Ready-to-close signal. switch, Auxiliary switches 2NO+2NC, without Closing coil (CC), manual operating mechanism with mechanical closing, without Remote trip alarm reset coil (RR), without 2nd shunt trip, without 1st Shunt trip | 116400 | 1 | Z\ | 1
3WA1112-3MF23-0AA0 |  | fixed-mounted circuit breaker, IEC 60947-2, size 1, 4-pole, N pole on right, In=1250 A up to 690 V AC 50/60 Hz, breaking capacity S Icu=66/50 kA at 500/690 V, tripping unit ETU600 LSIG upgradeable, color display, Bluetooth, USB interface, basic protection LT, ST, INST, GFx, including protection of the N conductor (internal neutral point sensor available), trip alarm switch (1 x CO), front connection double hole, with internal voltage tap on upper stab of circuit breaker, with voltage tap module VTM680 and power supply of ETU600, able to communication, integrated metering type PMF-2 Basic Power Monitoring, Voltage, Energy, Power, Power factor, Frequency, Unbalance, Temperature, Manual operating mechanism with mechanical closing, without Spring charging motor, Ready-to-close signal. switch, Auxiliary switches 2NO+2NC, without Closing coil (CC), manual operating mechanism with mechanical closing, without Remote trip alarm reset coil (RR), without 2nd shunt trip, without 1st Shunt trip | 124700 | 1 | Z\ | 1
3WA1112-3MF31-0AA0 |  | Withdrawable circuit breaker with guide frame, IEC 60947-2, frame size 1, 3-poles, In=1250A up to 690V AC 50/60Hz, breaking capacity S Icu=66/50kA at 500/690V, Trip unit ETU600 LSIG upgrade ready , colordisplay, bluetooth and USB interface, Protection LT, ST, INST, GFx, N-protection required an external N-sensor, incl. trip alarm switch (1xCO), rear connection vertical, guide frame with shutter and w/o position signalling switch, with internal voltage tap on upper stab of circuit breaker, with voltage tap module VTM680 and power supply of ETU600, able to communication, integrated metering type PMF-2 Basic Power Monitoring, Voltage, Energy, Power, Power factor, Frequency, Unbalance, Temperature, Manual operating mechanism with mechanical closing, without Spring charging motor, Ready-to-close signal. switch, Auxiliary switches 2NO+2NC, without Closing coil (CC), manual operating mechanism with mechanical closing, without Remote trip alarm reset coil (RR), without 2nd shunt trip, without 1st Shunt trip | 120700 | 1 | Z\ | 1
3WA1112-3MF32-0AA0 |  | Withdrawable circuit breaker with guide frame, IEC 60947-2, frame size 1, 3-poles, In=1250A up to 690V AC 50/60Hz, breaking capacity S Icu=66/50kA at 500/690V, Trip unit ETU600 LSIG upgrade ready , colordisplay, bluetooth and USB interface, Protection LT, ST, INST, GFx, N-protection required an external N-sensor, incl. trip alarm switch (1xCO), rear connection horizontal, guide frame with shutter and w/o position signalling switch, with internal voltage tap on upper stab of circuit breaker, with voltage tap module VTM680 and power supply of ETU600, able to communication, integrated metering type PMF-2 Basic Power Monitoring, Voltage, Energy, Power, Power factor, Frequency, Unbalance, Temperature, Manual operating mechanism with mechanical closing, without Spring charging motor, Ready-to-close signal. switch, Auxiliary switches 2NO+2NC, without Closing coil (CC), manual operating mechanism with mechanical closing, without Remote trip alarm reset coil (RR), without 2nd shunt trip, without 1st Shunt trip | 117700 | 1 | Z\ | 1
3WA1112-3MF33-0AA0 |  | Withdrawable circuit breaker with guide frame, IEC 60947-2, frame size 1, 3-poles, In=1250A up to 690V AC 50/60Hz, breaking capacity S Icu=66/50kA at 500/690V, Trip unit ETU600 LSIG upgrade ready , colordisplay, bluetooth and USB interface, Protection LT, ST, INST, GFx, N-protection required an external N-sensor, incl. trip alarm switch (1xCO), front connection double hole, guide frame with shutter and w/o position signalling switch, with internal voltage tap on upper stab of circuit breaker, with voltage tap module VTM680 and power supply of ETU600, able to communication, integrated metering type PMF-2 Basic Power Monitoring, Voltage, Energy, Power, Power factor, Frequency, Unbalance, Temperature, Manual operating mechanism with mechanical closing, without Spring charging motor, Ready-to-close signal. switch, Auxiliary switches 2NO+2NC, without Closing coil (CC), manual operating mechanism with mechanical closing, without Remote trip alarm reset coil (RR), without 2nd shunt trip, without 1st Shunt trip | 126700 | 1 | Z\ | 1
3WA1112-3MF34-0AA0 |  | Withdrawable circuit breaker with guide frame, IEC 60947-2, frame size 1, 3-poles, In=1250A up to 690V AC 50/60Hz, breaking capacity S Icu=66/50kA at 500/690V, Trip unit ETU600 LSIG upgrade ready , colordisplay, bluetooth and USB interface, Protection LT, ST, INST, GFx, N-protection required an external N-sensor, incl. trip alarm switch (1xCO), rear connection flange, guide frame with shutter and w/o position signalling switch, with internal voltage tap on upper stab of circuit breaker, with voltage tap module VTM680 and power supply of ETU600, able to communication, integrated metering type PMF-2 Basic Power Monitoring, Voltage, Energy, Power, Power factor, Frequency, Unbalance, Temperature, Manual operating mechanism with mechanical closing, without Spring charging motor, Ready-to-close signal. switch, Auxiliary switches 2NO+2NC, without Closing coil (CC), manual operating mechanism with mechanical closing, without Remote trip alarm reset coil (RR), without 2nd shunt trip, without 1st Shunt trip | 117700 | 1 | Z\ | 1
3WA1112-3MF41-0AA0 |  | Withdrawable circuit breaker with guide frame, IEC 60947-2, frame size 1, 4-poles, N-pole left, In=1250A up to 690V AC 50/60Hz, breaking capacity S Icu=66/50kA at 500/690V, Trip unit ETU600 LSIG upgrade ready , colordisplay, bluetooth and USB interface, Protection LT, ST, INST, GFx, include N-protection, (internal N-sensor available), incl. trip alarm switch (1xCO), rear connection vertical, guide frame with shutter and w/o position signalling switch, with internal voltage tap on upper stab of circuit breaker, with voltage tap module VTM680 and power supply of ETU600, able to communication, integrated metering type PMF-2 Basic Power Monitoring, Voltage, Energy, Power, Power factor, Frequency, Unbalance, Temperature, Manual operating mechanism with mechanical closing, without Spring charging motor, Ready-to-close signal. switch, Auxiliary switches 2NO+2NC, without Closing coil (CC), manual operating mechanism with mechanical closing, without Remote trip alarm reset coil (RR), without 2nd shunt trip, without 1st Shunt trip | 150700 | 1 | Z\ | 1
3WA1112-3MF42-0AA0 |  | Withdrawable circuit breaker with guide frame, IEC 60947-2, frame size 1, 4-poles, N-pole left, In=1250A up to 690V AC 50/60Hz, breaking capacity S Icu=66/50kA at 500/690V, Trip unit ETU600 LSIG upgrade ready , colordisplay, bluetooth and USB interface, Protection LT, ST, INST, GFx, include N-protection, (internal N-sensor available), incl. trip alarm switch (1xCO), rear connection horizontal, guide frame with shutter and w/o position signalling switch, with internal voltage tap on upper stab of circuit breaker, with voltage tap module VTM680 and power supply of ETU600, able to communication, integrated metering type PMF-2 Basic Power Monitoring, Voltage, Energy, Power, Power factor, Frequency, Unbalance, Temperature, Manual operating mechanism with mechanical closing, without Spring charging motor, Ready-to-close signal. switch, Auxiliary switches 2NO+2NC, without Closing coil (CC), manual operating mechanism with mechanical closing, without Remote trip alarm reset coil (RR), without 2nd shunt trip, without 1st Shunt trip | 146700 | 1 | Z\ | 1
3WA1112-3MF43-0AA0 |  | Withdrawable circuit breaker with guide frame, IEC 60947-2, frame size 1, 4-poles, N-pole left, In=1250A up to 690V AC 50/60Hz, breaking capacity S Icu=66/50kA at 500/690V, Trip unit ETU600 LSIG upgrade ready , colordisplay, bluetooth and USB interface, Protection LT, ST, INST, GFx, include N-protection, (internal N-sensor available), incl. trip alarm switch (1xCO), front connection double hole, guide frame with shutter and w/o position signalling switch, with internal voltage tap on upper stab of circuit breaker, with voltage tap module VTM680 and power supply of ETU600, able to communication, integrated metering type PMF-2 Basic Power Monitoring, Voltage, Energy, Power, Power factor, Frequency, Unbalance, Temperature, Manual operating mechanism with mechanical closing, without Spring charging motor, Ready-to-close signal. switch, Auxiliary switches 2NO+2NC, without Closing coil (CC), manual operating mechanism with mechanical closing, without Remote trip alarm reset coil (RR), without 2nd shunt trip, without 1st Shunt trip | 158700 | 1 | Z\ | 1
3WA1112-3MF44-0AA0 |  | Withdrawable circuit breaker with guide frame, IEC 60947-2, frame size 1, 4-poles, N-pole left, In=1250A up to 690V AC 50/60Hz, breaking capacity S Icu=66/50kA at 500/690V, Trip unit ETU600 LSIG upgrade ready , colordisplay, bluetooth and USB interface, Protection LT, ST, INST, GFx, include N-protection, (internal N-sensor available), incl. trip alarm switch (1xCO), rear connection flange, guide frame with shutter and w/o position signalling switch, with internal voltage tap on upper stab of circuit breaker, with voltage tap module VTM680 and power supply of ETU600, able to communication, integrated metering type PMF-2 Basic Power Monitoring, Voltage, Energy, Power, Power factor, Frequency, Unbalance, Temperature, Manual operating mechanism with mechanical closing, without Spring charging motor, Ready-to-close signal. switch, Auxiliary switches 2NO+2NC, without Closing coil (CC), manual operating mechanism with mechanical closing, without Remote trip alarm reset coil (RR), without 2nd shunt trip, without 1st Shunt trip | 146700 | 1 | Z\ | 1
3WA1112-3NE01-0AA0 |  | Fixed-mounted circuit breaker IEC 60947-2, frame size 1, 3-poles, In=1250A up to 690V AC 50/60Hz, breaking capacity S Icu=66/50kA at 500/690V, Trip unit ETU600 LSI upgrade ready , colordisplay, bluetooth and USB interface, Protection LT, ST, INST, N-protection required an external N-sensor, incl. trip alarm switch (1xCO), rear connection vertical, with internal voltage tap on upper stab of circuit breaker, with voltage tap module VTM680 and power supply of ETU600, able to communication, integrated metering type PMF-3 Advanced Power Monitor., Voltage, Energy, Power, Power factor, Frequency, Unbalance, Temperature, Power quality, Manual operating mechanism with mechanical closing, without Spring charging motor, Ready-to-close signal. switch, Auxiliary switches 2NO+2NC, without Closing coil (CC), manual operating mechanism with mechanical closing, without Remote trip alarm reset coil (RR), without 2nd shunt trip, without 1st Shunt trip | 92800 | 1 | Z\ | 1
3WA1112-3NE02-0AA0 |  | Fixed-mounted circuit breaker IEC 60947-2, frame size 1, 3-poles, In=1250A up to 690V AC 50/60Hz, breaking capacity S Icu=66/50kA at 500/690V, Trip unit ETU600 LSI upgrade ready , colordisplay, bluetooth and USB interface, Protection LT, ST, INST, N-protection required an external N-sensor, incl. trip alarm switch (1xCO), rear connection horizontal, with internal voltage tap on upper stab of circuit breaker, with voltage tap module VTM680 and power supply of ETU600, able to communication, integrated metering type PMF-3 Advanced Power Monitor., Voltage, Energy, Power, Power factor, Frequency, Unbalance, Temperature, Power quality, Manual operating mechanism with mechanical closing, without Spring charging motor, Ready-to-close signal. switch, Auxiliary switches 2NO+2NC, without Closing coil (CC), manual operating mechanism with mechanical closing, without Remote trip alarm reset coil (RR), without 2nd shunt trip, without 1st Shunt trip | 90800 | 1 | Z\ | 1
3WA1112-3NE03-0AA0 |  | Fixed-mounted circuit breaker IEC 60947-2, frame size 1, 3-poles, In=1250A up to 690V AC 50/60Hz, breaking capacity S Icu=66/50kA at 500/690V, Trip unit ETU600 LSI upgrade ready , colordisplay, bluetooth and USB interface, Protection LT, ST, INST, N-protection required an external N-sensor, incl. trip alarm switch (1xCO), front connection double hole, with internal voltage tap on upper stab of circuit breaker, with voltage tap module VTM680 and power supply of ETU600, able to communication, integrated metering type PMF-3 Advanced Power Monitor., Voltage, Energy, Power, Power factor, Frequency, Unbalance, Temperature, Power quality, Manual operating mechanism with mechanical closing, without Spring charging motor, Ready-to-close signal. switch, Auxiliary switches 2NO+2NC, without Closing coil (CC), manual operating mechanism with mechanical closing, without Remote trip alarm reset coil (RR), without 2nd shunt trip, without 1st Shunt trip | 96800 | 1 | Z\ | 1
3WA1112-3NE11-0AA0 |  | Fixed-mounted circuit breaker IEC 60947-2, frame size 1, 4-poles, N-pole left, In=1250A up to 690V AC 50/60Hz, breaking capacity S Icu=66/50kA at 500/690V, Trip unit ETU600 LSI upgrade ready , colordisplay, bluetooth and USB interface, Protection LT, ST, INST, include N-protection, (internal N-sensor available), incl. trip alarm switch (1xCO), rear connection vertical, with internal voltage tap on upper stab of circuit breaker, with voltage tap module VTM680 and power supply of ETU600, able to communication, integrated metering type PMF-3 Advanced Power Monitor., Voltage, Energy, Power, Power factor, Frequency, Unbalance, Temperature, Power quality, Manual operating mechanism with mechanical closing, without Spring charging motor, Ready-to-close signal. switch, Auxiliary switches 2NO+2NC, without Closing coil (CC), manual operating mechanism with mechanical closing, without Remote trip alarm reset coil (RR), without 2nd shunt trip, without 1st Shunt trip | 114800 | 1 | Z\ | 1
3WA1112-3NE12-0AA0 |  | Fixed-mounted circuit breaker IEC 60947-2, frame size 1, 4-poles, N-pole left, In=1250A up to 690V AC 50/60Hz, breaking capacity S Icu=66/50kA at 500/690V, Trip unit ETU600 LSI upgrade ready , colordisplay, bluetooth and USB interface, Protection LT, ST, INST, include N-protection, (internal N-sensor available), incl. trip alarm switch (1xCO), rear connection horizontal, with internal voltage tap on upper stab of circuit breaker, with voltage tap module VTM680 and power supply of ETU600, able to communication, integrated metering type PMF-3 Advanced Power Monitor., Voltage, Energy, Power, Power factor, Frequency, Unbalance, Temperature, Power quality, Manual operating mechanism with mechanical closing, without Spring charging motor, Ready-to-close signal. switch, Auxiliary switches 2NO+2NC, without Closing coil (CC), manual operating mechanism with mechanical closing, without Remote trip alarm reset coil (RR), without 2nd shunt trip, without 1st Shunt trip | 112100 | 1 | Z\ | 1
3WA1112-3NE13-0AA0 |  | Fixed-mounted circuit breaker IEC 60947-2, frame size 1, 4-poles, N-pole left, In=1250A up to 690V AC 50/60Hz, breaking capacity S Icu=66/50kA at 500/690V, Trip unit ETU600 LSI upgrade ready , colordisplay, bluetooth and USB interface, Protection LT, ST, INST, include N-protection, (internal N-sensor available), incl. trip alarm switch (1xCO), front connection double hole, with internal voltage tap on upper stab of circuit breaker, with voltage tap module VTM680 and power supply of ETU600, able to communication, integrated metering type PMF-3 Advanced Power Monitor., Voltage, Energy, Power, Power factor, Frequency, Unbalance, Temperature, Power quality, Manual operating mechanism with mechanical closing, without Spring charging motor, Ready-to-close signal. switch, Auxiliary switches 2NO+2NC, without Closing coil (CC), manual operating mechanism with mechanical closing, without Remote trip alarm reset coil (RR), without 2nd shunt trip, without 1st Shunt trip | 120100 | 1 | Z\ | 1
3WA1112-3NE21-0AA0 |  | fixed-mounted circuit breaker, IEC 60947-2, size 1, 4-pole, N pole on right, In=1250 A up to 690 V AC 50/60 Hz, breaking capacity S Icu=66/50 kA at 500/690 V, tripping unit ETU600 LSI upgradeable, color display, Bluetooth, USB interface, basic protection LT, ST, INST, including protection of the N conductor (internal neutral point sensor available), trip alarm switch (1 x CO), connection at rear vertical, with internal voltage tap on upper stab of circuit breaker, with voltage tap module VTM680 and power supply of ETU600, able to communication, integrated metering type PMF-3 Advanced Power Monitor., Voltage, Energy, Power, Power factor, Frequency, Unbalance, Temperature, Power quality, Manual operating mechanism with mechanical closing, without Spring charging motor, Ready-to-close signal. switch, Auxiliary switches 2NO+2NC, without Closing coil (CC), manual operating mechanism with mechanical closing, without Remote trip alarm reset coil (RR), without 2nd shunt trip, without 1st Shunt trip | 114800 | 1 | Z\ | 1
3WA1112-3NE22-0AA0 |  | fixed-mounted circuit breaker, IEC 60947-2, size 1, 4-pole, N pole on right, In=1250 A up to 690 V AC 50/60 Hz, breaking capacity S Icu=66/50 kA at 500/690 V, tripping unit ETU600 LSI upgradeable, color display, Bluetooth, USB interface, basic protection LT, ST, INST, including protection of the N conductor (internal neutral point sensor available), trip alarm switch (1 x CO), connection at rear horizontal with internal voltage tap on upper stab of circuit breaker, with voltage tap module VTM680 and power supply of ETU600, able to communication, integrated metering type PMF-3 Advanced Power Monitor., Voltage, Energy, Power, Power factor, Frequency, Unbalance, Temperature, Power quality, Manual operating mechanism with mechanical closing, without Spring charging motor, Ready-to-close signal. switch, Auxiliary switches 2NO+2NC, without Closing coil (CC), manual operating mechanism with mechanical closing, without Remote trip alarm reset coil (RR), without 2nd shunt trip, without 1st Shunt trip | 112100 | 1 | Z\ | 1
3WA1112-3NE23-0AA0 |  | fixed-mounted circuit breaker, IEC 60947-2, size 1, 4-pole, N pole on right, In=1250 A up to 690 V AC 50/60 Hz, breaking capacity S Icu=66/50 kA at 500/690 V, tripping unit ETU600 LSI upgradeable, color display, Bluetooth, USB interface, basic protection LT, ST, INST, including protection of the N conductor (internal neutral point sensor available), trip alarm switch (1 x CO), front connection double hole, with internal voltage tap on upper stab of circuit breaker, with voltage tap module VTM680 and power supply of ETU600, able to communication, integrated metering type PMF-3 Advanced Power Monitor., Voltage, Energy, Power, Power factor, Frequency, Unbalance, Temperature, Power quality, Manual operating mechanism with mechanical closing, without Spring charging motor, Ready-to-close signal. switch, Auxiliary switches 2NO+2NC, without Closing coil (CC), manual operating mechanism with mechanical closing, without Remote trip alarm reset coil (RR), without 2nd shunt trip, without 1st Shunt trip | 120100 | 1 | Z\ | 1
3WA1112-3NE31-0AA0 |  | Withdrawable circuit breaker with guide frame, IEC 60947-2, frame size 1, 3-poles, In=1250A up to 690V AC 50/60Hz, breaking capacity S Icu=66/50kA at 500/690V, Trip unit ETU600 LSI upgrade ready , colordisplay, bluetooth and USB interface, Protection LT, ST, INST, N-protection required an external N-sensor, incl. trip alarm switch (1xCO), rear connection vertical, guide frame with shutter and w/o position signalling switch, with internal voltage tap on upper stab of circuit breaker, with voltage tap module VTM680 and power supply of ETU600, able to communication, integrated metering type PMF-3 Advanced Power Monitor., Voltage, Energy, Power, Power factor, Frequency, Unbalance, Temperature, Power quality, Manual operating mechanism with mechanical closing, without Spring charging motor, Ready-to-close signal. switch, Auxiliary switches 2NO+2NC, without Closing coil (CC), manual operating mechanism with mechanical closing, without Remote trip alarm reset coil (RR), without 2nd shunt trip, without 1st Shunt trip | 116700 | 1 | Z\ | 1
3WA1112-3NE32-0AA0 |  | Withdrawable circuit breaker with guide frame, IEC 60947-2, frame size 1, 3-poles, In=1250A up to 690V AC 50/60Hz, breaking capacity S Icu=66/50kA at 500/690V, Trip unit ETU600 LSI upgrade ready , colordisplay, bluetooth and USB interface, Protection LT, ST, INST, N-protection required an external N-sensor, incl. trip alarm switch (1xCO), rear connection horizontal, guide frame with shutter and w/o position signalling switch, with internal voltage tap on upper stab of circuit breaker, with voltage tap module VTM680 and power supply of ETU600, able to communication, integrated metering type PMF-3 Advanced Power Monitor., Voltage, Energy, Power, Power factor, Frequency, Unbalance, Temperature, Power quality, Manual operating mechanism with mechanical closing, without Spring charging motor, Ready-to-close signal. switch, Auxiliary switches 2NO+2NC, without Closing coil (CC), manual operating mechanism with mechanical closing, without Remote trip alarm reset coil (RR), without 2nd shunt trip, without 1st Shunt trip | 113800 | 1 | Z\ | 1
3WA1112-3NE33-0AA0 |  | Withdrawable circuit breaker with guide frame, IEC 60947-2, frame size 1, 3-poles, In=1250A up to 690V AC 50/60Hz, breaking capacity S Icu=66/50kA at 500/690V, Trip unit ETU600 LSI upgrade ready , colordisplay, bluetooth and USB interface, Protection LT, ST, INST, N-protection required an external N-sensor, incl. trip alarm switch (1xCO), front connection double hole, guide frame with shutter and w/o position signalling switch, with internal voltage tap on upper stab of circuit breaker, with voltage tap module VTM680 and power supply of ETU600, able to communication, integrated metering type PMF-3 Advanced Power Monitor., Voltage, Energy, Power, Power factor, Frequency, Unbalance, Temperature, Power quality, Manual operating mechanism with mechanical closing, without Spring charging motor, Ready-to-close signal. switch, Auxiliary switches 2NO+2NC, without Closing coil (CC), manual operating mechanism with mechanical closing, without Remote trip alarm reset coil (RR), without 2nd shunt trip, without 1st Shunt trip | 122400 | 1 | Z\ | 1
3WA1112-3NE34-0AA0 |  | Withdrawable circuit breaker with guide frame, IEC 60947-2, frame size 1, 3-poles, In=1250A up to 690V AC 50/60Hz, breaking capacity S Icu=66/50kA at 500/690V, Trip unit ETU600 LSI upgrade ready , colordisplay, bluetooth and USB interface, Protection LT, ST, INST, N-protection required an external N-sensor, incl. trip alarm switch (1xCO), rear connection flange, guide frame with shutter and w/o position signalling switch, with internal voltage tap on upper stab of circuit breaker, with voltage tap module VTM680 and power supply of ETU600, able to communication, integrated metering type PMF-3 Advanced Power Monitor., Voltage, Energy, Power, Power factor, Frequency, Unbalance, Temperature, Power quality, Manual operating mechanism with mechanical closing, without Spring charging motor, Ready-to-close signal. switch, Auxiliary switches 2NO+2NC, without Closing coil (CC), manual operating mechanism with mechanical closing, without Remote trip alarm reset coil (RR), without 2nd shunt trip, without 1st Shunt trip | 113800 | 1 | Z\ | 1
3WA1112-3NE41-0AA0 |  | Withdrawable circuit breaker with guide frame, IEC 60947-2, frame size 1, 4-poles, N-pole left, In=1250A up to 690V AC 50/60Hz, breaking capacity S Icu=66/50kA at 500/690V, Trip unit ETU600 LSI upgrade ready , colordisplay, bluetooth and USB interface, Protection LT, ST, INST, include N-protection, (internal N-sensor available), incl. trip alarm switch (1xCO), rear connection vertical, guide frame with shutter and w/o position signalling switch, with internal voltage tap on upper stab of circuit breaker, with voltage tap module VTM680 and power supply of ETU600, able to communication, integrated metering type PMF-3 Advanced Power Monitor., Voltage, Energy, Power, Power factor, Frequency, Unbalance, Temperature, Power quality, Manual operating mechanism with mechanical closing, without Spring charging motor, Ready-to-close signal. switch, Auxiliary switches 2NO+2NC, without Closing coil (CC), manual operating mechanism with mechanical closing, without Remote trip alarm reset coil (RR), without 2nd shunt trip, without 1st Shunt trip | 146100 | 1 | Z\ | 1
3WA1112-3NE42-0AA0 |  | Withdrawable circuit breaker with guide frame, IEC 60947-2, frame size 1, 4-poles, N-pole left, In=1250A up to 690V AC 50/60Hz, breaking capacity S Icu=66/50kA at 500/690V, Trip unit ETU600 LSI upgrade ready , colordisplay, bluetooth and USB interface, Protection LT, ST, INST, include N-protection, (internal N-sensor available), incl. trip alarm switch (1xCO), rear connection horizontal, guide frame with shutter and w/o position signalling switch, with internal voltage tap on upper stab of circuit breaker, with voltage tap module VTM680 and power supply of ETU600, able to communication, integrated metering type PMF-3 Advanced Power Monitor., Voltage, Energy, Power, Power factor, Frequency, Unbalance, Temperature, Power quality, Manual operating mechanism with mechanical closing, without Spring charging motor, Ready-to-close signal. switch, Auxiliary switches 2NO+2NC, without Closing coil (CC), manual operating mechanism with mechanical closing, without Remote trip alarm reset coil (RR), without 2nd shunt trip, without 1st Shunt trip | 142100 | 1 | Z\ | 1
3WA1112-3NE43-0AA0 |  | Withdrawable circuit breaker with guide frame, IEC 60947-2, frame size 1, 4-poles, N-pole left, In=1250A up to 690V AC 50/60Hz, breaking capacity S Icu=66/50kA at 500/690V, Trip unit ETU600 LSI upgrade ready , colordisplay, bluetooth and USB interface, Protection LT, ST, INST, include N-protection, (internal N-sensor available), incl. trip alarm switch (1xCO), front connection double hole, guide frame with shutter and w/o position signalling switch, with internal voltage tap on upper stab of circuit breaker, with voltage tap module VTM680 and power supply of ETU600, able to communication, integrated metering type PMF-3 Advanced Power Monitor., Voltage, Energy, Power, Power factor, Frequency, Unbalance, Temperature, Power quality, Manual operating mechanism with mechanical closing, without Spring charging motor, Ready-to-close signal. switch, Auxiliary switches 2NO+2NC, without Closing coil (CC), manual operating mechanism with mechanical closing, without Remote trip alarm reset coil (RR), without 2nd shunt trip, without 1st Shunt trip | 154100 | 1 | Z\ | 1
3WA1112-3NE44-0AA0 |  | Withdrawable circuit breaker with guide frame, IEC 60947-2, frame size 1, 4-poles, N-pole left, In=1250A up to 690V AC 50/60Hz, breaking capacity S Icu=66/50kA at 500/690V, Trip unit ETU600 LSI upgrade ready , colordisplay, bluetooth and USB interface, Protection LT, ST, INST, include N-protection, (internal N-sensor available), incl. trip alarm switch (1xCO), rear connection flange, guide frame with shutter and w/o position signalling switch, with internal voltage tap on upper stab of circuit breaker, with voltage tap module VTM680 and power supply of ETU600, able to communication, integrated metering type PMF-3 Advanced Power Monitor., Voltage, Energy, Power, Power factor, Frequency, Unbalance, Temperature, Power quality, Manual operating mechanism with mechanical closing, without Spring charging motor, Ready-to-close signal. switch, Auxiliary switches 2NO+2NC, without Closing coil (CC), manual operating mechanism with mechanical closing, without Remote trip alarm reset coil (RR), without 2nd shunt trip, without 1st Shunt trip | 142100 | 1 | Z\ | 1
3WA1112-3NF01-0AA0 |  | Fixed-mounted circuit breaker IEC 60947-2, frame size 1, 3-poles, In=1250A up to 690V AC 50/60Hz, breaking capacity S Icu=66/50kA at 500/690V, Trip unit ETU600 LSIG upgrade ready , colordisplay, bluetooth and USB interface, Protection LT, ST, INST, GFx, N-protection required an external N-sensor, incl. trip alarm switch (1xCO), rear connection vertical, with internal voltage tap on upper stab of circuit breaker, with voltage tap module VTM680 and power supply of ETU600, able to communication, integrated metering type PMF-3 Advanced Power Monitor., Voltage, Energy, Power, Power factor, Frequency, Unbalance, Temperature, Power quality, Manual operating mechanism with mechanical closing, without Spring charging motor, Ready-to-close signal. switch, Auxiliary switches 2NO+2NC, without Closing coil (CC), manual operating mechanism with mechanical closing, without Remote trip alarm reset coil (RR), without 2nd shunt trip, without 1st Shunt trip | 103400 | 1 | Z\ | 1
3WA1112-3NF02-0AA0 |  | Fixed-mounted circuit breaker IEC 60947-2, frame size 1, 3-poles, In=1250A up to 690V AC 50/60Hz, breaking capacity S Icu=66/50kA at 500/690V, Trip unit ETU600 LSIG upgrade ready , colordisplay, bluetooth and USB interface, Protection LT, ST, INST, GFx, N-protection required an external N-sensor, incl. trip alarm switch (1xCO), rear connection horizontal, with internal voltage tap on upper stab of circuit breaker, with voltage tap module VTM680 and power supply of ETU600, able to communication, integrated metering type PMF-3 Advanced Power Monitor., Voltage, Energy, Power, Power factor, Frequency, Unbalance, Temperature, Power quality, Manual operating mechanism with mechanical closing, without Spring charging motor, Ready-to-close signal. switch, Auxiliary switches 2NO+2NC, without Closing coil (CC), manual operating mechanism with mechanical closing, without Remote trip alarm reset coil (RR), without 2nd shunt trip, without 1st Shunt trip | 101400 | 1 | Z\ | 1
3WA1112-3NF03-0AA0 |  | Fixed-mounted circuit breaker IEC 60947-2, frame size 1, 3-poles, In=1250A up to 690V AC 50/60Hz, breaking capacity S Icu=66/50kA at 500/690V, Trip unit ETU600 LSIG upgrade ready , colordisplay, bluetooth and USB interface, Protection LT, ST, INST, GFx, N-protection required an external N-sensor, incl. trip alarm switch (1xCO), front connection double hole, with internal voltage tap on upper stab of circuit breaker, with voltage tap module VTM680 and power supply of ETU600, able to communication, integrated metering type PMF-3 Advanced Power Monitor., Voltage, Energy, Power, Power factor, Frequency, Unbalance, Temperature, Power quality, Manual operating mechanism with mechanical closing, without Spring charging motor, Ready-to-close signal. switch, Auxiliary switches 2NO+2NC, without Closing coil (CC), manual operating mechanism with mechanical closing, without Remote trip alarm reset coil (RR), without 2nd shunt trip, without 1st Shunt trip | 107400 | 1 | Z\ | 1
3WA1112-3NF11-0AA0 |  | Fixed-mounted circuit breaker IEC 60947-2, frame size 1, 4-poles, N-pole left, In=1250A up to 690V AC 50/60Hz, breaking capacity S Icu=66/50kA at 500/690V, Trip unit ETU600 LSIG upgrade ready , colordisplay, bluetooth and USB interface, Protection LT, ST, INST, GFx, include N-protection, (internal N-sensor available), incl. trip alarm switch (1xCO), rear connection vertical, with internal voltage tap on upper stab of circuit breaker, with voltage tap module VTM680 and power supply of ETU600, able to communication, integrated metering type PMF-3 Advanced Power Monitor., Voltage, Energy, Power, Power factor, Frequency, Unbalance, Temperature, Power quality, Manual operating mechanism with mechanical closing, without Spring charging motor, Ready-to-close signal. switch, Auxiliary switches 2NO+2NC, without Closing coil (CC), manual operating mechanism with mechanical closing, without Remote trip alarm reset coil (RR), without 2nd shunt trip, without 1st Shunt trip | 125100 | 1 | Z\ | 1
3WA1112-3NF12-0AA0 |  | Fixed-mounted circuit breaker IEC 60947-2, frame size 1, 4-poles, N-pole left, In=1250A up to 690V AC 50/60Hz, breaking capacity S Icu=66/50kA at 500/690V, Trip unit ETU600 LSIG upgrade ready , colordisplay, bluetooth and USB interface, Protection LT, ST, INST, GFx, include N-protection, (internal N-sensor available), incl. trip alarm switch (1xCO), rear connection horizontal, with internal voltage tap on upper stab of circuit breaker, with voltage tap module VTM680 and power supply of ETU600, able to communication, integrated metering type PMF-3 Advanced Power Monitor., Voltage, Energy, Power, Power factor, Frequency, Unbalance, Temperature, Power quality, Manual operating mechanism with mechanical closing, without Spring charging motor, Ready-to-close signal. switch, Auxiliary switches 2NO+2NC, without Closing coil (CC), manual operating mechanism with mechanical closing, without Remote trip alarm reset coil (RR), without 2nd shunt trip, without 1st Shunt trip | 122800 | 1 | Z\ | 1
3WA1112-3NF13-0AA0 |  | Fixed-mounted circuit breaker IEC 60947-2, frame size 1, 4-poles, N-pole left, In=1250A up to 690V AC 50/60Hz, breaking capacity S Icu=66/50kA at 500/690V, Trip unit ETU600 LSIG upgrade ready , colordisplay, bluetooth and USB interface, Protection LT, ST, INST, GFx, include N-protection, (internal N-sensor available), incl. trip alarm switch (1xCO), front connection double hole, with internal voltage tap on upper stab of circuit breaker, with voltage tap module VTM680 and power supply of ETU600, able to communication, integrated metering type PMF-3 Advanced Power Monitor., Voltage, Energy, Power, Power factor, Frequency, Unbalance, Temperature, Power quality, Manual operating mechanism with mechanical closing, without Spring charging motor, Ready-to-close signal. switch, Auxiliary switches 2NO+2NC, without Closing coil (CC), manual operating mechanism with mechanical closing, without Remote trip alarm reset coil (RR), without 2nd shunt trip, without 1st Shunt trip | 131100 | 1 | Z\ | 1
3WA1112-3NF21-0AA0 |  | fixed-mounted circuit breaker, IEC 60947-2, size 1, 4-pole, N pole on right, In=1250 A up to 690 V AC 50/60 Hz, breaking capacity S Icu=66/50 kA at 500/690 V, tripping unit ETU600 LSIG upgradeable, color display, Bluetooth, USB interface, basic protection LT, ST, INST, GFx, including protection of the N conductor (internal neutral point sensor available), trip alarm switch (1 x CO), connection at rear vertical, with internal voltage tap on upper stab of circuit breaker, with voltage tap module VTM680 and power supply of ETU600, able to communication, integrated metering type PMF-3 Advanced Power Monitor., Voltage, Energy, Power, Power factor, Frequency, Unbalance, Temperature, Power quality, Manual operating mechanism with mechanical closing, without Spring charging motor, Ready-to-close signal. switch, Auxiliary switches 2NO+2NC, without Closing coil (CC), manual operating mechanism with mechanical closing, without Remote trip alarm reset coil (RR), without 2nd shunt trip, without 1st Shunt trip | 125100 | 1 | Z\ | 1
3WA1112-3NF22-0AA0 |  | fixed-mounted circuit breaker, IEC 60947-2, size 1, 4-pole, N pole on right, In=1250 A up to 690 V AC 50/60 Hz, breaking capacity S Icu=66/50 kA at 500/690 V, tripping unit ETU600 LSIG upgradeable, color display, Bluetooth, USB interface, basic protection LT, ST, INST, GFx, including protection of the N conductor (internal neutral point sensor available), trip alarm switch (1 x CO), connection at rear horizontal with internal voltage tap on upper stab of circuit breaker, with voltage tap module VTM680 and power supply of ETU600, able to communication, integrated metering type PMF-3 Advanced Power Monitor., Voltage, Energy, Power, Power factor, Frequency, Unbalance, Temperature, Power quality, Manual operating mechanism with mechanical closing, without Spring charging motor, Ready-to-close signal. switch, Auxiliary switches 2NO+2NC, without Closing coil (CC), manual operating mechanism with mechanical closing, without Remote trip alarm reset coil (RR), without 2nd shunt trip, without 1st Shunt trip | 122800 | 1 | Z\ | 1
3WA1112-3NF23-0AA0 |  | fixed-mounted circuit breaker, IEC 60947-2, size 1, 4-pole, N pole on right, In=1250 A up to 690 V AC 50/60 Hz, breaking capacity S Icu=66/50 kA at 500/690 V, tripping unit ETU600 LSIG upgradeable, color display, Bluetooth, USB interface, basic protection LT, ST, INST, GFx, including protection of the N conductor (internal neutral point sensor available), trip alarm switch (1 x CO), front connection double hole, with internal voltage tap on upper stab of circuit breaker, with voltage tap module VTM680 and power supply of ETU600, able to communication, integrated metering type PMF-3 Advanced Power Monitor., Voltage, Energy, Power, Power factor, Frequency, Unbalance, Temperature, Power quality, Manual operating mechanism with mechanical closing, without Spring charging motor, Ready-to-close signal. switch, Auxiliary switches 2NO+2NC, without Closing coil (CC), manual operating mechanism with mechanical closing, without Remote trip alarm reset coil (RR), without 2nd shunt trip, without 1st Shunt trip | 131100 | 1 | Z\ | 1
3WA1112-3NF31-0AA0 |  | Withdrawable circuit breaker with guide frame, IEC 60947-2, frame size 1, 3-poles, In=1250A up to 690V AC 50/60Hz, breaking capacity S Icu=66/50kA at 500/690V, Trip unit ETU600 LSIG upgrade ready , colordisplay, bluetooth and USB interface, Protection LT, ST, INST, GFx, N-protection required an external N-sensor, incl. trip alarm switch (1xCO), rear connection vertical, guide frame with shutter and w/o position signalling switch, with internal voltage tap on upper stab of circuit breaker, with voltage tap module VTM680 and power supply of ETU600, able to communication, integrated metering type PMF-3 Advanced Power Monitor., Voltage, Energy, Power, Power factor, Frequency, Unbalance, Temperature, Power quality, Manual operating mechanism with mechanical closing, without Spring charging motor, Ready-to-close signal. switch, Auxiliary switches 2NO+2NC, without Closing coil (CC), manual operating mechanism with mechanical closing, without Remote trip alarm reset coil (RR), without 2nd shunt trip, without 1st Shunt trip | 127100 | 1 | Z\ | 1
3WA1112-3NF32-0AA0 |  | Withdrawable circuit breaker with guide frame, IEC 60947-2, frame size 1, 3-poles, In=1250A up to 690V AC 50/60Hz, breaking capacity S Icu=66/50kA at 500/690V, Trip unit ETU600 LSIG upgrade ready , colordisplay, bluetooth and USB interface, Protection LT, ST, INST, GFx, N-protection required an external N-sensor, incl. trip alarm switch (1xCO), rear connection horizontal, guide frame with shutter and w/o position signalling switch, with internal voltage tap on upper stab of circuit breaker, with voltage tap module VTM680 and power supply of ETU600, able to communication, integrated metering type PMF-3 Advanced Power Monitor., Voltage, Energy, Power, Power factor, Frequency, Unbalance, Temperature, Power quality, Manual operating mechanism with mechanical closing, without Spring charging motor, Ready-to-close signal. switch, Auxiliary switches 2NO+2NC, without Closing coil (CC), manual operating mechanism with mechanical closing, without Remote trip alarm reset coil (RR), without 2nd shunt trip, without 1st Shunt trip | 124100 | 1 | Z\ | 1
3WA1112-3NF33-0AA0 |  | Withdrawable circuit breaker with guide frame, IEC 60947-2, frame size 1, 3-poles, In=1250A up to 690V AC 50/60Hz, breaking capacity S Icu=66/50kA at 500/690V, Trip unit ETU600 LSIG upgrade ready , colordisplay, bluetooth and USB interface, Protection LT, ST, INST, GFx, N-protection required an external N-sensor, incl. trip alarm switch (1xCO), front connection double hole, guide frame with shutter and w/o position signalling switch, with internal voltage tap on upper stab of circuit breaker, with voltage tap module VTM680 and power supply of ETU600, able to communication, integrated metering type PMF-3 Advanced Power Monitor., Voltage, Energy, Power, Power factor, Frequency, Unbalance, Temperature, Power quality, Manual operating mechanism with mechanical closing, without Spring charging motor, Ready-to-close signal. switch, Auxiliary switches 2NO+2NC, without Closing coil (CC), manual operating mechanism with mechanical closing, without Remote trip alarm reset coil (RR), without 2nd shunt trip, without 1st Shunt trip | 133100 | 1 | Z\ | 1
3WA1112-3NF34-0AA0 |  | Withdrawable circuit breaker with guide frame, IEC 60947-2, frame size 1, 3-poles, In=1250A up to 690V AC 50/60Hz, breaking capacity S Icu=66/50kA at 500/690V, Trip unit ETU600 LSIG upgrade ready , colordisplay, bluetooth and USB interface, Protection LT, ST, INST, GFx, N-protection required an external N-sensor, incl. trip alarm switch (1xCO), rear connection flange, guide frame with shutter and w/o position signalling switch, with internal voltage tap on upper stab of circuit breaker, with voltage tap module VTM680 and power supply of ETU600, able to communication, integrated metering type PMF-3 Advanced Power Monitor., Voltage, Energy, Power, Power factor, Frequency, Unbalance, Temperature, Power quality, Manual operating mechanism with mechanical closing, without Spring charging motor, Ready-to-close signal. switch, Auxiliary switches 2NO+2NC, without Closing coil (CC), manual operating mechanism with mechanical closing, without Remote trip alarm reset coil (RR), without 2nd shunt trip, without 1st Shunt trip | 124100 | 1 | Z\ | 1
3WA1112-3NF41-0AA0 |  | Withdrawable circuit breaker with guide frame, IEC 60947-2, frame size 1, 4-poles, N-pole left, In=1250A up to 690V AC 50/60Hz, breaking capacity S Icu=66/50kA at 500/690V, Trip unit ETU600 LSIG upgrade ready , colordisplay, bluetooth and USB interface, Protection LT, ST, INST, GFx, include N-protection, (internal N-sensor available), incl. trip alarm switch (1xCO), rear connection vertical, guide frame with shutter and w/o position signalling switch, with internal voltage tap on upper stab of circuit breaker, with voltage tap module VTM680 and power supply of ETU600, able to communication, integrated metering type PMF-3 Advanced Power Monitor., Voltage, Energy, Power, Power factor, Frequency, Unbalance, Temperature, Power quality, Manual operating mechanism with mechanical closing, without Spring charging motor, Ready-to-close signal. switch, Auxiliary switches 2NO+2NC, without Closing coil (CC), manual operating mechanism with mechanical closing, without Remote trip alarm reset coil (RR), without 2nd shunt trip, without 1st Shunt trip | 157100 | 1 | Z\ | 1
3WA1112-3NF42-0AA0 |  | Withdrawable circuit breaker with guide frame, IEC 60947-2, frame size 1, 4-poles, N-pole left, In=1250A up to 690V AC 50/60Hz, breaking capacity S Icu=66/50kA at 500/690V, Trip unit ETU600 LSIG upgrade ready , colordisplay, bluetooth and USB interface, Protection LT, ST, INST, GFx, include N-protection, (internal N-sensor available), incl. trip alarm switch (1xCO), rear connection horizontal, guide frame with shutter and w/o position signalling switch, with internal voltage tap on upper stab of circuit breaker, with voltage tap module VTM680 and power supply of ETU600, able to communication, integrated metering type PMF-3 Advanced Power Monitor., Voltage, Energy, Power, Power factor, Frequency, Unbalance, Temperature, Power quality, Manual operating mechanism with mechanical closing, without Spring charging motor, Ready-to-close signal. switch, Auxiliary switches 2NO+2NC, without Closing coil (CC), manual operating mechanism with mechanical closing, without Remote trip alarm reset coil (RR), without 2nd shunt trip, without 1st Shunt trip | 153100 | 1 | Z\ | 1
3WA1112-3NF43-0AA0 |  | Withdrawable circuit breaker with guide frame, IEC 60947-2, frame size 1, 4-poles, N-pole left, In=1250A up to 690V AC 50/60Hz, breaking capacity S Icu=66/50kA at 500/690V, Trip unit ETU600 LSIG upgrade ready , colordisplay, bluetooth and USB interface, Protection LT, ST, INST, GFx, include N-protection, (internal N-sensor available), incl. trip alarm switch (1xCO), front connection double hole, guide frame with shutter and w/o position signalling switch, with internal voltage tap on upper stab of circuit breaker, with voltage tap module VTM680 and power supply of ETU600, able to communication, integrated metering type PMF-3 Advanced Power Monitor., Voltage, Energy, Power, Power factor, Frequency, Unbalance, Temperature, Power quality, Manual operating mechanism with mechanical closing, without Spring charging motor, Ready-to-close signal. switch, Auxiliary switches 2NO+2NC, without Closing coil (CC), manual operating mechanism with mechanical closing, without Remote trip alarm reset coil (RR), without 2nd shunt trip, without 1st Shunt trip | 165100 | 1 | Z\ | 1
3WA1112-3NF44-0AA0 |  | Withdrawable circuit breaker with guide frame, IEC 60947-2, frame size 1, 4-poles, N-pole left, In=1250A up to 690V AC 50/60Hz, breaking capacity S Icu=66/50kA at 500/690V, Trip unit ETU600 LSIG upgrade ready , colordisplay, bluetooth and USB interface, Protection LT, ST, INST, GFx, include N-protection, (internal N-sensor available), incl. trip alarm switch (1xCO), rear connection flange, guide frame with shutter and w/o position signalling switch, with internal voltage tap on upper stab of circuit breaker, with voltage tap module VTM680 and power supply of ETU600, able to communication, integrated metering type PMF-3 Advanced Power Monitor., Voltage, Energy, Power, Power factor, Frequency, Unbalance, Temperature, Power quality, Manual operating mechanism with mechanical closing, without Spring charging motor, Ready-to-close signal. switch, Auxiliary switches 2NO+2NC, without Closing coil (CC), manual operating mechanism with mechanical closing, without Remote trip alarm reset coil (RR), without 2nd shunt trip, without 1st Shunt trip | 153100 | 1 | Z\ | 1
3WA1112-4AA01-0AA0 |  | Non-automatic circuit breaker Fixed-mounted version, IEC 60947-2, frame size 1, 3-poles, In=1250A up to 690V AC 50/60Hz, breaking capacity M Icc=85/66kA at 500/690V, without electr. trip unit ETU, rear connection vertical, without Com & metering function Manual operating mechanism with mechanical closing, without Spring charging motor, Ready-to-close signal. switch, Auxiliary switches 2NO+2NC, without Closing coil (CC), manual operating mechanism with mechanical closing, without Remote trip alarm reset coil (RR), without 2nd shunt trip, without 1st Shunt trip | 64300 | 1 | Z\ | 1
3WA1112-4AA02-0AA0 |  | Non-automatic circuit breaker Fixed-mounted version, IEC 60947-2, frame size 1, 3-poles, In=1250A up to 690V AC 50/60Hz, breaking capacity M Icc=85/66kA at 500/690V, without electr. trip unit ETU, rear connection horizontal, without Com & metering function Manual operating mechanism with mechanical closing, without Spring charging motor, Ready-to-close signal. switch, Auxiliary switches 2NO+2NC, without Closing coil (CC), manual operating mechanism with mechanical closing, without Remote trip alarm reset coil (RR), without 2nd shunt trip, without 1st Shunt trip | 62300 | 1 | Z\ | 1
3WA1112-4AA03-0AA0 |  | Non-automatic circuit breaker Fixed-mounted version, IEC 60947-2, frame size 1, 3-poles, In=1250A up to 690V AC 50/60Hz, breaking capacity M Icc=85/66kA at 500/690V, without electr. trip unit ETU, front connection double hole, without Com & metering function Manual operating mechanism with mechanical closing, without Spring charging motor, Ready-to-close signal. switch, Auxiliary switches 2NO+2NC, without Closing coil (CC), manual operating mechanism with mechanical closing, without Remote trip alarm reset coil (RR), without 2nd shunt trip, without 1st Shunt trip | 68300 | 1 | Z\ | 1
3WA1112-4AA11-0AA0 |  | Non-automatic circuit breaker Fixed-mounted version, IEC 60947-2, frame size 1, 4-poles, N-pole left, In=1250A up to 690V AC 50/60Hz, breaking capacity M Icc=85/66kA at 500/690V, without electr. trip unit ETU, rear connection vertical, without Com & metering function Manual operating mechanism with mechanical closing, without Spring charging motor, Ready-to-close signal. switch, Auxiliary switches 2NO+2NC, without Closing coil (CC), manual operating mechanism with mechanical closing, without Remote trip alarm reset coil (RR), without 2nd shunt trip, without 1st Shunt trip | 84900 | 1 | Z\ | 1
3WA1112-4AA12-0AA0 |  | Non-automatic circuit breaker Fixed-mounted version, IEC 60947-2, frame size 1, 4-poles, N-pole left, In=1250A up to 690V AC 50/60Hz, breaking capacity M Icc=85/66kA at 500/690V, without electr. trip unit ETU, rear connection horizontal, without Com & metering function Manual operating mechanism with mechanical closing, without Spring charging motor, Ready-to-close signal. switch, Auxiliary switches 2NO+2NC, without Closing coil (CC), manual operating mechanism with mechanical closing, without Remote trip alarm reset coil (RR), without 2nd shunt trip, without 1st Shunt trip | 82200 | 1 | Z\ | 1
3WA1112-4AA13-0AA0 |  | Non-automatic circuit breaker Fixed-mounted version, IEC 60947-2, frame size 1, 4-poles, N-pole left, In=1250A up to 690V AC 50/60Hz, breaking capacity M Icc=85/66kA at 500/690V, without electr. trip unit ETU, front connection double hole, without Com & metering function Manual operating mechanism with mechanical closing, without Spring charging motor, Ready-to-close signal. switch, Auxiliary switches 2NO+2NC, without Closing coil (CC), manual operating mechanism with mechanical closing, without Remote trip alarm reset coil (RR), without 2nd shunt trip, without 1st Shunt trip | 90200 | 1 | Z\ | 1
3WA1112-4AA21-0AA0 |  | AC non-automatic air circuit breaker 3WA, fixed-mounted version, IEC 60947-2, size 1, 4-pole, N pole on right, In=1250 A up to 690 V AC 50/60 Hz, breaking capacity M, Icc=85/66 kA at 500/690 V, without electronic trip unit ETU, connection at rear vertical, without Com & metering function Manual operating mechanism with mechanical closing, without Spring charging motor, Ready-to-close signal. switch, Auxiliary switches 2NO+2NC, without Closing coil (CC), manual operating mechanism with mechanical closing, without Remote trip alarm reset coil (RR), without 2nd shunt trip, without 1st Shunt trip | 84900 | 1 | Z\ | 1
3WA1112-4AA22-0AA0 |  | AC non-automatic air circuit breaker 3WA, fixed-mounted version, IEC 60947-2, size 1, 4-pole, N pole on right, In=1250 A up to 690 V AC 50/60 Hz, breaking capacity M, Icc=85/66 kA at 500/690 V, without electronic trip unit ETU, connection at rear horizontal without Com & metering function Manual operating mechanism with mechanical closing, without Spring charging motor, Ready-to-close signal. switch, Auxiliary switches 2NO+2NC, without Closing coil (CC), manual operating mechanism with mechanical closing, without Remote trip alarm reset coil (RR), without 2nd shunt trip, without 1st Shunt trip | 82200 | 1 | Z\ | 1
3WA1112-4AA23-0AA0 |  | AC non-automatic air circuit breaker 3WA, fixed-mounted version, IEC 60947-2, size 1, 4-pole, N pole on right, In=1250 A up to 690 V AC 50/60 Hz, breaking capacity M, Icc=85/66 kA at 500/690 V, without electronic trip unit ETU, front connection double hole, without Com & metering function Manual operating mechanism with mechanical closing, without Spring charging motor, Ready-to-close signal. switch, Auxiliary switches 2NO+2NC, without Closing coil (CC), manual operating mechanism with mechanical closing, without Remote trip alarm reset coil (RR), without 2nd shunt trip, without 1st Shunt trip | 90200 | 1 | Z\ | 1
3WA1112-4AA31-0AA0 |  | Non-automatic circuit breaker withdrawable version, with guide frame, IEC 60947-2, frame size 1, 3-poles, In=1250A up to 690V AC 50/60Hz, breaking capacity M Icc=85/66kA at 500/690V, without electr. trip unit ETU, rear connection vertical, guide frame with shutter and w/o position signalling switch, without Com & metering function Manual operating mechanism with mechanical closing, without Spring charging motor, Ready-to-close signal. switch, Auxiliary switches 2NO+2NC, without Closing coil (CC), manual operating mechanism with mechanical closing, without Remote trip alarm reset coil (RR), without 2nd shunt trip, without 1st Shunt trip | 91700 | 1 | Z\ | 1
3WA1112-4AA32-0AA0 |  | Non-automatic circuit breaker withdrawable version, with guide frame, IEC 60947-2, frame size 1, 3-poles, In=1250A up to 690V AC 50/60Hz, breaking capacity M Icc=85/66kA at 500/690V, without electr. trip unit ETU, rear connection horizontal, guide frame with shutter and w/o position signalling switch, without Com & metering function Manual operating mechanism with mechanical closing, without Spring charging motor, Ready-to-close signal. switch, Auxiliary switches 2NO+2NC, without Closing coil (CC), manual operating mechanism with mechanical closing, without Remote trip alarm reset coil (RR), without 2nd shunt trip, without 1st Shunt trip | 88800 | 1 | Z\ | 1
3WA1112-4AA33-0AA0 |  | Non-automatic circuit breaker withdrawable version, with guide frame, IEC 60947-2, frame size 1, 3-poles, In=1250A up to 690V AC 50/60Hz, breaking capacity M Icc=85/66kA at 500/690V, without electr. trip unit ETU, front connection double hole, guide frame with shutter and w/o position signalling switch, without Com & metering function Manual operating mechanism with mechanical closing, without Spring charging motor, Ready-to-close signal. switch, Auxiliary switches 2NO+2NC, without Closing coil (CC), manual operating mechanism with mechanical closing, without Remote trip alarm reset coil (RR), without 2nd shunt trip, without 1st Shunt trip | 97400 | 1 | Z\ | 1
3WA1112-4AA34-0AA0 |  | Non-automatic circuit breaker withdrawable version, with guide frame, IEC 60947-2, frame size 1, 3-poles, In=1250A up to 690V AC 50/60Hz, breaking capacity M Icc=85/66kA at 500/690V, without electr. trip unit ETU, rear connection flange, guide frame with shutter and w/o position signalling switch, without Com & metering function Manual operating mechanism with mechanical closing, without Spring charging motor, Ready-to-close signal. switch, Auxiliary switches 2NO+2NC, without Closing coil (CC), manual operating mechanism with mechanical closing, without Remote trip alarm reset coil (RR), without 2nd shunt trip, without 1st Shunt trip | 88800 | 1 | Z\ | 1
3WA1112-4AA41-0AA0 |  | Non-automatic circuit breaker withdrawable version, with guide frame, IEC 60947-2, frame size 1, 4-poles, N-pole left, In=1250A up to 690V AC 50/60Hz, breaking capacity M Icc=85/66kA at 500/690V, without electr. trip unit ETU, rear connection vertical, guide frame with shutter and w/o position signalling switch, without Com & metering function Manual operating mechanism with mechanical closing, without Spring charging motor, Ready-to-close signal. switch, Auxiliary switches 2NO+2NC, without Closing coil (CC), manual operating mechanism with mechanical closing, without Remote trip alarm reset coil (RR), without 2nd shunt trip, without 1st Shunt trip | 121000 | 1 | Z\ | 1
3WA1112-4AA42-0AA0 |  | Non-automatic circuit breaker withdrawable version, with guide frame, IEC 60947-2, frame size 1, 4-poles, N-pole left, In=1250A up to 690V AC 50/60Hz, breaking capacity M Icc=85/66kA at 500/690V, without electr. trip unit ETU, rear connection horizontal, guide frame with shutter and w/o position signalling switch, without Com & metering function Manual operating mechanism with mechanical closing, without Spring charging motor, Ready-to-close signal. switch, Auxiliary switches 2NO+2NC, without Closing coil (CC), manual operating mechanism with mechanical closing, without Remote trip alarm reset coil (RR), without 2nd shunt trip, without 1st Shunt trip | 117000 | 1 | Z\ | 1
3WA1112-4AA43-0AA0 |  | Non-automatic circuit breaker withdrawable version, with guide frame, IEC 60947-2, frame size 1, 4-poles, N-pole left, In=1250A up to 690V AC 50/60Hz, breaking capacity M Icc=85/66kA at 500/690V, without electr. trip unit ETU, front connection double hole, guide frame with shutter and w/o position signalling switch, without Com & metering function Manual operating mechanism with mechanical closing, without Spring charging motor, Ready-to-close signal. switch, Auxiliary switches 2NO+2NC, without Closing coil (CC), manual operating mechanism with mechanical closing, without Remote trip alarm reset coil (RR), without 2nd shunt trip, without 1st Shunt trip | 129000 | 1 | Z\ | 1
3WA1112-4AA44-0AA0 |  | Non-automatic circuit breaker withdrawable version, with guide frame, IEC 60947-2, frame size 1, 4-poles, N-pole left, In=1250A up to 690V AC 50/60Hz, breaking capacity M Icc=85/66kA at 500/690V, without electr. trip unit ETU, rear connection flange, guide frame with shutter and w/o position signalling switch, without Com & metering function Manual operating mechanism with mechanical closing, without Spring charging motor, Ready-to-close signal. switch, Auxiliary switches 2NO+2NC, without Closing coil (CC), manual operating mechanism with mechanical closing, without Remote trip alarm reset coil (RR), without 2nd shunt trip, without 1st Shunt trip | 117000 | 1 | Z\ | 1
3WA1112-4AB01-0AA0 |  | Fixed-mounted circuit breaker IEC 60947-2, frame size 1, 3-poles, In=1250A up to 690V AC 50/60Hz, breaking capacity M Icu=85/66kA at 500/690V, Trip unit ETU300 LSI optimized for standard applica- tions, without display Protection LT, ST, INST, N-protection required an external N-sensor, incl. trip alarm switch (1xCO), rear connection vertical, without Com & metering function Manual operating mechanism with mechanical closing, without Spring charging motor, Ready-to-close signal. switch, Auxiliary switches 2NO+2NC, without Closing coil (CC), manual operating mechanism with mechanical closing, without Remote trip alarm reset coil (RR), without 2nd shunt trip, without 1st Shunt trip | 70600 | 1 | Z\ | 1
3WA1112-4AB02-0AA0 |  | Fixed-mounted circuit breaker IEC 60947-2, frame size 1, 3-poles, In=1250A up to 690V AC 50/60Hz, breaking capacity M Icu=85/66kA at 500/690V, Trip unit ETU300 LSI optimized for standard applica- tions, without display Protection LT, ST, INST, N-protection required an external N-sensor, incl. trip alarm switch (1xCO), rear connection horizontal, without Com & metering function Manual operating mechanism with mechanical closing, without Spring charging motor, Ready-to-close signal. switch, Auxiliary switches 2NO+2NC, without Closing coil (CC), manual operating mechanism with mechanical closing, without Remote trip alarm reset coil (RR), without 2nd shunt trip, without 1st Shunt trip | 68600 | 1 | Z\ | 1
3WA1112-4AB03-0AA0 |  | Fixed-mounted circuit breaker IEC 60947-2, frame size 1, 3-poles, In=1250A up to 690V AC 50/60Hz, breaking capacity M Icu=85/66kA at 500/690V, Trip unit ETU300 LSI optimized for standard applica- tions, without display Protection LT, ST, INST, N-protection required an external N-sensor, incl. trip alarm switch (1xCO), front connection double hole, without Com & metering function Manual operating mechanism with mechanical closing, without Spring charging motor, Ready-to-close signal. switch, Auxiliary switches 2NO+2NC, without Closing coil (CC), manual operating mechanism with mechanical closing, without Remote trip alarm reset coil (RR), without 2nd shunt trip, without 1st Shunt trip | 74600 | 1 | Z\ | 1
3WA1112-4AB03-4EQ0-Z | B10 | Fixed-mounted circuit breaker IEC 60947-2, frame size 1, 3-poles, In=1250A up to 690V AC 50/60Hz, breaking capacity M Icu=85/66kA at 500/690V, Trip unit ETU300 LSI optimized for standard applica- tions, without display Protection LT, ST, INST, N-protection required an external N-sensor, incl. trip alarm switch (1xCO), front connection double hole, without Com & metering function with manual and motorized operating mechanism (M) 208-240 V AC / 220-250 V DC, Storage status and ready-to- close signaling switches, Auxiliary switches 2NO+2NC, Closing coil (CC) 100% OP 208-240 V AC / 220-250 V DC, applicable for continuous duty, without Remote trip alarm reset coil (RR), Undervoltage release (UVR) instantaneous (0,08 s) and short-delay (0,2 s), 208-240 V AC / 220-250 V DC, without 1st Shunt trip Option B10 = Option plug with reduced rated current In= 1000 A, rated current In < In max., | 96460 | 1 | Z\ | 1
3WA1112-4AB11-0AA0 |  | Fixed-mounted circuit breaker IEC 60947-2, frame size 1, 4-poles, N-pole left, In=1250A up to 690V AC 50/60Hz, breaking capacity M Icu=85/66kA at 500/690V, Trip unit ETU300 LSI optimized for standard applica- tions, without display Protection LT, ST, INST, include N-protection, (internal N-sensor available), incl. trip alarm switch (1xCO), rear connection vertical, without Com & metering function Manual operating mechanism with mechanical closing, without Spring charging motor, Ready-to-close signal. switch, Auxiliary switches 2NO+2NC, without Closing coil (CC), manual operating mechanism with mechanical closing, without Remote trip alarm reset coil (RR), without 2nd shunt trip, without 1st Shunt trip | 94800 | 1 | Z\ | 1
3WA1112-4AB12-0AA0 |  | Fixed-mounted circuit breaker IEC 60947-2, frame size 1, 4-poles, N-pole left, In=1250A up to 690V AC 50/60Hz, breaking capacity M Icu=85/66kA at 500/690V, Trip unit ETU300 LSI optimized for standard applica- tions, without display Protection LT, ST, INST, include N-protection, (internal N-sensor available), incl. trip alarm switch (1xCO), rear connection horizontal, without Com & metering function Manual operating mechanism with mechanical closing, without Spring charging motor, Ready-to-close signal. switch, Auxiliary switches 2NO+2NC, without Closing coil (CC), manual operating mechanism with mechanical closing, without Remote trip alarm reset coil (RR), without 2nd shunt trip, without 1st Shunt trip | 92200 | 1 | Z\ | 1
3WA1112-4AB13-0AA0 |  | Fixed-mounted circuit breaker IEC 60947-2, frame size 1, 4-poles, N-pole left, In=1250A up to 690V AC 50/60Hz, breaking capacity M Icu=85/66kA at 500/690V, Trip unit ETU300 LSI optimized for standard applica- tions, without display Protection LT, ST, INST, include N-protection, (internal N-sensor available), incl. trip alarm switch (1xCO), front connection double hole, without Com & metering function Manual operating mechanism with mechanical closing, without Spring charging motor, Ready-to-close signal. switch, Auxiliary switches 2NO+2NC, without Closing coil (CC), manual operating mechanism with mechanical closing, without Remote trip alarm reset coil (RR), without 2nd shunt trip, without 1st Shunt trip | 100000 | 1 | Z\ | 1
3WA1112-4AB21-0AA0 |  | fixed-mounted circuit breaker, IEC 60947-2, size 1, 4-pole, N pole on right, In=1250 A up to 690 V AC 50/60 Hz, breaking capacity M Icu=85/66 kA at 500/690 V, tripping unit ETU300 LSI optimized for standard applications, without display, basic protection LT, ST, INST, including protection of the N conductor (internal neutral point sensor available) trip alarm switch (1 x CO), connection at rear vertical, without Com & metering function Manual operating mechanism with mechanical closing, without Spring charging motor, Ready-to-close signal. switch, Auxiliary switches 2NO+2NC, without Closing coil (CC), manual operating mechanism with mechanical closing, without Remote trip alarm reset coil (RR), without 2nd shunt trip, without 1st Shunt trip | 94800 | 1 | Z\ | 1
3WA1112-4AB22-0AA0 |  | fixed-mounted circuit breaker, IEC 60947-2, size 1, 4-pole, N pole on right, In=1250 A up to 690 V AC 50/60 Hz, breaking capacity M Icu=85/66 kA at 500/690 V, tripping unit ETU300 LSI optimized for standard applications, without display, basic protection LT, ST, INST, including protection of the N conductor (internal neutral point sensor available) trip alarm switch (1 x CO), connection at rear horizontal without Com & metering function Manual operating mechanism with mechanical closing, without Spring charging motor, Ready-to-close signal. switch, Auxiliary switches 2NO+2NC, without Closing coil (CC), manual operating mechanism with mechanical closing, without Remote trip alarm reset coil (RR), without 2nd shunt trip, without 1st Shunt trip | 92200 | 1 | Z\ | 1
3WA1112-4AB23-0AA0 |  | fixed-mounted circuit breaker, IEC 60947-2, size 1, 4-pole, N pole on right, In=1250 A up to 690 V AC 50/60 Hz, breaking capacity M Icu=85/66 kA at 500/690 V, tripping unit ETU300 LSI optimized for standard applications, without display, basic protection LT, ST, INST, including protection of the N conductor (internal neutral point sensor available) trip alarm switch (1 x CO), front connection double hole, without Com & metering function Manual operating mechanism with mechanical closing, without Spring charging motor, Ready-to-close signal. switch, Auxiliary switches 2NO+2NC, without Closing coil (CC), manual operating mechanism with mechanical closing, without Remote trip alarm reset coil (RR), without 2nd shunt trip, without 1st Shunt trip | 100000 | 1 | Z\ | 1
3WA1112-4AB31-0AA0 |  | Withdrawable circuit breaker with guide frame, IEC 60947-2, frame size 1, 3-poles, In=1250A up to 690V AC 50/60Hz, breaking capacity M Icu=85/66kA at 500/690V, Trip unit ETU300 LSI optimized for standard applica- tions, without display Protection LT, ST, INST, N-protection required an external N-sensor, incl. trip alarm switch (1xCO), rear connection vertical, guide frame with shutter and w/o position signalling switch, without Com & metering function Manual operating mechanism with mechanical closing, without Spring charging motor, Ready-to-close signal. switch, Auxiliary switches 2NO+2NC, without Closing coil (CC), manual operating mechanism with mechanical closing, without Remote trip alarm reset coil (RR), without 2nd shunt trip, without 1st Shunt trip | 103000 | 1 | Z\ | 1
3WA1112-4AB32-0AA0 |  | Withdrawable circuit breaker with guide frame, IEC 60947-2, frame size 1, 3-poles, In=1250A up to 690V AC 50/60Hz, breaking capacity M Icu=85/66kA at 500/690V, Trip unit ETU300 LSI optimized for standard applica- tions, without display Protection LT, ST, INST, N-protection required an external N-sensor, incl. trip alarm switch (1xCO), rear connection horizontal, guide frame with shutter and w/o position signalling switch, without Com & metering function Manual operating mechanism with mechanical closing, without Spring charging motor, Ready-to-close signal. switch, Auxiliary switches 2NO+2NC, without Closing coil (CC), manual operating mechanism with mechanical closing, without Remote trip alarm reset coil (RR), without 2nd shunt trip, without 1st Shunt trip | 100000 | 1 | Z\ | 1
3WA1112-4AB33-0AA0 |  | Withdrawable circuit breaker with guide frame, IEC 60947-2, frame size 1, 3-poles, In=1250A up to 690V AC 50/60Hz, breaking capacity M Icu=85/66kA at 500/690V, Trip unit ETU300 LSI optimized for standard applica- tions, without display Protection LT, ST, INST, N-protection required an external N-sensor, incl. trip alarm switch (1xCO), front connection double hole, guide frame with shutter and w/o position signalling switch, without Com & metering function Manual operating mechanism with mechanical closing, without Spring charging motor, Ready-to-close signal. switch, Auxiliary switches 2NO+2NC, without Closing coil (CC), manual operating mechanism with mechanical closing, without Remote trip alarm reset coil (RR), without 2nd shunt trip, without 1st Shunt trip | 109000 | 1 | Z\ | 1
3WA1112-4AB34-0AA0 |  | Withdrawable circuit breaker with guide frame, IEC 60947-2, frame size 1, 3-poles, In=1250A up to 690V AC 50/60Hz, breaking capacity M Icu=85/66kA at 500/690V, Trip unit ETU300 LSI optimized for standard applica- tions, without display Protection LT, ST, INST, N-protection required an external N-sensor, incl. trip alarm switch (1xCO), rear connection flange, guide frame with shutter and w/o position signalling switch, without Com & metering function Manual operating mechanism with mechanical closing, without Spring charging motor, Ready-to-close signal. switch, Auxiliary switches 2NO+2NC, without Closing coil (CC), manual operating mechanism with mechanical closing, without Remote trip alarm reset coil (RR), without 2nd shunt trip, without 1st Shunt trip | 100000 | 1 | Z\ | 1
3WA1112-4AB34-4EA4-Z | T40 | Withdrawable circuit breaker with guide frame, IEC 60947-2, frame size 1, 3-poles, In=1250A up to 690V AC 50/60Hz, breaking capacity M Icu=85/66kA at 500/690V, Trip unit ETU300 LSI optimized for standard applica- tions, without display Protection LT, ST, INST, N-protection required an external N-sensor, incl. trip alarm switch (1xCO), rear connection flange, guide frame with shutter and w/o position signalling switch, without Com & metering function with manual and motorized operating mechanism (M) 208-240 V AC / 220-250 V DC, Storage status and ready-to- close signaling switches, Auxiliary switches 2NO+2NC, Closing coil (CC) 100% OP 208-240 V AC / 220-250 V DC, applicable for continuous duty, without Remote trip alarm reset coil (RR), without 2nd shunt trip, Shunt trip (ST) 100% OP 208-240 V AC / 220-250 V DC, suitable for continuous duty, Option T40 = Door sealing frame IP41 | 123920 | 1 | Z\ | 1
3WA1112-4AB41-0AA0 |  | Withdrawable circuit breaker with guide frame, IEC 60947-2, frame size 1, 4-poles, N-pole left, In=1250A up to 690V AC 50/60Hz, breaking capacity M Icu=85/66kA at 500/690V, Trip unit ETU300 LSI optimized for standard applica- tions, without display Protection LT, ST, INST, include N-protection, (internal N-sensor available), incl. trip alarm switch (1xCO), rear connection vertical, guide frame with shutter and w/o position signalling switch, without Com & metering function Manual operating mechanism with mechanical closing, without Spring charging motor, Ready-to-close signal. switch, Auxiliary switches 2NO+2NC, without Closing coil (CC), manual operating mechanism with mechanical closing, without Remote trip alarm reset coil (RR), without 2nd shunt trip, without 1st Shunt trip | 137000 | 1 | Z\ | 1
3WA1112-4AB42-0AA0 |  | Withdrawable circuit breaker with guide frame, IEC 60947-2, frame size 1, 4-poles, N-pole left, In=1250A up to 690V AC 50/60Hz, breaking capacity M Icu=85/66kA at 500/690V, Trip unit ETU300 LSI optimized for standard applica- tions, without display Protection LT, ST, INST, include N-protection, (internal N-sensor available), incl. trip alarm switch (1xCO), rear connection horizontal, guide frame with shutter and w/o position signalling switch, without Com & metering function Manual operating mechanism with mechanical closing, without Spring charging motor, Ready-to-close signal. switch, Auxiliary switches 2NO+2NC, without Closing coil (CC), manual operating mechanism with mechanical closing, without Remote trip alarm reset coil (RR), without 2nd shunt trip, without 1st Shunt trip | 134000 | 1 | Z\ | 1
3WA1112-4AB43-0AA0 |  | Withdrawable circuit breaker with guide frame, IEC 60947-2, frame size 1, 4-poles, N-pole left, In=1250A up to 690V AC 50/60Hz, breaking capacity M Icu=85/66kA at 500/690V, Trip unit ETU300 LSI optimized for standard applica- tions, without display Protection LT, ST, INST, include N-protection, (internal N-sensor available), incl. trip alarm switch (1xCO), front connection double hole, guide frame with shutter and w/o position signalling switch, without Com & metering function Manual operating mechanism with mechanical closing, without Spring charging motor, Ready-to-close signal. switch, Auxiliary switches 2NO+2NC, without Closing coil (CC), manual operating mechanism with mechanical closing, without Remote trip alarm reset coil (RR), without 2nd shunt trip, without 1st Shunt trip | 145000 | 1 | Z\ | 1
3WA1112-4AB44-0AA0 |  | Withdrawable circuit breaker with guide frame, IEC 60947-2, frame size 1, 4-poles, N-pole left, In=1250A up to 690V AC 50/60Hz, breaking capacity M Icu=85/66kA at 500/690V, Trip unit ETU300 LSI optimized for standard applica- tions, without display Protection LT, ST, INST, include N-protection, (internal N-sensor available), incl. trip alarm switch (1xCO), rear connection flange, guide frame with shutter and w/o position signalling switch, without Com & metering function Manual operating mechanism with mechanical closing, without Spring charging motor, Ready-to-close signal. switch, Auxiliary switches 2NO+2NC, without Closing coil (CC), manual operating mechanism with mechanical closing, without Remote trip alarm reset coil (RR), without 2nd shunt trip, without 1st Shunt trip | 134000 | 1 | Z\ | 1
3WA1112-4AC01-0AA0 |  | Fixed-mounted circuit breaker IEC 60947-2, frame size 1, 3-poles, In=1250A up to 690V AC 50/60Hz, breaking capacity M Icu=85/66kA at 500/690V, Trip unit ETU300 LSIG optimized for standard applica- tions, without display Protection LT, ST, INST, GF, N-protection required an external N-sensor, incl. trip alarm switch (1xCO), rear connection vertical, without Com & metering function Manual operating mechanism with mechanical closing, without Spring charging motor, Ready-to-close signal. switch, Auxiliary switches 2NO+2NC, without Closing coil (CC), manual operating mechanism with mechanical closing, without Remote trip alarm reset coil (RR), without 2nd shunt trip, without 1st Shunt trip | 76700 | 1 | Z\ | 1
3WA1112-4AC02-0AA0 |  | Fixed-mounted circuit breaker IEC 60947-2, frame size 1, 3-poles, In=1250A up to 690V AC 50/60Hz, breaking capacity M Icu=85/66kA at 500/690V, Trip unit ETU300 LSIG optimized for standard applica- tions, without display Protection LT, ST, INST, GF, N-protection required an external N-sensor, incl. trip alarm switch (1xCO), rear connection horizontal, without Com & metering function Manual operating mechanism with mechanical closing, without Spring charging motor, Ready-to-close signal. switch, Auxiliary switches 2NO+2NC, without Closing coil (CC), manual operating mechanism with mechanical closing, without Remote trip alarm reset coil (RR), without 2nd shunt trip, without 1st Shunt trip | 74800 | 1 | Z\ | 1
3WA1112-4AC03-0AA0 |  | Fixed-mounted circuit breaker IEC 60947-2, frame size 1, 3-poles, In=1250A up to 690V AC 50/60Hz, breaking capacity M Icu=85/66kA at 500/690V, Trip unit ETU300 LSIG optimized for standard applica- tions, without display Protection LT, ST, INST, GF, N-protection required an external N-sensor, incl. trip alarm switch (1xCO), front connection double hole, without Com & metering function Manual operating mechanism with mechanical closing, without Spring charging motor, Ready-to-close signal. switch, Auxiliary switches 2NO+2NC, without Closing coil (CC), manual operating mechanism with mechanical closing, without Remote trip alarm reset coil (RR), without 2nd shunt trip, without 1st Shunt trip | 80700 | 1 | Z\ | 1
3WA1112-4AC11-0AA0 |  | Fixed-mounted circuit breaker IEC 60947-2, frame size 1, 4-poles, N-pole left, In=1250A up to 690V AC 50/60Hz, breaking capacity M Icu=85/66kA at 500/690V, Trip unit ETU300 LSIG optimized for standard applica- tions, without display Protection LT, ST, INST, GF, include N-protection, (internal N-sensor available), incl. trip alarm switch (1xCO), rear connection vertical, without Com & metering function Manual operating mechanism with mechanical closing, without Spring charging motor, Ready-to-close signal. switch, Auxiliary switches 2NO+2NC, without Closing coil (CC), manual operating mechanism with mechanical closing, without Remote trip alarm reset coil (RR), without 2nd shunt trip, without 1st Shunt trip | 101000 | 1 | Z\ | 1
3WA1112-4AC12-0AA0 |  | Fixed-mounted circuit breaker IEC 60947-2, frame size 1, 4-poles, N-pole left, In=1250A up to 690V AC 50/60Hz, breaking capacity M Icu=85/66kA at 500/690V, Trip unit ETU300 LSIG optimized for standard applica- tions, without display Protection LT, ST, INST, GF, include N-protection, (internal N-sensor available), incl. trip alarm switch (1xCO), rear connection horizontal, without Com & metering function Manual operating mechanism with mechanical closing, without Spring charging motor, Ready-to-close signal. switch, Auxiliary switches 2NO+2NC, without Closing coil (CC), manual operating mechanism with mechanical closing, without Remote trip alarm reset coil (RR), without 2nd shunt trip, without 1st Shunt trip | 98300 | 1 | Z\ | 1
3WA1112-4AC13-0AA0 |  | Fixed-mounted circuit breaker IEC 60947-2, frame size 1, 4-poles, N-pole left, In=1250A up to 690V AC 50/60Hz, breaking capacity M Icu=85/66kA at 500/690V, Trip unit ETU300 LSIG optimized for standard applica- tions, without display Protection LT, ST, INST, GF, include N-protection, (internal N-sensor available), incl. trip alarm switch (1xCO), front connection double hole, without Com & metering function Manual operating mechanism with mechanical closing, without Spring charging motor, Ready-to-close signal. switch, Auxiliary switches 2NO+2NC, without Closing coil (CC), manual operating mechanism with mechanical closing, without Remote trip alarm reset coil (RR), without 2nd shunt trip, without 1st Shunt trip | 106000 | 1 | Z\ | 1
3WA1112-4AC21-0AA0 |  | fixed-mounted circuit breaker, IEC 60947-2, size 1, 4-pole, N pole on right, In=1250 A up to 690 V AC 50/60 Hz, breaking capacity M Icu=85/66 kA at 500/690 V, tripping unit ETU300 LSI G optimized for standard applications, without display, basic protection LT, ST, INST, GF, including protection of the N conductor (internal neutral point sensor available), trip alarm switch (1 x CO), connection at rear vertical, without Com & metering function Manual operating mechanism with mechanical closing, without Spring charging motor, Ready-to-close signal. switch, Auxiliary switches 2NO+2NC, without Closing coil (CC), manual operating mechanism with mechanical closing, without Remote trip alarm reset coil (RR), without 2nd shunt trip, without 1st Shunt trip | 101000 | 1 | Z\ | 1
3WA1112-4AC22-0AA0 |  | fixed-mounted circuit breaker, IEC 60947-2, size 1, 4-pole, N pole on right, In=1250 A up to 690 V AC 50/60 Hz, breaking capacity M Icu=85/66 kA at 500/690 V, tripping unit ETU300 LSI G optimized for standard applications, without display, basic protection LT, ST, INST, GF, including protection of the N conductor (internal neutral point sensor available), trip alarm switch (1 x CO), connection at rear horizontal without Com & metering function Manual operating mechanism with mechanical closing, without Spring charging motor, Ready-to-close signal. switch, Auxiliary switches 2NO+2NC, without Closing coil (CC), manual operating mechanism with mechanical closing, without Remote trip alarm reset coil (RR), without 2nd shunt trip, without 1st Shunt trip | 98300 | 1 | Z\ | 1
3WA1112-4AC23-0AA0 |  | fixed-mounted circuit breaker, IEC 60947-2, size 1, 4-pole, N pole on right, In=1250 A up to 690 V AC 50/60 Hz, breaking capacity M Icu=85/66 kA at 500/690 V, tripping unit ETU300 LSI G optimized for standard applications, without display, basic protection LT, ST, INST, GF, including protection of the N conductor (internal neutral point sensor available), trip alarm switch (1 x CO), front connection double hole, without Com & metering function Manual operating mechanism with mechanical closing, without Spring charging motor, Ready-to-close signal. switch, Auxiliary switches 2NO+2NC, without Closing coil (CC), manual operating mechanism with mechanical closing, without Remote trip alarm reset coil (RR), without 2nd shunt trip, without 1st Shunt trip | 106000 | 1 | Z\ | 1
3WA1112-4AC31-0AA0 |  | Withdrawable circuit breaker with guide frame, IEC 60947-2, frame size 1, 3-poles, In=1250A up to 690V AC 50/60Hz, breaking capacity M Icu=85/66kA at 500/690V, Trip unit ETU300 LSIG optimized for standard applica- tions, without display Protection LT, ST, INST, GF, N-protection required an external N-sensor, incl. trip alarm switch (1xCO), rear connection vertical, guide frame with shutter and w/o position signalling switch, without Com & metering function Manual operating mechanism with mechanical closing, without Spring charging motor, Ready-to-close signal. switch, Auxiliary switches 2NO+2NC, without Closing coil (CC), manual operating mechanism with mechanical closing, without Remote trip alarm reset coil (RR), without 2nd shunt trip, without 1st Shunt trip | 109000 | 1 | Z\ | 1
3WA1112-4AC32-0AA0 |  | Withdrawable circuit breaker with guide frame, IEC 60947-2, frame size 1, 3-poles, In=1250A up to 690V AC 50/60Hz, breaking capacity M Icu=85/66kA at 500/690V, Trip unit ETU300 LSIG optimized for standard applica- tions, without display Protection LT, ST, INST, GF, N-protection required an external N-sensor, incl. trip alarm switch (1xCO), rear connection horizontal, guide frame with shutter and w/o position signalling switch, without Com & metering function Manual operating mechanism with mechanical closing, without Spring charging motor, Ready-to-close signal. switch, Auxiliary switches 2NO+2NC, without Closing coil (CC), manual operating mechanism with mechanical closing, without Remote trip alarm reset coil (RR), without 2nd shunt trip, without 1st Shunt trip | 106000 | 1 | Z\ | 1
3WA1112-4AC33-0AA0 |  | Withdrawable circuit breaker with guide frame, IEC 60947-2, frame size 1, 3-poles, In=1250A up to 690V AC 50/60Hz, breaking capacity M Icu=85/66kA at 500/690V, Trip unit ETU300 LSIG optimized for standard applica- tions, without display Protection LT, ST, INST, GF, N-protection required an external N-sensor, incl. trip alarm switch (1xCO), front connection double hole, guide frame with shutter and w/o position signalling switch, without Com & metering function Manual operating mechanism with mechanical closing, without Spring charging motor, Ready-to-close signal. switch, Auxiliary switches 2NO+2NC, without Closing coil (CC), manual operating mechanism with mechanical closing, without Remote trip alarm reset coil (RR), without 2nd shunt trip, without 1st Shunt trip | 115000 | 1 | Z\ | 1
3WA1112-4AC34-0AA0 |  | Withdrawable circuit breaker with guide frame, IEC 60947-2, frame size 1, 3-poles, In=1250A up to 690V AC 50/60Hz, breaking capacity M Icu=85/66kA at 500/690V, Trip unit ETU300 LSIG optimized for standard applica- tions, without display Protection LT, ST, INST, GF, N-protection required an external N-sensor, incl. trip alarm switch (1xCO), rear connection flange, guide frame with shutter and w/o position signalling switch, without Com & metering function Manual operating mechanism with mechanical closing, without Spring charging motor, Ready-to-close signal. switch, Auxiliary switches 2NO+2NC, without Closing coil (CC), manual operating mechanism with mechanical closing, without Remote trip alarm reset coil (RR), without 2nd shunt trip, without 1st Shunt trip | 106000 | 1 | Z\ | 1
3WA1112-4AC41-0AA0 |  | Withdrawable circuit breaker with guide frame, IEC 60947-2, frame size 1, 4-poles, N-pole left, In=1250A up to 690V AC 50/60Hz, breaking capacity M Icu=85/66kA at 500/690V, Trip unit ETU300 LSIG optimized for standard applica- tions, without display Protection LT, ST, INST, GF, include N-protection, (internal N-sensor available), incl. trip alarm switch (1xCO), rear connection vertical, guide frame with shutter and w/o position signalling switch, without Com & metering function Manual operating mechanism with mechanical closing, without Spring charging motor, Ready-to-close signal. switch, Auxiliary switches 2NO+2NC, without Closing coil (CC), manual operating mechanism with mechanical closing, without Remote trip alarm reset coil (RR), without 2nd shunt trip, without 1st Shunt trip | 144000 | 1 | Z\ | 1
3WA1112-4AC42-0AA0 |  | Withdrawable circuit breaker with guide frame, IEC 60947-2, frame size 1, 4-poles, N-pole left, In=1250A up to 690V AC 50/60Hz, breaking capacity M Icu=85/66kA at 500/690V, Trip unit ETU300 LSIG optimized for standard applica- tions, without display Protection LT, ST, INST, GF, include N-protection, (internal N-sensor available), incl. trip alarm switch (1xCO), rear connection horizontal, guide frame with shutter and w/o position signalling switch, without Com & metering function Manual operating mechanism with mechanical closing, without Spring charging motor, Ready-to-close signal. switch, Auxiliary switches 2NO+2NC, without Closing coil (CC), manual operating mechanism with mechanical closing, without Remote trip alarm reset coil (RR), without 2nd shunt trip, without 1st Shunt trip | 140000 | 1 | Z\ | 1
3WA1112-4AC43-0AA0 |  | Withdrawable circuit breaker with guide frame, IEC 60947-2, frame size 1, 4-poles, N-pole left, In=1250A up to 690V AC 50/60Hz, breaking capacity M Icu=85/66kA at 500/690V, Trip unit ETU300 LSIG optimized for standard applica- tions, without display Protection LT, ST, INST, GF, include N-protection, (internal N-sensor available), incl. trip alarm switch (1xCO), front connection double hole, guide frame with shutter and w/o position signalling switch, without Com & metering function Manual operating mechanism with mechanical closing, without Spring charging motor, Ready-to-close signal. switch, Auxiliary switches 2NO+2NC, without Closing coil (CC), manual operating mechanism with mechanical closing, without Remote trip alarm reset coil (RR), without 2nd shunt trip, without 1st Shunt trip | 151000 | 1 | Z\ | 1
3WA1112-4AC44-0AA0 |  | Withdrawable circuit breaker with guide frame, IEC 60947-2, frame size 1, 4-poles, N-pole left, In=1250A up to 690V AC 50/60Hz, breaking capacity M Icu=85/66kA at 500/690V, Trip unit ETU300 LSIG optimized for standard applica- tions, without display Protection LT, ST, INST, GF, include N-protection, (internal N-sensor available), incl. trip alarm switch (1xCO), rear connection flange, guide frame with shutter and w/o position signalling switch, without Com & metering function Manual operating mechanism with mechanical closing, without Spring charging motor, Ready-to-close signal. switch, Auxiliary switches 2NO+2NC, without Closing coil (CC), manual operating mechanism with mechanical closing, without Remote trip alarm reset coil (RR), without 2nd shunt trip, without 1st Shunt trip | 140000 | 1 | Z\ | 1
3WA1112-4AE01-0AA0 |  | Fixed-mounted circuit breaker IEC 60947-2, frame size 1, 3-poles, In=1250A up to 690V AC 50/60Hz, breaking capacity M Icu=85/66kA at 500/690V, Trip unit ETU600 LSI upgrade ready , colordisplay, bluetooth and USB interface, Protection LT, ST, INST, N-protection required an external N-sensor, incl. trip alarm switch (1xCO), rear connection vertical, without Com & metering function Manual operating mechanism with mechanical closing, without Spring charging motor, Ready-to-close signal. switch, Auxiliary switches 2NO+2NC, without Closing coil (CC), manual operating mechanism with mechanical closing, without Remote trip alarm reset coil (RR), without 2nd shunt trip, without 1st Shunt trip | 75700 | 1 | Z\ | 1
3WA1112-4AE02-0AA0 |  | Fixed-mounted circuit breaker IEC 60947-2, frame size 1, 3-poles, In=1250A up to 690V AC 50/60Hz, breaking capacity M Icu=85/66kA at 500/690V, Trip unit ETU600 LSI upgrade ready , colordisplay, bluetooth and USB interface, Protection LT, ST, INST, N-protection required an external N-sensor, incl. trip alarm switch (1xCO), rear connection horizontal, without Com & metering function Manual operating mechanism with mechanical closing, without Spring charging motor, Ready-to-close signal. switch, Auxiliary switches 2NO+2NC, without Closing coil (CC), manual operating mechanism with mechanical closing, without Remote trip alarm reset coil (RR), without 2nd shunt trip, without 1st Shunt trip | 73700 | 1 | Z\ | 1
3WA1112-4AE03-0AA0 |  | Fixed-mounted circuit breaker IEC 60947-2, frame size 1, 3-poles, In=1250A up to 690V AC 50/60Hz, breaking capacity M Icu=85/66kA at 500/690V, Trip unit ETU600 LSI upgrade ready , colordisplay, bluetooth and USB interface, Protection LT, ST, INST, N-protection required an external N-sensor, incl. trip alarm switch (1xCO), front connection double hole, without Com & metering function Manual operating mechanism with mechanical closing, without Spring charging motor, Ready-to-close signal. switch, Auxiliary switches 2NO+2NC, without Closing coil (CC), manual operating mechanism with mechanical closing, without Remote trip alarm reset coil (RR), without 2nd shunt trip, without 1st Shunt trip | 79700 | 1 | Z\ | 1
3WA1112-4AE11-0AA0 |  | Fixed-mounted circuit breaker IEC 60947-2, frame size 1, 4-poles, N-pole left, In=1250A up to 690V AC 50/60Hz, breaking capacity M Icu=85/66kA at 500/690V, Trip unit ETU600 LSI upgrade ready , colordisplay, bluetooth and USB interface, Protection LT, ST, INST, include N-protection, (internal N-sensor available), incl. trip alarm switch (1xCO), rear connection vertical, without Com & metering function Manual operating mechanism with mechanical closing, without Spring charging motor, Ready-to-close signal. switch, Auxiliary switches 2NO+2NC, without Closing coil (CC), manual operating mechanism with mechanical closing, without Remote trip alarm reset coil (RR), without 2nd shunt trip, without 1st Shunt trip | 99900 | 1 | Z\ | 1
3WA1112-4AE12-0AA0 |  | Fixed-mounted circuit breaker IEC 60947-2, frame size 1, 4-poles, N-pole left, In=1250A up to 690V AC 50/60Hz, breaking capacity M Icu=85/66kA at 500/690V, Trip unit ETU600 LSI upgrade ready , colordisplay, bluetooth and USB interface, Protection LT, ST, INST, include N-protection, (internal N-sensor available), incl. trip alarm switch (1xCO), rear connection horizontal, without Com & metering function Manual operating mechanism with mechanical closing, without Spring charging motor, Ready-to-close signal. switch, Auxiliary switches 2NO+2NC, without Closing coil (CC), manual operating mechanism with mechanical closing, without Remote trip alarm reset coil (RR), without 2nd shunt trip, without 1st Shunt trip | 97300 | 1 | Z\ | 1
3WA1112-4AE13-0AA0 |  | Fixed-mounted circuit breaker IEC 60947-2, frame size 1, 4-poles, N-pole left, In=1250A up to 690V AC 50/60Hz, breaking capacity M Icu=85/66kA at 500/690V, Trip unit ETU600 LSI upgrade ready , colordisplay, bluetooth and USB interface, Protection LT, ST, INST, include N-protection, (internal N-sensor available), incl. trip alarm switch (1xCO), front connection double hole, without Com & metering function Manual operating mechanism with mechanical closing, without Spring charging motor, Ready-to-close signal. switch, Auxiliary switches 2NO+2NC, without Closing coil (CC), manual operating mechanism with mechanical closing, without Remote trip alarm reset coil (RR), without 2nd shunt trip, without 1st Shunt trip | 105000 | 1 | Z\ | 1
3WA1112-4AE21-0AA0 |  | fixed-mounted circuit breaker, IEC 60947-2, size 1, 4-pole, N pole on right, In=1250 A up to 690 V AC 50/60 Hz, breaking capacity M Icu=85/66 kA at 500/690 V, tripping unit ETU600 LSI upgradeable, color display, Bluetooth, USB interface, basic protection LT, ST, INST, including protection of the N conductor (internal neutral point sensor available), trip alarm switch (1 x CO), connection at rear vertical, without Com & metering function Manual operating mechanism with mechanical closing, without Spring charging motor, Ready-to-close signal. switch, Auxiliary switches 2NO+2NC, without Closing coil (CC), manual operating mechanism with mechanical closing, without Remote trip alarm reset coil (RR), without 2nd shunt trip, without 1st Shunt trip | 99900 | 1 | Z\ | 1
3WA1112-4AE22-0AA0 |  | fixed-mounted circuit breaker, IEC 60947-2, size 1, 4-pole, N pole on right, In=1250 A up to 690 V AC 50/60 Hz, breaking capacity M Icu=85/66 kA at 500/690 V, tripping unit ETU600 LSI upgradeable, color display, Bluetooth, USB interface, basic protection LT, ST, INST, including protection of the N conductor (internal neutral point sensor available), trip alarm switch (1 x CO), connection at rear horizontal without Com & metering function Manual operating mechanism with mechanical closing, without Spring charging motor, Ready-to-close signal. switch, Auxiliary switches 2NO+2NC, without Closing coil (CC), manual operating mechanism with mechanical closing, without Remote trip alarm reset coil (RR), without 2nd shunt trip, without 1st Shunt trip | 97300 | 1 | Z\ | 1
3WA1112-4AE23-0AA0 |  | fixed-mounted circuit breaker, IEC 60947-2, size 1, 4-pole, N pole on right, In=1250 A up to 690 V AC 50/60 Hz, breaking capacity M Icu=85/66 kA at 500/690 V, tripping unit ETU600 LSI upgradeable, color display, Bluetooth, USB interface, basic protection LT, ST, INST, including protection of the N conductor (internal neutral point sensor available), trip alarm switch (1 x CO), front connection double hole, without Com & metering function Manual operating mechanism with mechanical closing, without Spring charging motor, Ready-to-close signal. switch, Auxiliary switches 2NO+2NC, without Closing coil (CC), manual operating mechanism with mechanical closing, without Remote trip alarm reset coil (RR), without 2nd shunt trip, without 1st Shunt trip | 105000 | 1 | Z\ | 1
3WA1112-4AE31-0AA0 |  | Withdrawable circuit breaker with guide frame, IEC 60947-2, frame size 1, 3-poles, In=1250A up to 690V AC 50/60Hz, breaking capacity M Icu=85/66kA at 500/690V, Trip unit ETU600 LSI upgrade ready , colordisplay, bluetooth and USB interface, Protection LT, ST, INST, N-protection required an external N-sensor, incl. trip alarm switch (1xCO), rear connection vertical, guide frame with shutter and w/o position signalling switch, without Com & metering function Manual operating mechanism with mechanical closing, without Spring charging motor, Ready-to-close signal. switch, Auxiliary switches 2NO+2NC, without Closing coil (CC), manual operating mechanism with mechanical closing, without Remote trip alarm reset coil (RR), without 2nd shunt trip, without 1st Shunt trip | 108000 | 1 | Z\ | 1
3WA1112-4AE32-0AA0 |  | Withdrawable circuit breaker with guide frame, IEC 60947-2, frame size 1, 3-poles, In=1250A up to 690V AC 50/60Hz, breaking capacity M Icu=85/66kA at 500/690V, Trip unit ETU600 LSI upgrade ready , colordisplay, bluetooth and USB interface, Protection LT, ST, INST, N-protection required an external N-sensor, incl. trip alarm switch (1xCO), rear connection horizontal, guide frame with shutter and w/o position signalling switch, without Com & metering function Manual operating mechanism with mechanical closing, without Spring charging motor, Ready-to-close signal. switch, Auxiliary switches 2NO+2NC, without Closing coil (CC), manual operating mechanism with mechanical closing, without Remote trip alarm reset coil (RR), without 2nd shunt trip, without 1st Shunt trip | 105000 | 1 | Z\ | 1
3WA1112-4AE33-0AA0 |  | Withdrawable circuit breaker with guide frame, IEC 60947-2, frame size 1, 3-poles, In=1250A up to 690V AC 50/60Hz, breaking capacity M Icu=85/66kA at 500/690V, Trip unit ETU600 LSI upgrade ready , colordisplay, bluetooth and USB interface, Protection LT, ST, INST, N-protection required an external N-sensor, incl. trip alarm switch (1xCO), front connection double hole, guide frame with shutter and w/o position signalling switch, without Com & metering function Manual operating mechanism with mechanical closing, without Spring charging motor, Ready-to-close signal. switch, Auxiliary switches 2NO+2NC, without Closing coil (CC), manual operating mechanism with mechanical closing, without Remote trip alarm reset coil (RR), without 2nd shunt trip, without 1st Shunt trip | 114000 | 1 | Z\ | 1
3WA1112-4AE34-0AA0 |  | Withdrawable circuit breaker with guide frame, IEC 60947-2, frame size 1, 3-poles, In=1250A up to 690V AC 50/60Hz, breaking capacity M Icu=85/66kA at 500/690V, Trip unit ETU600 LSI upgrade ready , colordisplay, bluetooth and USB interface, Protection LT, ST, INST, N-protection required an external N-sensor, incl. trip alarm switch (1xCO), rear connection flange, guide frame with shutter and w/o position signalling switch, without Com & metering function Manual operating mechanism with mechanical closing, without Spring charging motor, Ready-to-close signal. switch, Auxiliary switches 2NO+2NC, without Closing coil (CC), manual operating mechanism with mechanical closing, without Remote trip alarm reset coil (RR), without 2nd shunt trip, without 1st Shunt trip | 105000 | 1 | Z\ | 1
3WA1112-4AE34-1AA1-Z | S07 | Withdrawable circuit breaker with guide frame, IEC 60947-2, frame size 1, 3-poles, In=1250A up to 690V AC 50/60Hz, breaking capacity M Icu=85/66kA at 500/690V, Trip unit ETU600 LSI upgrade ready , colordisplay, bluetooth and USB interface, Protection LT, ST, INST, N-protection required an external N-sensor, incl. trip alarm switch (1xCO), rear connection flange, guide frame with shutter and w/o position signalling switch, without Com & metering function Manual operating mechanism with mechanical closing, without Spring charging motor, Ready-to-close signal. switch, Auxiliary switches 4NO+4NC, without Closing coil (CC), manual operating mechanism with mechanical closing, without Remote trip alarm reset coil (RR), without 2nd shunt trip, Shunt trip (ST) 100% OP 24-30 V DC, suitable for continuous duty, Option S07 = Locking provision against unauthorized closing Secured Open; for padlock device Padlocks are not included. | 112530 | 1 | Z\ | 1
3WA1112-4AE34-1AA1-Z | S07T40 | Withdrawable circuit breaker with guide frame, IEC 60947-2, frame size 1, 3-poles, In=1250A up to 690V AC 50/60Hz, breaking capacity M Icu=85/66kA at 500/690V, Trip unit ETU600 LSI upgrade ready , colordisplay, bluetooth and USB interface, Protection LT, ST, INST, N-protection required an external N-sensor, incl. trip alarm switch (1xCO), rear connection flange, guide frame with shutter and w/o position signalling switch, without Com & metering function Manual operating mechanism with mechanical closing, without Spring charging motor, Ready-to-close signal. switch, Auxiliary switches 4NO+4NC, without Closing coil (CC), manual operating mechanism with mechanical closing, without Remote trip alarm reset coil (RR), without 2nd shunt trip, Shunt trip (ST) 100% OP 24-30 V DC, suitable for continuous duty, Option S07 = Locking provision against unauthorized closing Secured Open; for padlock device Padlocks are not included. Option T40 = Door sealing frame IP41 | 115170 | 1 | Z\ | 1
3WA1112-4AE34-5BA1-Z | C01C25F40R10R68S33T40 | Withdrawable circuit breaker with guide frame, IEC 60947-2, frame size 1, 3-poles, In=1250A up to 690V AC 50/60Hz, breaking capacity M Icu=85/66kA at 500/690V, Trip unit ETU600 LSI upgrade ready , colordisplay, bluetooth and USB interface, Protection LT, ST, INST, N-protection required an external N-sensor, incl. trip alarm switch (1xCO), rear connection flange, guide frame with shutter and w/o position signalling switch, without Com & metering function with manual and motorized operating mechanism (M) 24-30 V DC, Storage status and ready-to- close signaling switches, Auxiliary switches 4NO+4NC, Closing coil (CC) 100% OP 24-30 V DC, applicable for continuous duty, without Remote trip alarm reset coil (RR), without 2nd shunt trip, Shunt trip (ST) 100% OP 24-30 V DC, suitable for continuous duty, Option C01 = Operations counter for circuit breaker Option C25 = Emergency OPEN button Mushroom pushbutton Option F40 = Sealing cover for ETU Option R10 = Arc chute cover; for withdrawable breakers Not possible with breaking capacity C, E and D and frame size 2 4000A AC. Option R68 = Locking provision against unauthorized closing for withdrawable circuit breakers with RONIS lock. Option S33 = Locking provision for Padlock device for charging handle padlocks are not included Option T40 = Door sealing frame IP41 | 152018 | 1 | Z\ | 1
3WA1112-4AE41-0AA0 |  | Withdrawable circuit breaker with guide frame, IEC 60947-2, frame size 1, 4-poles, N-pole left, In=1250A up to 690V AC 50/60Hz, breaking capacity M Icu=85/66kA at 500/690V, Trip unit ETU600 LSI upgrade ready , colordisplay, bluetooth and USB interface, Protection LT, ST, INST, include N-protection, (internal N-sensor available), incl. trip alarm switch (1xCO), rear connection vertical, guide frame with shutter and w/o position signalling switch, without Com & metering function Manual operating mechanism with mechanical closing, without Spring charging motor, Ready-to-close signal. switch, Auxiliary switches 2NO+2NC, without Closing coil (CC), manual operating mechanism with mechanical closing, without Remote trip alarm reset coil (RR), without 2nd shunt trip, without 1st Shunt trip | 143000 | 1 | Z\ | 1
3WA1112-4AE42-0AA0 |  | Withdrawable circuit breaker with guide frame, IEC 60947-2, frame size 1, 4-poles, N-pole left, In=1250A up to 690V AC 50/60Hz, breaking capacity M Icu=85/66kA at 500/690V, Trip unit ETU600 LSI upgrade ready , colordisplay, bluetooth and USB interface, Protection LT, ST, INST, include N-protection, (internal N-sensor available), incl. trip alarm switch (1xCO), rear connection horizontal, guide frame with shutter and w/o position signalling switch, without Com & metering function Manual operating mechanism with mechanical closing, without Spring charging motor, Ready-to-close signal. switch, Auxiliary switches 2NO+2NC, without Closing coil (CC), manual operating mechanism with mechanical closing, without Remote trip alarm reset coil (RR), without 2nd shunt trip, without 1st Shunt trip | 139000 | 1 | Z\ | 1
3WA1112-4AE43-0AA0 |  | Withdrawable circuit breaker with guide frame, IEC 60947-2, frame size 1, 4-poles, N-pole left, In=1250A up to 690V AC 50/60Hz, breaking capacity M Icu=85/66kA at 500/690V, Trip unit ETU600 LSI upgrade ready , colordisplay, bluetooth and USB interface, Protection LT, ST, INST, include N-protection, (internal N-sensor available), incl. trip alarm switch (1xCO), front connection double hole, guide frame with shutter and w/o position signalling switch, without Com & metering function Manual operating mechanism with mechanical closing, without Spring charging motor, Ready-to-close signal. switch, Auxiliary switches 2NO+2NC, without Closing coil (CC), manual operating mechanism with mechanical closing, without Remote trip alarm reset coil (RR), without 2nd shunt trip, without 1st Shunt trip | 150000 | 1 | Z\ | 1
3WA1112-4AE44-0AA0 |  | Withdrawable circuit breaker with guide frame, IEC 60947-2, frame size 1, 4-poles, N-pole left, In=1250A up to 690V AC 50/60Hz, breaking capacity M Icu=85/66kA at 500/690V, Trip unit ETU600 LSI upgrade ready , colordisplay, bluetooth and USB interface, Protection LT, ST, INST, include N-protection, (internal N-sensor available), incl. trip alarm switch (1xCO), rear connection flange, guide frame with shutter and w/o position signalling switch, without Com & metering function Manual operating mechanism with mechanical closing, without Spring charging motor, Ready-to-close signal. switch, Auxiliary switches 2NO+2NC, without Closing coil (CC), manual operating mechanism with mechanical closing, without Remote trip alarm reset coil (RR), without 2nd shunt trip, without 1st Shunt trip | 139000 | 1 | Z\ | 1
3WA1112-4AF01-0AA0 |  | Fixed-mounted circuit breaker IEC 60947-2, frame size 1, 3-poles, In=1250A up to 690V AC 50/60Hz, breaking capacity M Icu=85/66kA at 500/690V, Trip unit ETU600 LSIG upgrade ready , colordisplay, bluetooth and USB interface, Protection LT, ST, INST, GFx, N-protection required an external N-sensor, incl. trip alarm switch (1xCO), rear connection vertical, without Com & metering function Manual operating mechanism with mechanical closing, without Spring charging motor, Ready-to-close signal. switch, Auxiliary switches 2NO+2NC, without Closing coil (CC), manual operating mechanism with mechanical closing, without Remote trip alarm reset coil (RR), without 2nd shunt trip, without 1st Shunt trip | 86300 | 1 | Z\ | 1
3WA1112-4AF02-0AA0 |  | Fixed-mounted circuit breaker IEC 60947-2, frame size 1, 3-poles, In=1250A up to 690V AC 50/60Hz, breaking capacity M Icu=85/66kA at 500/690V, Trip unit ETU600 LSIG upgrade ready , colordisplay, bluetooth and USB interface, Protection LT, ST, INST, GFx, N-protection required an external N-sensor, incl. trip alarm switch (1xCO), rear connection horizontal, without Com & metering function Manual operating mechanism with mechanical closing, without Spring charging motor, Ready-to-close signal. switch, Auxiliary switches 2NO+2NC, without Closing coil (CC), manual operating mechanism with mechanical closing, without Remote trip alarm reset coil (RR), without 2nd shunt trip, without 1st Shunt trip | 84300 | 1 | Z\ | 1
3WA1112-4AF03-0AA0 |  | Fixed-mounted circuit breaker IEC 60947-2, frame size 1, 3-poles, In=1250A up to 690V AC 50/60Hz, breaking capacity M Icu=85/66kA at 500/690V, Trip unit ETU600 LSIG upgrade ready , colordisplay, bluetooth and USB interface, Protection LT, ST, INST, GFx, N-protection required an external N-sensor, incl. trip alarm switch (1xCO), front connection double hole, without Com & metering function Manual operating mechanism with mechanical closing, without Spring charging motor, Ready-to-close signal. switch, Auxiliary switches 2NO+2NC, without Closing coil (CC), manual operating mechanism with mechanical closing, without Remote trip alarm reset coil (RR), without 2nd shunt trip, without 1st Shunt trip | 90300 | 1 | Z\ | 1
3WA1112-4AF11-0AA0 |  | Fixed-mounted circuit breaker IEC 60947-2, frame size 1, 4-poles, N-pole left, In=1250A up to 690V AC 50/60Hz, breaking capacity M Icu=85/66kA at 500/690V, Trip unit ETU600 LSIG upgrade ready , colordisplay, bluetooth and USB interface, Protection LT, ST, INST, GFx, include N-protection, (internal N-sensor available), incl. trip alarm switch (1xCO), rear connection vertical, without Com & metering function Manual operating mechanism with mechanical closing, without Spring charging motor, Ready-to-close signal. switch, Auxiliary switches 2NO+2NC, without Closing coil (CC), manual operating mechanism with mechanical closing, without Remote trip alarm reset coil (RR), without 2nd shunt trip, without 1st Shunt trip | 111000 | 1 | Z\ | 1
3WA1112-4AF12-0AA0 |  | Fixed-mounted circuit breaker IEC 60947-2, frame size 1, 4-poles, N-pole left, In=1250A up to 690V AC 50/60Hz, breaking capacity M Icu=85/66kA at 500/690V, Trip unit ETU600 LSIG upgrade ready , colordisplay, bluetooth and USB interface, Protection LT, ST, INST, GFx, include N-protection, (internal N-sensor available), incl. trip alarm switch (1xCO), rear connection horizontal, without Com & metering function Manual operating mechanism with mechanical closing, without Spring charging motor, Ready-to-close signal. switch, Auxiliary switches 2NO+2NC, without Closing coil (CC), manual operating mechanism with mechanical closing, without Remote trip alarm reset coil (RR), without 2nd shunt trip, without 1st Shunt trip | 108000 | 1 | Z\ | 1
3WA1112-4AF13-0AA0 |  | Fixed-mounted circuit breaker IEC 60947-2, frame size 1, 4-poles, N-pole left, In=1250A up to 690V AC 50/60Hz, breaking capacity M Icu=85/66kA at 500/690V, Trip unit ETU600 LSIG upgrade ready , colordisplay, bluetooth and USB interface, Protection LT, ST, INST, GFx, include N-protection, (internal N-sensor available), incl. trip alarm switch (1xCO), front connection double hole, without Com & metering function Manual operating mechanism with mechanical closing, without Spring charging motor, Ready-to-close signal. switch, Auxiliary switches 2NO+2NC, without Closing coil (CC), manual operating mechanism with mechanical closing, without Remote trip alarm reset coil (RR), without 2nd shunt trip, without 1st Shunt trip | 116000 | 1 | Z\ | 1
3WA1112-4AF21-0AA0 |  | fixed-mounted circuit breaker, IEC 60947-2, size 1, 4-pole, N pole on right, In=1250 A up to 690 V AC 50/60 Hz, breaking capacity M Icu=85/66 kA at 500/690 V, tripping unit ETU600 LSIG upgradeable, color display, Bluetooth, USB interface, basic protection LT, ST, INST, GFx, including protection of the N conductor (internal neutral point sensor available), trip alarm switch (1 x CO), connection at rear vertical, without Com & metering function Manual operating mechanism with mechanical closing, without Spring charging motor, Ready-to-close signal. switch, Auxiliary switches 2NO+2NC, without Closing coil (CC), manual operating mechanism with mechanical closing, without Remote trip alarm reset coil (RR), without 2nd shunt trip, without 1st Shunt trip | 111000 | 1 | Z\ | 1
3WA1112-4AF22-0AA0 |  | fixed-mounted circuit breaker, IEC 60947-2, size 1, 4-pole, N pole on right, In=1250 A up to 690 V AC 50/60 Hz, breaking capacity M Icu=85/66 kA at 500/690 V, tripping unit ETU600 LSIG upgradeable, color display, Bluetooth, USB interface, basic protection LT, ST, INST, GFx, including protection of the N conductor (internal neutral point sensor available), trip alarm switch (1 x CO), connection at rear horizontal without Com & metering function Manual operating mechanism with mechanical closing, without Spring charging motor, Ready-to-close signal. switch, Auxiliary switches 2NO+2NC, without Closing coil (CC), manual operating mechanism with mechanical closing, without Remote trip alarm reset coil (RR), without 2nd shunt trip, without 1st Shunt trip | 108000 | 1 | Z\ | 1
3WA1112-4AF23-0AA0 |  | fixed-mounted circuit breaker, IEC 60947-2, size 1, 4-pole, N pole on right, In=1250 A up to 690 V AC 50/60 Hz, breaking capacity M Icu=85/66 kA at 500/690 V, tripping unit ETU600 LSIG upgradeable, color display, Bluetooth, USB interface, basic protection LT, ST, INST, GFx, including protection of the N conductor (internal neutral point sensor available), trip alarm switch (1 x CO), front connection double hole, without Com & metering function Manual operating mechanism with mechanical closing, without Spring charging motor, Ready-to-close signal. switch, Auxiliary switches 2NO+2NC, without Closing coil (CC), manual operating mechanism with mechanical closing, without Remote trip alarm reset coil (RR), without 2nd shunt trip, without 1st Shunt trip | 116000 | 1 | Z\ | 1
3WA1112-4AF31-0AA0 |  | Withdrawable circuit breaker with guide frame, IEC 60947-2, frame size 1, 3-poles, In=1250A up to 690V AC 50/60Hz, breaking capacity M Icu=85/66kA at 500/690V, Trip unit ETU600 LSIG upgrade ready , colordisplay, bluetooth and USB interface, Protection LT, ST, INST, GFx, N-protection required an external N-sensor, incl. trip alarm switch (1xCO), rear connection vertical, guide frame with shutter and w/o position signalling switch, without Com & metering function Manual operating mechanism with mechanical closing, without Spring charging motor, Ready-to-close signal. switch, Auxiliary switches 2NO+2NC, without Closing coil (CC), manual operating mechanism with mechanical closing, without Remote trip alarm reset coil (RR), without 2nd shunt trip, without 1st Shunt trip | 119000 | 1 | Z\ | 1
3WA1112-4AF32-0AA0 |  | Withdrawable circuit breaker with guide frame, IEC 60947-2, frame size 1, 3-poles, In=1250A up to 690V AC 50/60Hz, breaking capacity M Icu=85/66kA at 500/690V, Trip unit ETU600 LSIG upgrade ready , colordisplay, bluetooth and USB interface, Protection LT, ST, INST, GFx, N-protection required an external N-sensor, incl. trip alarm switch (1xCO), rear connection horizontal, guide frame with shutter and w/o position signalling switch, without Com & metering function Manual operating mechanism with mechanical closing, without Spring charging motor, Ready-to-close signal. switch, Auxiliary switches 2NO+2NC, without Closing coil (CC), manual operating mechanism with mechanical closing, without Remote trip alarm reset coil (RR), without 2nd shunt trip, without 1st Shunt trip | 116000 | 1 | Z\ | 1
3WA1112-4AF33-0AA0 |  | Withdrawable circuit breaker with guide frame, IEC 60947-2, frame size 1, 3-poles, In=1250A up to 690V AC 50/60Hz, breaking capacity M Icu=85/66kA at 500/690V, Trip unit ETU600 LSIG upgrade ready , colordisplay, bluetooth and USB interface, Protection LT, ST, INST, GFx, N-protection required an external N-sensor, incl. trip alarm switch (1xCO), front connection double hole, guide frame with shutter and w/o position signalling switch, without Com & metering function Manual operating mechanism with mechanical closing, without Spring charging motor, Ready-to-close signal. switch, Auxiliary switches 2NO+2NC, without Closing coil (CC), manual operating mechanism with mechanical closing, without Remote trip alarm reset coil (RR), without 2nd shunt trip, without 1st Shunt trip | 124000 | 1 | Z\ | 1
3WA1112-4AF34-0AA0 |  | Withdrawable circuit breaker with guide frame, IEC 60947-2, frame size 1, 3-poles, In=1250A up to 690V AC 50/60Hz, breaking capacity M Icu=85/66kA at 500/690V, Trip unit ETU600 LSIG upgrade ready , colordisplay, bluetooth and USB interface, Protection LT, ST, INST, GFx, N-protection required an external N-sensor, incl. trip alarm switch (1xCO), rear connection flange, guide frame with shutter and w/o position signalling switch, without Com & metering function Manual operating mechanism with mechanical closing, without Spring charging motor, Ready-to-close signal. switch, Auxiliary switches 2NO+2NC, without Closing coil (CC), manual operating mechanism with mechanical closing, without Remote trip alarm reset coil (RR), without 2nd shunt trip, without 1st Shunt trip | 116000 | 1 | Z\ | 1
3WA1112-4AF34-1EA4-Z | D08S07 | Withdrawable circuit breaker with guide frame, IEC 60947-2, frame size 1, 3-poles, In=1250A up to 690V AC 50/60Hz, breaking capacity M Icu=85/66kA at 500/690V, Trip unit ETU600 LSIG upgrade ready , colordisplay, bluetooth and USB interface, Protection LT, ST, INST, GFx, N-protection required an external N-sensor, incl. trip alarm switch (1xCO), rear connection flange, guide frame with shutter and w/o position signalling switch, without Com & metering function Manual operating mechanism with mechanical closing, without Spring charging motor, Ready-to-close signal. switch, Auxiliary switches 4NO+4NC, Closing coil (CC) 100% OP 208-240 V AC / 220-250 V DC, applicable for continuous duty, without Remote trip alarm reset coil (RR), without 2nd shunt trip, Shunt trip (ST) 100% OP 208-240 V AC / 220-250 V DC, suitable for continuous duty, Option D08 = Tinned version of the 3WA main connections at the guide frame. Only for horizontal or flange connection. Standard delivery time 15 working days. Option S07 = Locking provision against unauthorized closing Secured Open; for padlock device Padlocks are not included. | 128470 | 1 | Z\ | 1
3WA1112-4AF41-0AA0 |  | Withdrawable circuit breaker with guide frame, IEC 60947-2, frame size 1, 4-poles, N-pole left, In=1250A up to 690V AC 50/60Hz, breaking capacity M Icu=85/66kA at 500/690V, Trip unit ETU600 LSIG upgrade ready , colordisplay, bluetooth and USB interface, Protection LT, ST, INST, GFx, include N-protection, (internal N-sensor available), incl. trip alarm switch (1xCO), rear connection vertical, guide frame with shutter and w/o position signalling switch, without Com & metering function Manual operating mechanism with mechanical closing, without Spring charging motor, Ready-to-close signal. switch, Auxiliary switches 2NO+2NC, without Closing coil (CC), manual operating mechanism with mechanical closing, without Remote trip alarm reset coil (RR), without 2nd shunt trip, without 1st Shunt trip | 153000 | 1 | Z\ | 1
3WA1112-4AF42-0AA0 |  | Withdrawable circuit breaker with guide frame, IEC 60947-2, frame size 1, 4-poles, N-pole left, In=1250A up to 690V AC 50/60Hz, breaking capacity M Icu=85/66kA at 500/690V, Trip unit ETU600 LSIG upgrade ready , colordisplay, bluetooth and USB interface, Protection LT, ST, INST, GFx, include N-protection, (internal N-sensor available), incl. trip alarm switch (1xCO), rear connection horizontal, guide frame with shutter and w/o position signalling switch, without Com & metering function Manual operating mechanism with mechanical closing, without Spring charging motor, Ready-to-close signal. switch, Auxiliary switches 2NO+2NC, without Closing coil (CC), manual operating mechanism with mechanical closing, without Remote trip alarm reset coil (RR), without 2nd shunt trip, without 1st Shunt trip | 149000 | 1 | Z\ | 1
3WA1112-4AF43-0AA0 |  | Withdrawable circuit breaker with guide frame, IEC 60947-2, frame size 1, 4-poles, N-pole left, In=1250A up to 690V AC 50/60Hz, breaking capacity M Icu=85/66kA at 500/690V, Trip unit ETU600 LSIG upgrade ready , colordisplay, bluetooth and USB interface, Protection LT, ST, INST, GFx, include N-protection, (internal N-sensor available), incl. trip alarm switch (1xCO), front connection double hole, guide frame with shutter and w/o position signalling switch, without Com & metering function Manual operating mechanism with mechanical closing, without Spring charging motor, Ready-to-close signal. switch, Auxiliary switches 2NO+2NC, without Closing coil (CC), manual operating mechanism with mechanical closing, without Remote trip alarm reset coil (RR), without 2nd shunt trip, without 1st Shunt trip | 161000 | 1 | Z\ | 1
3WA1112-4AF44-0AA0 |  | Withdrawable circuit breaker with guide frame, IEC 60947-2, frame size 1, 4-poles, N-pole left, In=1250A up to 690V AC 50/60Hz, breaking capacity M Icu=85/66kA at 500/690V, Trip unit ETU600 LSIG upgrade ready , colordisplay, bluetooth and USB interface, Protection LT, ST, INST, GFx, include N-protection, (internal N-sensor available), incl. trip alarm switch (1xCO), rear connection flange, guide frame with shutter and w/o position signalling switch, without Com & metering function Manual operating mechanism with mechanical closing, without Spring charging motor, Ready-to-close signal. switch, Auxiliary switches 2NO+2NC, without Closing coil (CC), manual operating mechanism with mechanical closing, without Remote trip alarm reset coil (RR), without 2nd shunt trip, without 1st Shunt trip | 149000 | 1 | Z\ | 1
3WA1112-4CA01-0AA0 |  | Non-automatic circuit breaker Fixed-mounted version, IEC 60947-2, frame size 1, 3-poles, In=1250A up to 690V AC 50/60Hz, breaking capacity M Icc=85/66kA at 500/690V, without electr. trip unit ETU, rear connection vertical, able to communication, Manual operating mechanism with mechanical closing, without Spring charging motor, Ready-to-close signal. switch, Auxiliary switches 2NO+2NC, without Closing coil (CC), manual operating mechanism with mechanical closing, without Remote trip alarm reset coil (RR), without 2nd shunt trip, without 1st Shunt trip | 68730 | 1 | Z\ | 1
3WA1112-4CA02-0AA0 |  | Non-automatic circuit breaker Fixed-mounted version, IEC 60947-2, frame size 1, 3-poles, In=1250A up to 690V AC 50/60Hz, breaking capacity M Icc=85/66kA at 500/690V, without electr. trip unit ETU, rear connection horizontal, able to communication, Manual operating mechanism with mechanical closing, without Spring charging motor, Ready-to-close signal. switch, Auxiliary switches 2NO+2NC, without Closing coil (CC), manual operating mechanism with mechanical closing, without Remote trip alarm reset coil (RR), without 2nd shunt trip, without 1st Shunt trip | 66730 | 1 | Z\ | 1
3WA1112-4CA03-0AA0 |  | Non-automatic circuit breaker Fixed-mounted version, IEC 60947-2, frame size 1, 3-poles, In=1250A up to 690V AC 50/60Hz, breaking capacity M Icc=85/66kA at 500/690V, without electr. trip unit ETU, front connection double hole, able to communication, Manual operating mechanism with mechanical closing, without Spring charging motor, Ready-to-close signal. switch, Auxiliary switches 2NO+2NC, without Closing coil (CC), manual operating mechanism with mechanical closing, without Remote trip alarm reset coil (RR), without 2nd shunt trip, without 1st Shunt trip | 72730 | 1 | Z\ | 1
3WA1112-4CA11-0AA0 |  | Non-automatic circuit breaker Fixed-mounted version, IEC 60947-2, frame size 1, 4-poles, N-pole left, In=1250A up to 690V AC 50/60Hz, breaking capacity M Icc=85/66kA at 500/690V, without electr. trip unit ETU, rear connection vertical, able to communication, Manual operating mechanism with mechanical closing, without Spring charging motor, Ready-to-close signal. switch, Auxiliary switches 2NO+2NC, without Closing coil (CC), manual operating mechanism with mechanical closing, without Remote trip alarm reset coil (RR), without 2nd shunt trip, without 1st Shunt trip | 89330 | 1 | Z\ | 1
3WA1112-4CA12-0AA0 |  | Non-automatic circuit breaker Fixed-mounted version, IEC 60947-2, frame size 1, 4-poles, N-pole left, In=1250A up to 690V AC 50/60Hz, breaking capacity M Icc=85/66kA at 500/690V, without electr. trip unit ETU, rear connection horizontal, able to communication, Manual operating mechanism with mechanical closing, without Spring charging motor, Ready-to-close signal. switch, Auxiliary switches 2NO+2NC, without Closing coil (CC), manual operating mechanism with mechanical closing, without Remote trip alarm reset coil (RR), without 2nd shunt trip, without 1st Shunt trip | 86630 | 1 | Z\ | 1
3WA1112-4CA13-0AA0 |  | Non-automatic circuit breaker Fixed-mounted version, IEC 60947-2, frame size 1, 4-poles, N-pole left, In=1250A up to 690V AC 50/60Hz, breaking capacity M Icc=85/66kA at 500/690V, without electr. trip unit ETU, front connection double hole, able to communication, Manual operating mechanism with mechanical closing, without Spring charging motor, Ready-to-close signal. switch, Auxiliary switches 2NO+2NC, without Closing coil (CC), manual operating mechanism with mechanical closing, without Remote trip alarm reset coil (RR), without 2nd shunt trip, without 1st Shunt trip | 94630 | 1 | Z\ | 1
3WA1112-4CA21-0AA0 |  | AC non-automatic air circuit breaker 3WA, fixed-mounted version, IEC 60947-2, size 1, 4-pole, N pole on right, In=1250 A up to 690 V AC 50/60 Hz, breaking capacity M, Icc=85/66 kA at 500/690 V, without electronic trip unit ETU, connection at rear vertical, able to communication, Manual operating mechanism with mechanical closing, without Spring charging motor, Ready-to-close signal. switch, Auxiliary switches 2NO+2NC, without Closing coil (CC), manual operating mechanism with mechanical closing, without Remote trip alarm reset coil (RR), without 2nd shunt trip, without 1st Shunt trip | 89330 | 1 | Z\ | 1
3WA1112-4CA22-0AA0 |  | AC non-automatic air circuit breaker 3WA, fixed-mounted version, IEC 60947-2, size 1, 4-pole, N pole on right, In=1250 A up to 690 V AC 50/60 Hz, breaking capacity M, Icc=85/66 kA at 500/690 V, without electronic trip unit ETU, connection at rear horizontal able to communication, Manual operating mechanism with mechanical closing, without Spring charging motor, Ready-to-close signal. switch, Auxiliary switches 2NO+2NC, without Closing coil (CC), manual operating mechanism with mechanical closing, without Remote trip alarm reset coil (RR), without 2nd shunt trip, without 1st Shunt trip | 86630 | 1 | Z\ | 1
3WA1112-4CA23-0AA0 |  | AC non-automatic air circuit breaker 3WA, fixed-mounted version, IEC 60947-2, size 1, 4-pole, N pole on right, In=1250 A up to 690 V AC 50/60 Hz, breaking capacity M, Icc=85/66 kA at 500/690 V, without electronic trip unit ETU, front connection double hole, able to communication, Manual operating mechanism with mechanical closing, without Spring charging motor, Ready-to-close signal. switch, Auxiliary switches 2NO+2NC, without Closing coil (CC), manual operating mechanism with mechanical closing, without Remote trip alarm reset coil (RR), without 2nd shunt trip, without 1st Shunt trip | 94630 | 1 | Z\ | 1
3WA1112-4CA31-0AA0 |  | Non-automatic circuit breaker withdrawable version, with guide frame, IEC 60947-2, frame size 1, 3-poles, In=1250A up to 690V AC 50/60Hz, breaking capacity M Icc=85/66kA at 500/690V, without electr. trip unit ETU, rear connection vertical, guide frame with shutter and w/o position signalling switch, able to communication, Manual operating mechanism with mechanical closing, without Spring charging motor, Ready-to-close signal. switch, Auxiliary switches 2NO+2NC, without Closing coil (CC), manual operating mechanism with mechanical closing, without Remote trip alarm reset coil (RR), without 2nd shunt trip, without 1st Shunt trip | 96130 | 1 | Z\ | 1
3WA1112-4CA32-0AA0 |  | Non-automatic circuit breaker withdrawable version, with guide frame, IEC 60947-2, frame size 1, 3-poles, In=1250A up to 690V AC 50/60Hz, breaking capacity M Icc=85/66kA at 500/690V, without electr. trip unit ETU, rear connection horizontal, guide frame with shutter and w/o position signalling switch, able to communication, Manual operating mechanism with mechanical closing, without Spring charging motor, Ready-to-close signal. switch, Auxiliary switches 2NO+2NC, without Closing coil (CC), manual operating mechanism with mechanical closing, without Remote trip alarm reset coil (RR), without 2nd shunt trip, without 1st Shunt trip | 93230 | 1 | Z\ | 1
3WA1112-4CA33-0AA0 |  | Non-automatic circuit breaker withdrawable version, with guide frame, IEC 60947-2, frame size 1, 3-poles, In=1250A up to 690V AC 50/60Hz, breaking capacity M Icc=85/66kA at 500/690V, without electr. trip unit ETU, front connection double hole, guide frame with shutter and w/o position signalling switch, able to communication, Manual operating mechanism with mechanical closing, without Spring charging motor, Ready-to-close signal. switch, Auxiliary switches 2NO+2NC, without Closing coil (CC), manual operating mechanism with mechanical closing, without Remote trip alarm reset coil (RR), without 2nd shunt trip, without 1st Shunt trip | 101830 | 1 | Z\ | 1
3WA1112-4CA34-0AA0 |  | Non-automatic circuit breaker withdrawable version, with guide frame, IEC 60947-2, frame size 1, 3-poles, In=1250A up to 690V AC 50/60Hz, breaking capacity M Icc=85/66kA at 500/690V, without electr. trip unit ETU, rear connection flange, guide frame with shutter and w/o position signalling switch, able to communication, Manual operating mechanism with mechanical closing, without Spring charging motor, Ready-to-close signal. switch, Auxiliary switches 2NO+2NC, without Closing coil (CC), manual operating mechanism with mechanical closing, without Remote trip alarm reset coil (RR), without 2nd shunt trip, without 1st Shunt trip | 93230 | 1 | Z\ | 1
3WA1112-4CA41-0AA0 |  | Non-automatic circuit breaker withdrawable version, with guide frame, IEC 60947-2, frame size 1, 4-poles, N-pole left, In=1250A up to 690V AC 50/60Hz, breaking capacity M Icc=85/66kA at 500/690V, without electr. trip unit ETU, rear connection vertical, guide frame with shutter and w/o position signalling switch, able to communication, Manual operating mechanism with mechanical closing, without Spring charging motor, Ready-to-close signal. switch, Auxiliary switches 2NO+2NC, without Closing coil (CC), manual operating mechanism with mechanical closing, without Remote trip alarm reset coil (RR), without 2nd shunt trip, without 1st Shunt trip | 125430 | 1 | Z\ | 1
3WA1112-4CA42-0AA0 |  | Non-automatic circuit breaker withdrawable version, with guide frame, IEC 60947-2, frame size 1, 4-poles, N-pole left, In=1250A up to 690V AC 50/60Hz, breaking capacity M Icc=85/66kA at 500/690V, without electr. trip unit ETU, rear connection horizontal, guide frame with shutter and w/o position signalling switch, able to communication, Manual operating mechanism with mechanical closing, without Spring charging motor, Ready-to-close signal. switch, Auxiliary switches 2NO+2NC, without Closing coil (CC), manual operating mechanism with mechanical closing, without Remote trip alarm reset coil (RR), without 2nd shunt trip, without 1st Shunt trip | 121430 | 1 | Z\ | 1
3WA1112-4CA43-0AA0 |  | Non-automatic circuit breaker withdrawable version, with guide frame, IEC 60947-2, frame size 1, 4-poles, N-pole left, In=1250A up to 690V AC 50/60Hz, breaking capacity M Icc=85/66kA at 500/690V, without electr. trip unit ETU, front connection double hole, guide frame with shutter and w/o position signalling switch, able to communication, Manual operating mechanism with mechanical closing, without Spring charging motor, Ready-to-close signal. switch, Auxiliary switches 2NO+2NC, without Closing coil (CC), manual operating mechanism with mechanical closing, without Remote trip alarm reset coil (RR), without 2nd shunt trip, without 1st Shunt trip | 133430 | 1 | Z\ | 1
3WA1112-4CA44-0AA0 |  | Non-automatic circuit breaker withdrawable version, with guide frame, IEC 60947-2, frame size 1, 4-poles, N-pole left, In=1250A up to 690V AC 50/60Hz, breaking capacity M Icc=85/66kA at 500/690V, without electr. trip unit ETU, rear connection flange, guide frame with shutter and w/o position signalling switch, able to communication, Manual operating mechanism with mechanical closing, without Spring charging motor, Ready-to-close signal. switch, Auxiliary switches 2NO+2NC, without Closing coil (CC), manual operating mechanism with mechanical closing, without Remote trip alarm reset coil (RR), without 2nd shunt trip, without 1st Shunt trip | 121430 | 1 | Z\ | 1
3WA1112-4EE01-0AA0 |  | Fixed-mounted circuit breaker IEC 60947-2, frame size 1, 3-poles, In=1250A up to 690V AC 50/60Hz, breaking capacity M Icu=85/66kA at 500/690V, Trip unit ETU600 LSI upgrade ready , colordisplay, bluetooth and USB interface, Protection LT, ST, INST, N-protection required an external N-sensor, incl. trip alarm switch (1xCO), rear connection vertical, with internal voltage tap on lower stab of circuit breaker, with voltage tap module VTM680 and power supply of ETU600, able to communication, integrated metering type PMF-1 Energy Efficiency, Voltage, Active energy Ea Manual operating mechanism with mechanical closing, without Spring charging motor, Ready-to-close signal. switch, Auxiliary switches 2NO+2NC, without Closing coil (CC), manual operating mechanism with mechanical closing, without Remote trip alarm reset coil (RR), without 2nd shunt trip, without 1st Shunt trip | 84570 | 1 | Z\ | 1
3WA1112-4EE02-0AA0 |  | Fixed-mounted circuit breaker IEC 60947-2, frame size 1, 3-poles, In=1250A up to 690V AC 50/60Hz, breaking capacity M Icu=85/66kA at 500/690V, Trip unit ETU600 LSI upgrade ready , colordisplay, bluetooth and USB interface, Protection LT, ST, INST, N-protection required an external N-sensor, incl. trip alarm switch (1xCO), rear connection horizontal, with internal voltage tap on lower stab of circuit breaker, with voltage tap module VTM680 and power supply of ETU600, able to communication, integrated metering type PMF-1 Energy Efficiency, Voltage, Active energy Ea Manual operating mechanism with mechanical closing, without Spring charging motor, Ready-to-close signal. switch, Auxiliary switches 2NO+2NC, without Closing coil (CC), manual operating mechanism with mechanical closing, without Remote trip alarm reset coil (RR), without 2nd shunt trip, without 1st Shunt trip | 82570 | 1 | Z\ | 1
3WA1112-4EE03-0AA0 |  | Fixed-mounted circuit breaker IEC 60947-2, frame size 1, 3-poles, In=1250A up to 690V AC 50/60Hz, breaking capacity M Icu=85/66kA at 500/690V, Trip unit ETU600 LSI upgrade ready , colordisplay, bluetooth and USB interface, Protection LT, ST, INST, N-protection required an external N-sensor, incl. trip alarm switch (1xCO), front connection double hole, with internal voltage tap on lower stab of circuit breaker, with voltage tap module VTM680 and power supply of ETU600, able to communication, integrated metering type PMF-1 Energy Efficiency, Voltage, Active energy Ea Manual operating mechanism with mechanical closing, without Spring charging motor, Ready-to-close signal. switch, Auxiliary switches 2NO+2NC, without Closing coil (CC), manual operating mechanism with mechanical closing, without Remote trip alarm reset coil (RR), without 2nd shunt trip, without 1st Shunt trip | 88570 | 1 | Z\ | 1
3WA1112-4EE11-0AA0 |  | Fixed-mounted circuit breaker IEC 60947-2, frame size 1, 4-poles, N-pole left, In=1250A up to 690V AC 50/60Hz, breaking capacity M Icu=85/66kA at 500/690V, Trip unit ETU600 LSI upgrade ready , colordisplay, bluetooth and USB interface, Protection LT, ST, INST, include N-protection, (internal N-sensor available), incl. trip alarm switch (1xCO), rear connection vertical, with internal voltage tap on lower stab of circuit breaker, with voltage tap module VTM680 and power supply of ETU600, able to communication, integrated metering type PMF-1 Energy Efficiency, Voltage, Active energy Ea Manual operating mechanism with mechanical closing, without Spring charging motor, Ready-to-close signal. switch, Auxiliary switches 2NO+2NC, without Closing coil (CC), manual operating mechanism with mechanical closing, without Remote trip alarm reset coil (RR), without 2nd shunt trip, without 1st Shunt trip | 108770 | 1 | Z\ | 1
3WA1112-4EE12-0AA0 |  | Fixed-mounted circuit breaker IEC 60947-2, frame size 1, 4-poles, N-pole left, In=1250A up to 690V AC 50/60Hz, breaking capacity M Icu=85/66kA at 500/690V, Trip unit ETU600 LSI upgrade ready , colordisplay, bluetooth and USB interface, Protection LT, ST, INST, include N-protection, (internal N-sensor available), incl. trip alarm switch (1xCO), rear connection horizontal, with internal voltage tap on lower stab of circuit breaker, with voltage tap module VTM680 and power supply of ETU600, able to communication, integrated metering type PMF-1 Energy Efficiency, Voltage, Active energy Ea Manual operating mechanism with mechanical closing, without Spring charging motor, Ready-to-close signal. switch, Auxiliary switches 2NO+2NC, without Closing coil (CC), manual operating mechanism with mechanical closing, without Remote trip alarm reset coil (RR), without 2nd shunt trip, without 1st Shunt trip | 106170 | 1 | Z\ | 1
3WA1112-4EE13-0AA0 |  | Fixed-mounted circuit breaker IEC 60947-2, frame size 1, 4-poles, N-pole left, In=1250A up to 690V AC 50/60Hz, breaking capacity M Icu=85/66kA at 500/690V, Trip unit ETU600 LSI upgrade ready , colordisplay, bluetooth and USB interface, Protection LT, ST, INST, include N-protection, (internal N-sensor available), incl. trip alarm switch (1xCO), front connection double hole, with internal voltage tap on lower stab of circuit breaker, with voltage tap module VTM680 and power supply of ETU600, able to communication, integrated metering type PMF-1 Energy Efficiency, Voltage, Active energy Ea Manual operating mechanism with mechanical closing, without Spring charging motor, Ready-to-close signal. switch, Auxiliary switches 2NO+2NC, without Closing coil (CC), manual operating mechanism with mechanical closing, without Remote trip alarm reset coil (RR), without 2nd shunt trip, without 1st Shunt trip | 113870 | 1 | Z\ | 1
3WA1112-4EE21-0AA0 |  | fixed-mounted circuit breaker, IEC 60947-2, size 1, 4-pole, N pole on right, In=1250 A up to 690 V AC 50/60 Hz, breaking capacity M Icu=85/66 kA at 500/690 V, tripping unit ETU600 LSI upgradeable, color display, Bluetooth, USB interface, basic protection LT, ST, INST, including protection of the N conductor (internal neutral point sensor available), trip alarm switch (1 x CO), connection at rear vertical, with internal voltage tap on lower stab of circuit breaker, with voltage tap module VTM680 and power supply of ETU600, able to communication, integrated metering type PMF-1 Energy Efficiency, Voltage, Active energy Ea Manual operating mechanism with mechanical closing, without Spring charging motor, Ready-to-close signal. switch, Auxiliary switches 2NO+2NC, without Closing coil (CC), manual operating mechanism with mechanical closing, without Remote trip alarm reset coil (RR), without 2nd shunt trip, without 1st Shunt trip | 108770 | 1 | Z\ | 1
3WA1112-4EE22-0AA0 |  | fixed-mounted circuit breaker, IEC 60947-2, size 1, 4-pole, N pole on right, In=1250 A up to 690 V AC 50/60 Hz, breaking capacity M Icu=85/66 kA at 500/690 V, tripping unit ETU600 LSI upgradeable, color display, Bluetooth, USB interface, basic protection LT, ST, INST, including protection of the N conductor (internal neutral point sensor available), trip alarm switch (1 x CO), connection at rear horizontal with internal voltage tap on lower stab of circuit breaker, with voltage tap module VTM680 and power supply of ETU600, able to communication, integrated metering type PMF-1 Energy Efficiency, Voltage, Active energy Ea Manual operating mechanism with mechanical closing, without Spring charging motor, Ready-to-close signal. switch, Auxiliary switches 2NO+2NC, without Closing coil (CC), manual operating mechanism with mechanical closing, without Remote trip alarm reset coil (RR), without 2nd shunt trip, without 1st Shunt trip | 106170 | 1 | Z\ | 1
3WA1112-4EE23-0AA0 |  | fixed-mounted circuit breaker, IEC 60947-2, size 1, 4-pole, N pole on right, In=1250 A up to 690 V AC 50/60 Hz, breaking capacity M Icu=85/66 kA at 500/690 V, tripping unit ETU600 LSI upgradeable, color display, Bluetooth, USB interface, basic protection LT, ST, INST, including protection of the N conductor (internal neutral point sensor available), trip alarm switch (1 x CO), front connection double hole, with internal voltage tap on lower stab of circuit breaker, with voltage tap module VTM680 and power supply of ETU600, able to communication, integrated metering type PMF-1 Energy Efficiency, Voltage, Active energy Ea Manual operating mechanism with mechanical closing, without Spring charging motor, Ready-to-close signal. switch, Auxiliary switches 2NO+2NC, without Closing coil (CC), manual operating mechanism with mechanical closing, without Remote trip alarm reset coil (RR), without 2nd shunt trip, without 1st Shunt trip | 113870 | 1 | Z\ | 1
3WA1112-4EE31-0AA0 |  | Withdrawable circuit breaker with guide frame, IEC 60947-2, frame size 1, 3-poles, In=1250A up to 690V AC 50/60Hz, breaking capacity M Icu=85/66kA at 500/690V, Trip unit ETU600 LSI upgrade ready , colordisplay, bluetooth and USB interface, Protection LT, ST, INST, N-protection required an external N-sensor, incl. trip alarm switch (1xCO), rear connection vertical, guide frame with shutter and w/o position signalling switch, with internal voltage tap on lower stab of circuit breaker, with voltage tap module VTM680 and power supply of ETU600, able to communication, integrated metering type PMF-1 Energy Efficiency, Voltage, Active energy Ea Manual operating mechanism with mechanical closing, without Spring charging motor, Ready-to-close signal. switch, Auxiliary switches 2NO+2NC, without Closing coil (CC), manual operating mechanism with mechanical closing, without Remote trip alarm reset coil (RR), without 2nd shunt trip, without 1st Shunt trip | 116870 | 1 | Z\ | 1
3WA1112-4EE32-0AA0 |  | Withdrawable circuit breaker with guide frame, IEC 60947-2, frame size 1, 3-poles, In=1250A up to 690V AC 50/60Hz, breaking capacity M Icu=85/66kA at 500/690V, Trip unit ETU600 LSI upgrade ready , colordisplay, bluetooth and USB interface, Protection LT, ST, INST, N-protection required an external N-sensor, incl. trip alarm switch (1xCO), rear connection horizontal, guide frame with shutter and w/o position signalling switch, with internal voltage tap on lower stab of circuit breaker, with voltage tap module VTM680 and power supply of ETU600, able to communication, integrated metering type PMF-1 Energy Efficiency, Voltage, Active energy Ea Manual operating mechanism with mechanical closing, without Spring charging motor, Ready-to-close signal. switch, Auxiliary switches 2NO+2NC, without Closing coil (CC), manual operating mechanism with mechanical closing, without Remote trip alarm reset coil (RR), without 2nd shunt trip, without 1st Shunt trip | 113870 | 1 | Z\ | 1
3WA1112-4EE33-0AA0 |  | Withdrawable circuit breaker with guide frame, IEC 60947-2, frame size 1, 3-poles, In=1250A up to 690V AC 50/60Hz, breaking capacity M Icu=85/66kA at 500/690V, Trip unit ETU600 LSI upgrade ready , colordisplay, bluetooth and USB interface, Protection LT, ST, INST, N-protection required an external N-sensor, incl. trip alarm switch (1xCO), front connection double hole, guide frame with shutter and w/o position signalling switch, with internal voltage tap on lower stab of circuit breaker, with voltage tap module VTM680 and power supply of ETU600, able to communication, integrated metering type PMF-1 Energy Efficiency, Voltage, Active energy Ea Manual operating mechanism with mechanical closing, without Spring charging motor, Ready-to-close signal. switch, Auxiliary switches 2NO+2NC, without Closing coil (CC), manual operating mechanism with mechanical closing, without Remote trip alarm reset coil (RR), without 2nd shunt trip, without 1st Shunt trip | 122870 | 1 | Z\ | 1
3WA1112-4EE34-0AA0 |  | Withdrawable circuit breaker with guide frame, IEC 60947-2, frame size 1, 3-poles, In=1250A up to 690V AC 50/60Hz, breaking capacity M Icu=85/66kA at 500/690V, Trip unit ETU600 LSI upgrade ready , colordisplay, bluetooth and USB interface, Protection LT, ST, INST, N-protection required an external N-sensor, incl. trip alarm switch (1xCO), rear connection flange, guide frame with shutter and w/o position signalling switch, with internal voltage tap on lower stab of circuit breaker, with voltage tap module VTM680 and power supply of ETU600, able to communication, integrated metering type PMF-1 Energy Efficiency, Voltage, Active energy Ea Manual operating mechanism with mechanical closing, without Spring charging motor, Ready-to-close signal. switch, Auxiliary switches 2NO+2NC, without Closing coil (CC), manual operating mechanism with mechanical closing, without Remote trip alarm reset coil (RR), without 2nd shunt trip, without 1st Shunt trip | 113870 | 1 | Z\ | 1
3WA1112-4EE41-0AA0 |  | Withdrawable circuit breaker with guide frame, IEC 60947-2, frame size 1, 4-poles, N-pole left, In=1250A up to 690V AC 50/60Hz, breaking capacity M Icu=85/66kA at 500/690V, Trip unit ETU600 LSI upgrade ready , colordisplay, bluetooth and USB interface, Protection LT, ST, INST, include N-protection, (internal N-sensor available), incl. trip alarm switch (1xCO), rear connection vertical, guide frame with shutter and w/o position signalling switch, with internal voltage tap on lower stab of circuit breaker, with voltage tap module VTM680 and power supply of ETU600, able to communication, integrated metering type PMF-1 Energy Efficiency, Voltage, Active energy Ea Manual operating mechanism with mechanical closing, without Spring charging motor, Ready-to-close signal. switch, Auxiliary switches 2NO+2NC, without Closing coil (CC), manual operating mechanism with mechanical closing, without Remote trip alarm reset coil (RR), without 2nd shunt trip, without 1st Shunt trip | 151870 | 1 | Z\ | 1
3WA1112-4EE42-0AA0 |  | Withdrawable circuit breaker with guide frame, IEC 60947-2, frame size 1, 4-poles, N-pole left, In=1250A up to 690V AC 50/60Hz, breaking capacity M Icu=85/66kA at 500/690V, Trip unit ETU600 LSI upgrade ready , colordisplay, bluetooth and USB interface, Protection LT, ST, INST, include N-protection, (internal N-sensor available), incl. trip alarm switch (1xCO), rear connection horizontal, guide frame with shutter and w/o position signalling switch, with internal voltage tap on lower stab of circuit breaker, with voltage tap module VTM680 and power supply of ETU600, able to communication, integrated metering type PMF-1 Energy Efficiency, Voltage, Active energy Ea Manual operating mechanism with mechanical closing, without Spring charging motor, Ready-to-close signal. switch, Auxiliary switches 2NO+2NC, without Closing coil (CC), manual operating mechanism with mechanical closing, without Remote trip alarm reset coil (RR), without 2nd shunt trip, without 1st Shunt trip | 147870 | 1 | Z\ | 1
3WA1112-4EE43-0AA0 |  | Withdrawable circuit breaker with guide frame, IEC 60947-2, frame size 1, 4-poles, N-pole left, In=1250A up to 690V AC 50/60Hz, breaking capacity M Icu=85/66kA at 500/690V, Trip unit ETU600 LSI upgrade ready , colordisplay, bluetooth and USB interface, Protection LT, ST, INST, include N-protection, (internal N-sensor available), incl. trip alarm switch (1xCO), front connection double hole, guide frame with shutter and w/o position signalling switch, with internal voltage tap on lower stab of circuit breaker, with voltage tap module VTM680 and power supply of ETU600, able to communication, integrated metering type PMF-1 Energy Efficiency, Voltage, Active energy Ea Manual operating mechanism with mechanical closing, without Spring charging motor, Ready-to-close signal. switch, Auxiliary switches 2NO+2NC, without Closing coil (CC), manual operating mechanism with mechanical closing, without Remote trip alarm reset coil (RR), without 2nd shunt trip, without 1st Shunt trip | 158870 | 1 | Z\ | 1
3WA1112-4EE44-0AA0 |  | Withdrawable circuit breaker with guide frame, IEC 60947-2, frame size 1, 4-poles, N-pole left, In=1250A up to 690V AC 50/60Hz, breaking capacity M Icu=85/66kA at 500/690V, Trip unit ETU600 LSI upgrade ready , colordisplay, bluetooth and USB interface, Protection LT, ST, INST, include N-protection, (internal N-sensor available), incl. trip alarm switch (1xCO), rear connection flange, guide frame with shutter and w/o position signalling switch, with internal voltage tap on lower stab of circuit breaker, with voltage tap module VTM680 and power supply of ETU600, able to communication, integrated metering type PMF-1 Energy Efficiency, Voltage, Active energy Ea Manual operating mechanism with mechanical closing, without Spring charging motor, Ready-to-close signal. switch, Auxiliary switches 2NO+2NC, without Closing coil (CC), manual operating mechanism with mechanical closing, without Remote trip alarm reset coil (RR), without 2nd shunt trip, without 1st Shunt trip | 147870 | 1 | Z\ | 1
3WA1112-4EF01-0AA0 |  | Fixed-mounted circuit breaker IEC 60947-2, frame size 1, 3-poles, In=1250A up to 690V AC 50/60Hz, breaking capacity M Icu=85/66kA at 500/690V, Trip unit ETU600 LSIG upgrade ready , colordisplay, bluetooth and USB interface, Protection LT, ST, INST, GFx, N-protection required an external N-sensor, incl. trip alarm switch (1xCO), rear connection vertical, with internal voltage tap on lower stab of circuit breaker, with voltage tap module VTM680 and power supply of ETU600, able to communication, integrated metering type PMF-1 Energy Efficiency, Voltage, Active energy Ea Manual operating mechanism with mechanical closing, without Spring charging motor, Ready-to-close signal. switch, Auxiliary switches 2NO+2NC, without Closing coil (CC), manual operating mechanism with mechanical closing, without Remote trip alarm reset coil (RR), without 2nd shunt trip, without 1st Shunt trip | 95170 | 1 | Z\ | 1
3WA1112-4EF02-0AA0 |  | Fixed-mounted circuit breaker IEC 60947-2, frame size 1, 3-poles, In=1250A up to 690V AC 50/60Hz, breaking capacity M Icu=85/66kA at 500/690V, Trip unit ETU600 LSIG upgrade ready , colordisplay, bluetooth and USB interface, Protection LT, ST, INST, GFx, N-protection required an external N-sensor, incl. trip alarm switch (1xCO), rear connection horizontal, with internal voltage tap on lower stab of circuit breaker, with voltage tap module VTM680 and power supply of ETU600, able to communication, integrated metering type PMF-1 Energy Efficiency, Voltage, Active energy Ea Manual operating mechanism with mechanical closing, without Spring charging motor, Ready-to-close signal. switch, Auxiliary switches 2NO+2NC, without Closing coil (CC), manual operating mechanism with mechanical closing, without Remote trip alarm reset coil (RR), without 2nd shunt trip, without 1st Shunt trip | 93170 | 1 | Z\ | 1
3WA1112-4EF03-0AA0 |  | Fixed-mounted circuit breaker IEC 60947-2, frame size 1, 3-poles, In=1250A up to 690V AC 50/60Hz, breaking capacity M Icu=85/66kA at 500/690V, Trip unit ETU600 LSIG upgrade ready , colordisplay, bluetooth and USB interface, Protection LT, ST, INST, GFx, N-protection required an external N-sensor, incl. trip alarm switch (1xCO), front connection double hole, with internal voltage tap on lower stab of circuit breaker, with voltage tap module VTM680 and power supply of ETU600, able to communication, integrated metering type PMF-1 Energy Efficiency, Voltage, Active energy Ea Manual operating mechanism with mechanical closing, without Spring charging motor, Ready-to-close signal. switch, Auxiliary switches 2NO+2NC, without Closing coil (CC), manual operating mechanism with mechanical closing, without Remote trip alarm reset coil (RR), without 2nd shunt trip, without 1st Shunt trip | 99170 | 1 | Z\ | 1
3WA1112-4EF11-0AA0 |  | Fixed-mounted circuit breaker IEC 60947-2, frame size 1, 4-poles, N-pole left, In=1250A up to 690V AC 50/60Hz, breaking capacity M Icu=85/66kA at 500/690V, Trip unit ETU600 LSIG upgrade ready , colordisplay, bluetooth and USB interface, Protection LT, ST, INST, GFx, include N-protection, (internal N-sensor available), incl. trip alarm switch (1xCO), rear connection vertical, with internal voltage tap on lower stab of circuit breaker, with voltage tap module VTM680 and power supply of ETU600, able to communication, integrated metering type PMF-1 Energy Efficiency, Voltage, Active energy Ea Manual operating mechanism with mechanical closing, without Spring charging motor, Ready-to-close signal. switch, Auxiliary switches 2NO+2NC, without Closing coil (CC), manual operating mechanism with mechanical closing, without Remote trip alarm reset coil (RR), without 2nd shunt trip, without 1st Shunt trip | 119870 | 1 | Z\ | 1
3WA1112-4EF12-0AA0 |  | Fixed-mounted circuit breaker IEC 60947-2, frame size 1, 4-poles, N-pole left, In=1250A up to 690V AC 50/60Hz, breaking capacity M Icu=85/66kA at 500/690V, Trip unit ETU600 LSIG upgrade ready , colordisplay, bluetooth and USB interface, Protection LT, ST, INST, GFx, include N-protection, (internal N-sensor available), incl. trip alarm switch (1xCO), rear connection horizontal, with internal voltage tap on lower stab of circuit breaker, with voltage tap module VTM680 and power supply of ETU600, able to communication, integrated metering type PMF-1 Energy Efficiency, Voltage, Active energy Ea Manual operating mechanism with mechanical closing, without Spring charging motor, Ready-to-close signal. switch, Auxiliary switches 2NO+2NC, without Closing coil (CC), manual operating mechanism with mechanical closing, without Remote trip alarm reset coil (RR), without 2nd shunt trip, without 1st Shunt trip | 116870 | 1 | Z\ | 1
3WA1112-4EF13-0AA0 |  | Fixed-mounted circuit breaker IEC 60947-2, frame size 1, 4-poles, N-pole left, In=1250A up to 690V AC 50/60Hz, breaking capacity M Icu=85/66kA at 500/690V, Trip unit ETU600 LSIG upgrade ready , colordisplay, bluetooth and USB interface, Protection LT, ST, INST, GFx, include N-protection, (internal N-sensor available), incl. trip alarm switch (1xCO), front connection double hole, with internal voltage tap on lower stab of circuit breaker, with voltage tap module VTM680 and power supply of ETU600, able to communication, integrated metering type PMF-1 Energy Efficiency, Voltage, Active energy Ea Manual operating mechanism with mechanical closing, without Spring charging motor, Ready-to-close signal. switch, Auxiliary switches 2NO+2NC, without Closing coil (CC), manual operating mechanism with mechanical closing, without Remote trip alarm reset coil (RR), without 2nd shunt trip, without 1st Shunt trip | 124870 | 1 | Z\ | 1
3WA1112-4EF21-0AA0 |  | fixed-mounted circuit breaker, IEC 60947-2, size 1, 4-pole, N pole on right, In=1250 A up to 690 V AC 50/60 Hz, breaking capacity M Icu=85/66 kA at 500/690 V, tripping unit ETU600 LSIG upgradeable, color display, Bluetooth, USB interface, basic protection LT, ST, INST, GFx, including protection of the N conductor (internal neutral point sensor available), trip alarm switch (1 x CO), connection at rear vertical, with internal voltage tap on lower stab of circuit breaker, with voltage tap module VTM680 and power supply of ETU600, able to communication, integrated metering type PMF-1 Energy Efficiency, Voltage, Active energy Ea Manual operating mechanism with mechanical closing, without Spring charging motor, Ready-to-close signal. switch, Auxiliary switches 2NO+2NC, without Closing coil (CC), manual operating mechanism with mechanical closing, without Remote trip alarm reset coil (RR), without 2nd shunt trip, without 1st Shunt trip | 119870 | 1 | Z\ | 1
3WA1112-4EF22-0AA0 |  | fixed-mounted circuit breaker, IEC 60947-2, size 1, 4-pole, N pole on right, In=1250 A up to 690 V AC 50/60 Hz, breaking capacity M Icu=85/66 kA at 500/690 V, tripping unit ETU600 LSIG upgradeable, color display, Bluetooth, USB interface, basic protection LT, ST, INST, GFx, including protection of the N conductor (internal neutral point sensor available), trip alarm switch (1 x CO), connection at rear horizontal with internal voltage tap on lower stab of circuit breaker, with voltage tap module VTM680 and power supply of ETU600, able to communication, integrated metering type PMF-1 Energy Efficiency, Voltage, Active energy Ea Manual operating mechanism with mechanical closing, without Spring charging motor, Ready-to-close signal. switch, Auxiliary switches 2NO+2NC, without Closing coil (CC), manual operating mechanism with mechanical closing, without Remote trip alarm reset coil (RR), without 2nd shunt trip, without 1st Shunt trip | 116870 | 1 | Z\ | 1
3WA1112-4EF23-0AA0 |  | fixed-mounted circuit breaker, IEC 60947-2, size 1, 4-pole, N pole on right, In=1250 A up to 690 V AC 50/60 Hz, breaking capacity M Icu=85/66 kA at 500/690 V, tripping unit ETU600 LSIG upgradeable, color display, Bluetooth, USB interface, basic protection LT, ST, INST, GFx, including protection of the N conductor (internal neutral point sensor available), trip alarm switch (1 x CO), front connection double hole, with internal voltage tap on lower stab of circuit breaker, with voltage tap module VTM680 and power supply of ETU600, able to communication, integrated metering type PMF-1 Energy Efficiency, Voltage, Active energy Ea Manual operating mechanism with mechanical closing, without Spring charging motor, Ready-to-close signal. switch, Auxiliary switches 2NO+2NC, without Closing coil (CC), manual operating mechanism with mechanical closing, without Remote trip alarm reset coil (RR), without 2nd shunt trip, without 1st Shunt trip | 124870 | 1 | Z\ | 1
3WA1112-4EF31-0AA0 |  | Withdrawable circuit breaker with guide frame, IEC 60947-2, frame size 1, 3-poles, In=1250A up to 690V AC 50/60Hz, breaking capacity M Icu=85/66kA at 500/690V, Trip unit ETU600 LSIG upgrade ready , colordisplay, bluetooth and USB interface, Protection LT, ST, INST, GFx, N-protection required an external N-sensor, incl. trip alarm switch (1xCO), rear connection vertical, guide frame with shutter and w/o position signalling switch, with internal voltage tap on lower stab of circuit breaker, with voltage tap module VTM680 and power supply of ETU600, able to communication, integrated metering type PMF-1 Energy Efficiency, Voltage, Active energy Ea Manual operating mechanism with mechanical closing, without Spring charging motor, Ready-to-close signal. switch, Auxiliary switches 2NO+2NC, without Closing coil (CC), manual operating mechanism with mechanical closing, without Remote trip alarm reset coil (RR), without 2nd shunt trip, without 1st Shunt trip | 127870 | 1 | Z\ | 1
3WA1112-4EF32-0AA0 |  | Withdrawable circuit breaker with guide frame, IEC 60947-2, frame size 1, 3-poles, In=1250A up to 690V AC 50/60Hz, breaking capacity M Icu=85/66kA at 500/690V, Trip unit ETU600 LSIG upgrade ready , colordisplay, bluetooth and USB interface, Protection LT, ST, INST, GFx, N-protection required an external N-sensor, incl. trip alarm switch (1xCO), rear connection horizontal, guide frame with shutter and w/o position signalling switch, with internal voltage tap on lower stab of circuit breaker, with voltage tap module VTM680 and power supply of ETU600, able to communication, integrated metering type PMF-1 Energy Efficiency, Voltage, Active energy Ea Manual operating mechanism with mechanical closing, without Spring charging motor, Ready-to-close signal. switch, Auxiliary switches 2NO+2NC, without Closing coil (CC), manual operating mechanism with mechanical closing, without Remote trip alarm reset coil (RR), without 2nd shunt trip, without 1st Shunt trip | 124870 | 1 | Z\ | 1
3WA1112-4EF33-0AA0 |  | Withdrawable circuit breaker with guide frame, IEC 60947-2, frame size 1, 3-poles, In=1250A up to 690V AC 50/60Hz, breaking capacity M Icu=85/66kA at 500/690V, Trip unit ETU600 LSIG upgrade ready , colordisplay, bluetooth and USB interface, Protection LT, ST, INST, GFx, N-protection required an external N-sensor, incl. trip alarm switch (1xCO), front connection double hole, guide frame with shutter and w/o position signalling switch, with internal voltage tap on lower stab of circuit breaker, with voltage tap module VTM680 and power supply of ETU600, able to communication, integrated metering type PMF-1 Energy Efficiency, Voltage, Active energy Ea Manual operating mechanism with mechanical closing, without Spring charging motor, Ready-to-close signal. switch, Auxiliary switches 2NO+2NC, without Closing coil (CC), manual operating mechanism with mechanical closing, without Remote trip alarm reset coil (RR), without 2nd shunt trip, without 1st Shunt trip | 132870 | 1 | Z\ | 1
3WA1112-4EF34-0AA0 |  | Withdrawable circuit breaker with guide frame, IEC 60947-2, frame size 1, 3-poles, In=1250A up to 690V AC 50/60Hz, breaking capacity M Icu=85/66kA at 500/690V, Trip unit ETU600 LSIG upgrade ready , colordisplay, bluetooth and USB interface, Protection LT, ST, INST, GFx, N-protection required an external N-sensor, incl. trip alarm switch (1xCO), rear connection flange, guide frame with shutter and w/o position signalling switch, with internal voltage tap on lower stab of circuit breaker, with voltage tap module VTM680 and power supply of ETU600, able to communication, integrated metering type PMF-1 Energy Efficiency, Voltage, Active energy Ea Manual operating mechanism with mechanical closing, without Spring charging motor, Ready-to-close signal. switch, Auxiliary switches 2NO+2NC, without Closing coil (CC), manual operating mechanism with mechanical closing, without Remote trip alarm reset coil (RR), without 2nd shunt trip, without 1st Shunt trip | 124870 | 1 | Z\ | 1
3WA1112-4EF41-0AA0 |  | Withdrawable circuit breaker with guide frame, IEC 60947-2, frame size 1, 4-poles, N-pole left, In=1250A up to 690V AC 50/60Hz, breaking capacity M Icu=85/66kA at 500/690V, Trip unit ETU600 LSIG upgrade ready , colordisplay, bluetooth and USB interface, Protection LT, ST, INST, GFx, include N-protection, (internal N-sensor available), incl. trip alarm switch (1xCO), rear connection vertical, guide frame with shutter and w/o position signalling switch, with internal voltage tap on lower stab of circuit breaker, with voltage tap module VTM680 and power supply of ETU600, able to communication, integrated metering type PMF-1 Energy Efficiency, Voltage, Active energy Ea Manual operating mechanism with mechanical closing, without Spring charging motor, Ready-to-close signal. switch, Auxiliary switches 2NO+2NC, without Closing coil (CC), manual operating mechanism with mechanical closing, without Remote trip alarm reset coil (RR), without 2nd shunt trip, without 1st Shunt trip | 161870 | 1 | Z\ | 1
3WA1112-4EF42-0AA0 |  | Withdrawable circuit breaker with guide frame, IEC 60947-2, frame size 1, 4-poles, N-pole left, In=1250A up to 690V AC 50/60Hz, breaking capacity M Icu=85/66kA at 500/690V, Trip unit ETU600 LSIG upgrade ready , colordisplay, bluetooth and USB interface, Protection LT, ST, INST, GFx, include N-protection, (internal N-sensor available), incl. trip alarm switch (1xCO), rear connection horizontal, guide frame with shutter and w/o position signalling switch, with internal voltage tap on lower stab of circuit breaker, with voltage tap module VTM680 and power supply of ETU600, able to communication, integrated metering type PMF-1 Energy Efficiency, Voltage, Active energy Ea Manual operating mechanism with mechanical closing, without Spring charging motor, Ready-to-close signal. switch, Auxiliary switches 2NO+2NC, without Closing coil (CC), manual operating mechanism with mechanical closing, without Remote trip alarm reset coil (RR), without 2nd shunt trip, without 1st Shunt trip | 157870 | 1 | Z\ | 1
3WA1112-4EF43-0AA0 |  | Withdrawable circuit breaker with guide frame, IEC 60947-2, frame size 1, 4-poles, N-pole left, In=1250A up to 690V AC 50/60Hz, breaking capacity M Icu=85/66kA at 500/690V, Trip unit ETU600 LSIG upgrade ready , colordisplay, bluetooth and USB interface, Protection LT, ST, INST, GFx, include N-protection, (internal N-sensor available), incl. trip alarm switch (1xCO), front connection double hole, guide frame with shutter and w/o position signalling switch, with internal voltage tap on lower stab of circuit breaker, with voltage tap module VTM680 and power supply of ETU600, able to communication, integrated metering type PMF-1 Energy Efficiency, Voltage, Active energy Ea Manual operating mechanism with mechanical closing, without Spring charging motor, Ready-to-close signal. switch, Auxiliary switches 2NO+2NC, without Closing coil (CC), manual operating mechanism with mechanical closing, without Remote trip alarm reset coil (RR), without 2nd shunt trip, without 1st Shunt trip | 169870 | 1 | Z\ | 1
3WA1112-4EF44-0AA0 |  | Withdrawable circuit breaker with guide frame, IEC 60947-2, frame size 1, 4-poles, N-pole left, In=1250A up to 690V AC 50/60Hz, breaking capacity M Icu=85/66kA at 500/690V, Trip unit ETU600 LSIG upgrade ready , colordisplay, bluetooth and USB interface, Protection LT, ST, INST, GFx, include N-protection, (internal N-sensor available), incl. trip alarm switch (1xCO), rear connection flange, guide frame with shutter and w/o position signalling switch, with internal voltage tap on lower stab of circuit breaker, with voltage tap module VTM680 and power supply of ETU600, able to communication, integrated metering type PMF-1 Energy Efficiency, Voltage, Active energy Ea Manual operating mechanism with mechanical closing, without Spring charging motor, Ready-to-close signal. switch, Auxiliary switches 2NO+2NC, without Closing coil (CC), manual operating mechanism with mechanical closing, without Remote trip alarm reset coil (RR), without 2nd shunt trip, without 1st Shunt trip | 157870 | 1 | Z\ | 1
3WA1112-4FE01-0AA0 |  | Fixed-mounted circuit breaker IEC 60947-2, frame size 1, 3-poles, In=1250A up to 690V AC 50/60Hz, breaking capacity M Icu=85/66kA at 500/690V, Trip unit ETU600 LSI upgrade ready , colordisplay, bluetooth and USB interface, Protection LT, ST, INST, N-protection required an external N-sensor, incl. trip alarm switch (1xCO), rear connection vertical, with internal voltage tap on lower stab of circuit breaker, with voltage tap module VTM680 and power supply of ETU600, able to communication, integrated metering type PMF-2 Basic Power Monitoring, Voltage, Energy, Power, Power factor, Frequency, Unbalance, Temperature, Manual operating mechanism with mechanical closing, without Spring charging motor, Ready-to-close signal. switch, Auxiliary switches 2NO+2NC, without Closing coil (CC), manual operating mechanism with mechanical closing, without Remote trip alarm reset coil (RR), without 2nd shunt trip, without 1st Shunt trip | 93400 | 1 | Z\ | 1
3WA1112-4FE02-0AA0 |  | Fixed-mounted circuit breaker IEC 60947-2, frame size 1, 3-poles, In=1250A up to 690V AC 50/60Hz, breaking capacity M Icu=85/66kA at 500/690V, Trip unit ETU600 LSI upgrade ready , colordisplay, bluetooth and USB interface, Protection LT, ST, INST, N-protection required an external N-sensor, incl. trip alarm switch (1xCO), rear connection horizontal, with internal voltage tap on lower stab of circuit breaker, with voltage tap module VTM680 and power supply of ETU600, able to communication, integrated metering type PMF-2 Basic Power Monitoring, Voltage, Energy, Power, Power factor, Frequency, Unbalance, Temperature, Manual operating mechanism with mechanical closing, without Spring charging motor, Ready-to-close signal. switch, Auxiliary switches 2NO+2NC, without Closing coil (CC), manual operating mechanism with mechanical closing, without Remote trip alarm reset coil (RR), without 2nd shunt trip, without 1st Shunt trip | 91400 | 1 | Z\ | 1
3WA1112-4FE03-0AA0 |  | Fixed-mounted circuit breaker IEC 60947-2, frame size 1, 3-poles, In=1250A up to 690V AC 50/60Hz, breaking capacity M Icu=85/66kA at 500/690V, Trip unit ETU600 LSI upgrade ready , colordisplay, bluetooth and USB interface, Protection LT, ST, INST, N-protection required an external N-sensor, incl. trip alarm switch (1xCO), front connection double hole, with internal voltage tap on lower stab of circuit breaker, with voltage tap module VTM680 and power supply of ETU600, able to communication, integrated metering type PMF-2 Basic Power Monitoring, Voltage, Energy, Power, Power factor, Frequency, Unbalance, Temperature, Manual operating mechanism with mechanical closing, without Spring charging motor, Ready-to-close signal. switch, Auxiliary switches 2NO+2NC, without Closing coil (CC), manual operating mechanism with mechanical closing, without Remote trip alarm reset coil (RR), without 2nd shunt trip, without 1st Shunt trip | 97400 | 1 | Z\ | 1
3WA1112-4FE11-0AA0 |  | Fixed-mounted circuit breaker IEC 60947-2, frame size 1, 4-poles, N-pole left, In=1250A up to 690V AC 50/60Hz, breaking capacity M Icu=85/66kA at 500/690V, Trip unit ETU600 LSI upgrade ready , colordisplay, bluetooth and USB interface, Protection LT, ST, INST, include N-protection, (internal N-sensor available), incl. trip alarm switch (1xCO), rear connection vertical, with internal voltage tap on lower stab of circuit breaker, with voltage tap module VTM680 and power supply of ETU600, able to communication, integrated metering type PMF-2 Basic Power Monitoring, Voltage, Energy, Power, Power factor, Frequency, Unbalance, Temperature, Manual operating mechanism with mechanical closing, without Spring charging motor, Ready-to-close signal. switch, Auxiliary switches 2NO+2NC, without Closing coil (CC), manual operating mechanism with mechanical closing, without Remote trip alarm reset coil (RR), without 2nd shunt trip, without 1st Shunt trip | 117600 | 1 | Z\ | 1
3WA1112-4FE12-0AA0 |  | Fixed-mounted circuit breaker IEC 60947-2, frame size 1, 4-poles, N-pole left, In=1250A up to 690V AC 50/60Hz, breaking capacity M Icu=85/66kA at 500/690V, Trip unit ETU600 LSI upgrade ready , colordisplay, bluetooth and USB interface, Protection LT, ST, INST, include N-protection, (internal N-sensor available), incl. trip alarm switch (1xCO), rear connection horizontal, with internal voltage tap on lower stab of circuit breaker, with voltage tap module VTM680 and power supply of ETU600, able to communication, integrated metering type PMF-2 Basic Power Monitoring, Voltage, Energy, Power, Power factor, Frequency, Unbalance, Temperature, Manual operating mechanism with mechanical closing, without Spring charging motor, Ready-to-close signal. switch, Auxiliary switches 2NO+2NC, without Closing coil (CC), manual operating mechanism with mechanical closing, without Remote trip alarm reset coil (RR), without 2nd shunt trip, without 1st Shunt trip | 115000 | 1 | Z\ | 1
3WA1112-4FE13-0AA0 |  | Fixed-mounted circuit breaker IEC 60947-2, frame size 1, 4-poles, N-pole left, In=1250A up to 690V AC 50/60Hz, breaking capacity M Icu=85/66kA at 500/690V, Trip unit ETU600 LSI upgrade ready , colordisplay, bluetooth and USB interface, Protection LT, ST, INST, include N-protection, (internal N-sensor available), incl. trip alarm switch (1xCO), front connection double hole, with internal voltage tap on lower stab of circuit breaker, with voltage tap module VTM680 and power supply of ETU600, able to communication, integrated metering type PMF-2 Basic Power Monitoring, Voltage, Energy, Power, Power factor, Frequency, Unbalance, Temperature, Manual operating mechanism with mechanical closing, without Spring charging motor, Ready-to-close signal. switch, Auxiliary switches 2NO+2NC, without Closing coil (CC), manual operating mechanism with mechanical closing, without Remote trip alarm reset coil (RR), without 2nd shunt trip, without 1st Shunt trip | 122700 | 1 | Z\ | 1
3WA1112-4FE21-0AA0 |  | fixed-mounted circuit breaker, IEC 60947-2, size 1, 4-pole, N pole on right, In=1250 A up to 690 V AC 50/60 Hz, breaking capacity M Icu=85/66 kA at 500/690 V, tripping unit ETU600 LSI upgradeable, color display, Bluetooth, USB interface, basic protection LT, ST, INST, including protection of the N conductor (internal neutral point sensor available), trip alarm switch (1 x CO), connection at rear vertical, with internal voltage tap on lower stab of circuit breaker, with voltage tap module VTM680 and power supply of ETU600, able to communication, integrated metering type PMF-2 Basic Power Monitoring, Voltage, Energy, Power, Power factor, Frequency, Unbalance, Temperature, Manual operating mechanism with mechanical closing, without Spring charging motor, Ready-to-close signal. switch, Auxiliary switches 2NO+2NC, without Closing coil (CC), manual operating mechanism with mechanical closing, without Remote trip alarm reset coil (RR), without 2nd shunt trip, without 1st Shunt trip | 117600 | 1 | Z\ | 1
3WA1112-4FE22-0AA0 |  | fixed-mounted circuit breaker, IEC 60947-2, size 1, 4-pole, N pole on right, In=1250 A up to 690 V AC 50/60 Hz, breaking capacity M Icu=85/66 kA at 500/690 V, tripping unit ETU600 LSI upgradeable, color display, Bluetooth, USB interface, basic protection LT, ST, INST, including protection of the N conductor (internal neutral point sensor available), trip alarm switch (1 x CO), connection at rear horizontal with internal voltage tap on lower stab of circuit breaker, with voltage tap module VTM680 and power supply of ETU600, able to communication, integrated metering type PMF-2 Basic Power Monitoring, Voltage, Energy, Power, Power factor, Frequency, Unbalance, Temperature, Manual operating mechanism with mechanical closing, without Spring charging motor, Ready-to-close signal. switch, Auxiliary switches 2NO+2NC, without Closing coil (CC), manual operating mechanism with mechanical closing, without Remote trip alarm reset coil (RR), without 2nd shunt trip, without 1st Shunt trip | 115000 | 1 | Z\ | 1
3WA1112-4FE23-0AA0 |  | fixed-mounted circuit breaker, IEC 60947-2, size 1, 4-pole, N pole on right, In=1250 A up to 690 V AC 50/60 Hz, breaking capacity M Icu=85/66 kA at 500/690 V, tripping unit ETU600 LSI upgradeable, color display, Bluetooth, USB interface, basic protection LT, ST, INST, including protection of the N conductor (internal neutral point sensor available), trip alarm switch (1 x CO), front connection double hole, with internal voltage tap on lower stab of circuit breaker, with voltage tap module VTM680 and power supply of ETU600, able to communication, integrated metering type PMF-2 Basic Power Monitoring, Voltage, Energy, Power, Power factor, Frequency, Unbalance, Temperature, Manual operating mechanism with mechanical closing, without Spring charging motor, Ready-to-close signal. switch, Auxiliary switches 2NO+2NC, without Closing coil (CC), manual operating mechanism with mechanical closing, without Remote trip alarm reset coil (RR), without 2nd shunt trip, without 1st Shunt trip | 122700 | 1 | Z\ | 1
3WA1112-4FE31-0AA0 |  | Withdrawable circuit breaker with guide frame, IEC 60947-2, frame size 1, 3-poles, In=1250A up to 690V AC 50/60Hz, breaking capacity M Icu=85/66kA at 500/690V, Trip unit ETU600 LSI upgrade ready , colordisplay, bluetooth and USB interface, Protection LT, ST, INST, N-protection required an external N-sensor, incl. trip alarm switch (1xCO), rear connection vertical, guide frame with shutter and w/o position signalling switch, with internal voltage tap on lower stab of circuit breaker, with voltage tap module VTM680 and power supply of ETU600, able to communication, integrated metering type PMF-2 Basic Power Monitoring, Voltage, Energy, Power, Power factor, Frequency, Unbalance, Temperature, Manual operating mechanism with mechanical closing, without Spring charging motor, Ready-to-close signal. switch, Auxiliary switches 2NO+2NC, without Closing coil (CC), manual operating mechanism with mechanical closing, without Remote trip alarm reset coil (RR), without 2nd shunt trip, without 1st Shunt trip | 125700 | 1 | Z\ | 1
3WA1112-4FE32-0AA0 |  | Withdrawable circuit breaker with guide frame, IEC 60947-2, frame size 1, 3-poles, In=1250A up to 690V AC 50/60Hz, breaking capacity M Icu=85/66kA at 500/690V, Trip unit ETU600 LSI upgrade ready , colordisplay, bluetooth and USB interface, Protection LT, ST, INST, N-protection required an external N-sensor, incl. trip alarm switch (1xCO), rear connection horizontal, guide frame with shutter and w/o position signalling switch, with internal voltage tap on lower stab of circuit breaker, with voltage tap module VTM680 and power supply of ETU600, able to communication, integrated metering type PMF-2 Basic Power Monitoring, Voltage, Energy, Power, Power factor, Frequency, Unbalance, Temperature, Manual operating mechanism with mechanical closing, without Spring charging motor, Ready-to-close signal. switch, Auxiliary switches 2NO+2NC, without Closing coil (CC), manual operating mechanism with mechanical closing, without Remote trip alarm reset coil (RR), without 2nd shunt trip, without 1st Shunt trip | 122700 | 1 | Z\ | 1
3WA1112-4FE33-0AA0 |  | Withdrawable circuit breaker with guide frame, IEC 60947-2, frame size 1, 3-poles, In=1250A up to 690V AC 50/60Hz, breaking capacity M Icu=85/66kA at 500/690V, Trip unit ETU600 LSI upgrade ready , colordisplay, bluetooth and USB interface, Protection LT, ST, INST, N-protection required an external N-sensor, incl. trip alarm switch (1xCO), front connection double hole, guide frame with shutter and w/o position signalling switch, with internal voltage tap on lower stab of circuit breaker, with voltage tap module VTM680 and power supply of ETU600, able to communication, integrated metering type PMF-2 Basic Power Monitoring, Voltage, Energy, Power, Power factor, Frequency, Unbalance, Temperature, Manual operating mechanism with mechanical closing, without Spring charging motor, Ready-to-close signal. switch, Auxiliary switches 2NO+2NC, without Closing coil (CC), manual operating mechanism with mechanical closing, without Remote trip alarm reset coil (RR), without 2nd shunt trip, without 1st Shunt trip | 131700 | 1 | Z\ | 1
3WA1112-4FE34-0AA0 |  | Withdrawable circuit breaker with guide frame, IEC 60947-2, frame size 1, 3-poles, In=1250A up to 690V AC 50/60Hz, breaking capacity M Icu=85/66kA at 500/690V, Trip unit ETU600 LSI upgrade ready , colordisplay, bluetooth and USB interface, Protection LT, ST, INST, N-protection required an external N-sensor, incl. trip alarm switch (1xCO), rear connection flange, guide frame with shutter and w/o position signalling switch, with internal voltage tap on lower stab of circuit breaker, with voltage tap module VTM680 and power supply of ETU600, able to communication, integrated metering type PMF-2 Basic Power Monitoring, Voltage, Energy, Power, Power factor, Frequency, Unbalance, Temperature, Manual operating mechanism with mechanical closing, without Spring charging motor, Ready-to-close signal. switch, Auxiliary switches 2NO+2NC, without Closing coil (CC), manual operating mechanism with mechanical closing, without Remote trip alarm reset coil (RR), without 2nd shunt trip, without 1st Shunt trip | 122700 | 1 | Z\ | 1
3WA1112-4FE41-0AA0 |  | Withdrawable circuit breaker with guide frame, IEC 60947-2, frame size 1, 4-poles, N-pole left, In=1250A up to 690V AC 50/60Hz, breaking capacity M Icu=85/66kA at 500/690V, Trip unit ETU600 LSI upgrade ready , colordisplay, bluetooth and USB interface, Protection LT, ST, INST, include N-protection, (internal N-sensor available), incl. trip alarm switch (1xCO), rear connection vertical, guide frame with shutter and w/o position signalling switch, with internal voltage tap on lower stab of circuit breaker, with voltage tap module VTM680 and power supply of ETU600, able to communication, integrated metering type PMF-2 Basic Power Monitoring, Voltage, Energy, Power, Power factor, Frequency, Unbalance, Temperature, Manual operating mechanism with mechanical closing, without Spring charging motor, Ready-to-close signal. switch, Auxiliary switches 2NO+2NC, without Closing coil (CC), manual operating mechanism with mechanical closing, without Remote trip alarm reset coil (RR), without 2nd shunt trip, without 1st Shunt trip | 160700 | 1 | Z\ | 1
3WA1112-4FE42-0AA0 |  | Withdrawable circuit breaker with guide frame, IEC 60947-2, frame size 1, 4-poles, N-pole left, In=1250A up to 690V AC 50/60Hz, breaking capacity M Icu=85/66kA at 500/690V, Trip unit ETU600 LSI upgrade ready , colordisplay, bluetooth and USB interface, Protection LT, ST, INST, include N-protection, (internal N-sensor available), incl. trip alarm switch (1xCO), rear connection horizontal, guide frame with shutter and w/o position signalling switch, with internal voltage tap on lower stab of circuit breaker, with voltage tap module VTM680 and power supply of ETU600, able to communication, integrated metering type PMF-2 Basic Power Monitoring, Voltage, Energy, Power, Power factor, Frequency, Unbalance, Temperature, Manual operating mechanism with mechanical closing, without Spring charging motor, Ready-to-close signal. switch, Auxiliary switches 2NO+2NC, without Closing coil (CC), manual operating mechanism with mechanical closing, without Remote trip alarm reset coil (RR), without 2nd shunt trip, without 1st Shunt trip | 156700 | 1 | Z\ | 1
3WA1112-4FE43-0AA0 |  | Withdrawable circuit breaker with guide frame, IEC 60947-2, frame size 1, 4-poles, N-pole left, In=1250A up to 690V AC 50/60Hz, breaking capacity M Icu=85/66kA at 500/690V, Trip unit ETU600 LSI upgrade ready , colordisplay, bluetooth and USB interface, Protection LT, ST, INST, include N-protection, (internal N-sensor available), incl. trip alarm switch (1xCO), front connection double hole, guide frame with shutter and w/o position signalling switch, with internal voltage tap on lower stab of circuit breaker, with voltage tap module VTM680 and power supply of ETU600, able to communication, integrated metering type PMF-2 Basic Power Monitoring, Voltage, Energy, Power, Power factor, Frequency, Unbalance, Temperature, Manual operating mechanism with mechanical closing, without Spring charging motor, Ready-to-close signal. switch, Auxiliary switches 2NO+2NC, without Closing coil (CC), manual operating mechanism with mechanical closing, without Remote trip alarm reset coil (RR), without 2nd shunt trip, without 1st Shunt trip | 167700 | 1 | Z\ | 1
3WA1112-4FE44-0AA0 |  | Withdrawable circuit breaker with guide frame, IEC 60947-2, frame size 1, 4-poles, N-pole left, In=1250A up to 690V AC 50/60Hz, breaking capacity M Icu=85/66kA at 500/690V, Trip unit ETU600 LSI upgrade ready , colordisplay, bluetooth and USB interface, Protection LT, ST, INST, include N-protection, (internal N-sensor available), incl. trip alarm switch (1xCO), rear connection flange, guide frame with shutter and w/o position signalling switch, with internal voltage tap on lower stab of circuit breaker, with voltage tap module VTM680 and power supply of ETU600, able to communication, integrated metering type PMF-2 Basic Power Monitoring, Voltage, Energy, Power, Power factor, Frequency, Unbalance, Temperature, Manual operating mechanism with mechanical closing, without Spring charging motor, Ready-to-close signal. switch, Auxiliary switches 2NO+2NC, without Closing coil (CC), manual operating mechanism with mechanical closing, without Remote trip alarm reset coil (RR), without 2nd shunt trip, without 1st Shunt trip | 156700 | 1 | Z\ | 1
3WA1112-4FF01-0AA0 |  | Fixed-mounted circuit breaker IEC 60947-2, frame size 1, 3-poles, In=1250A up to 690V AC 50/60Hz, breaking capacity M Icu=85/66kA at 500/690V, Trip unit ETU600 LSIG upgrade ready , colordisplay, bluetooth and USB interface, Protection LT, ST, INST, GFx, N-protection required an external N-sensor, incl. trip alarm switch (1xCO), rear connection vertical, with internal voltage tap on lower stab of circuit breaker, with voltage tap module VTM680 and power supply of ETU600, able to communication, integrated metering type PMF-2 Basic Power Monitoring, Voltage, Energy, Power, Power factor, Frequency, Unbalance, Temperature, Manual operating mechanism with mechanical closing, without Spring charging motor, Ready-to-close signal. switch, Auxiliary switches 2NO+2NC, without Closing coil (CC), manual operating mechanism with mechanical closing, without Remote trip alarm reset coil (RR), without 2nd shunt trip, without 1st Shunt trip | 104000 | 1 | Z\ | 1
3WA1112-4FF02-0AA0 |  | Fixed-mounted circuit breaker IEC 60947-2, frame size 1, 3-poles, In=1250A up to 690V AC 50/60Hz, breaking capacity M Icu=85/66kA at 500/690V, Trip unit ETU600 LSIG upgrade ready , colordisplay, bluetooth and USB interface, Protection LT, ST, INST, GFx, N-protection required an external N-sensor, incl. trip alarm switch (1xCO), rear connection horizontal, with internal voltage tap on lower stab of circuit breaker, with voltage tap module VTM680 and power supply of ETU600, able to communication, integrated metering type PMF-2 Basic Power Monitoring, Voltage, Energy, Power, Power factor, Frequency, Unbalance, Temperature, Manual operating mechanism with mechanical closing, without Spring charging motor, Ready-to-close signal. switch, Auxiliary switches 2NO+2NC, without Closing coil (CC), manual operating mechanism with mechanical closing, without Remote trip alarm reset coil (RR), without 2nd shunt trip, without 1st Shunt trip | 102000 | 1 | Z\ | 1
3WA1112-4FF03-0AA0 |  | Fixed-mounted circuit breaker IEC 60947-2, frame size 1, 3-poles, In=1250A up to 690V AC 50/60Hz, breaking capacity M Icu=85/66kA at 500/690V, Trip unit ETU600 LSIG upgrade ready , colordisplay, bluetooth and USB interface, Protection LT, ST, INST, GFx, N-protection required an external N-sensor, incl. trip alarm switch (1xCO), front connection double hole, with internal voltage tap on lower stab of circuit breaker, with voltage tap module VTM680 and power supply of ETU600, able to communication, integrated metering type PMF-2 Basic Power Monitoring, Voltage, Energy, Power, Power factor, Frequency, Unbalance, Temperature, Manual operating mechanism with mechanical closing, without Spring charging motor, Ready-to-close signal. switch, Auxiliary switches 2NO+2NC, without Closing coil (CC), manual operating mechanism with mechanical closing, without Remote trip alarm reset coil (RR), without 2nd shunt trip, without 1st Shunt trip | 108000 | 1 | Z\ | 1
3WA1112-4FF11-0AA0 |  | Fixed-mounted circuit breaker IEC 60947-2, frame size 1, 4-poles, N-pole left, In=1250A up to 690V AC 50/60Hz, breaking capacity M Icu=85/66kA at 500/690V, Trip unit ETU600 LSIG upgrade ready , colordisplay, bluetooth and USB interface, Protection LT, ST, INST, GFx, include N-protection, (internal N-sensor available), incl. trip alarm switch (1xCO), rear connection vertical, with internal voltage tap on lower stab of circuit breaker, with voltage tap module VTM680 and power supply of ETU600, able to communication, integrated metering type PMF-2 Basic Power Monitoring, Voltage, Energy, Power, Power factor, Frequency, Unbalance, Temperature, Manual operating mechanism with mechanical closing, without Spring charging motor, Ready-to-close signal. switch, Auxiliary switches 2NO+2NC, without Closing coil (CC), manual operating mechanism with mechanical closing, without Remote trip alarm reset coil (RR), without 2nd shunt trip, without 1st Shunt trip | 128700 | 1 | Z\ | 1
3WA1112-4FF12-0AA0 |  | Fixed-mounted circuit breaker IEC 60947-2, frame size 1, 4-poles, N-pole left, In=1250A up to 690V AC 50/60Hz, breaking capacity M Icu=85/66kA at 500/690V, Trip unit ETU600 LSIG upgrade ready , colordisplay, bluetooth and USB interface, Protection LT, ST, INST, GFx, include N-protection, (internal N-sensor available), incl. trip alarm switch (1xCO), rear connection horizontal, with internal voltage tap on lower stab of circuit breaker, with voltage tap module VTM680 and power supply of ETU600, able to communication, integrated metering type PMF-2 Basic Power Monitoring, Voltage, Energy, Power, Power factor, Frequency, Unbalance, Temperature, Manual operating mechanism with mechanical closing, without Spring charging motor, Ready-to-close signal. switch, Auxiliary switches 2NO+2NC, without Closing coil (CC), manual operating mechanism with mechanical closing, without Remote trip alarm reset coil (RR), without 2nd shunt trip, without 1st Shunt trip | 125700 | 1 | Z\ | 1
3WA1112-4FF13-0AA0 |  | Fixed-mounted circuit breaker IEC 60947-2, frame size 1, 4-poles, N-pole left, In=1250A up to 690V AC 50/60Hz, breaking capacity M Icu=85/66kA at 500/690V, Trip unit ETU600 LSIG upgrade ready , colordisplay, bluetooth and USB interface, Protection LT, ST, INST, GFx, include N-protection, (internal N-sensor available), incl. trip alarm switch (1xCO), front connection double hole, with internal voltage tap on lower stab of circuit breaker, with voltage tap module VTM680 and power supply of ETU600, able to communication, integrated metering type PMF-2 Basic Power Monitoring, Voltage, Energy, Power, Power factor, Frequency, Unbalance, Temperature, Manual operating mechanism with mechanical closing, without Spring charging motor, Ready-to-close signal. switch, Auxiliary switches 2NO+2NC, without Closing coil (CC), manual operating mechanism with mechanical closing, without Remote trip alarm reset coil (RR), without 2nd shunt trip, without 1st Shunt trip | 133700 | 1 | Z\ | 1
3WA1112-4FF21-0AA0 |  | fixed-mounted circuit breaker, IEC 60947-2, size 1, 4-pole, N pole on right, In=1250 A up to 690 V AC 50/60 Hz, breaking capacity M Icu=85/66 kA at 500/690 V, tripping unit ETU600 LSIG upgradeable, color display, Bluetooth, USB interface, basic protection LT, ST, INST, GFx, including protection of the N conductor (internal neutral point sensor available), trip alarm switch (1 x CO), connection at rear vertical, with internal voltage tap on lower stab of circuit breaker, with voltage tap module VTM680 and power supply of ETU600, able to communication, integrated metering type PMF-2 Basic Power Monitoring, Voltage, Energy, Power, Power factor, Frequency, Unbalance, Temperature, Manual operating mechanism with mechanical closing, without Spring charging motor, Ready-to-close signal. switch, Auxiliary switches 2NO+2NC, without Closing coil (CC), manual operating mechanism with mechanical closing, without Remote trip alarm reset coil (RR), without 2nd shunt trip, without 1st Shunt trip | 128700 | 1 | Z\ | 1
3WA1112-4FF22-0AA0 |  | fixed-mounted circuit breaker, IEC 60947-2, size 1, 4-pole, N pole on right, In=1250 A up to 690 V AC 50/60 Hz, breaking capacity M Icu=85/66 kA at 500/690 V, tripping unit ETU600 LSIG upgradeable, color display, Bluetooth, USB interface, basic protection LT, ST, INST, GFx, including protection of the N conductor (internal neutral point sensor available), trip alarm switch (1 x CO), connection at rear horizontal with internal voltage tap on lower stab of circuit breaker, with voltage tap module VTM680 and power supply of ETU600, able to communication, integrated metering type PMF-2 Basic Power Monitoring, Voltage, Energy, Power, Power factor, Frequency, Unbalance, Temperature, Manual operating mechanism with mechanical closing, without Spring charging motor, Ready-to-close signal. switch, Auxiliary switches 2NO+2NC, without Closing coil (CC), manual operating mechanism with mechanical closing, without Remote trip alarm reset coil (RR), without 2nd shunt trip, without 1st Shunt trip | 125700 | 1 | Z\ | 1
3WA1112-4FF23-0AA0 |  | fixed-mounted circuit breaker, IEC 60947-2, size 1, 4-pole, N pole on right, In=1250 A up to 690 V AC 50/60 Hz, breaking capacity M Icu=85/66 kA at 500/690 V, tripping unit ETU600 LSIG upgradeable, color display, Bluetooth, USB interface, basic protection LT, ST, INST, GFx, including protection of the N conductor (internal neutral point sensor available), trip alarm switch (1 x CO), front connection double hole, with internal voltage tap on lower stab of circuit breaker, with voltage tap module VTM680 and power supply of ETU600, able to communication, integrated metering type PMF-2 Basic Power Monitoring, Voltage, Energy, Power, Power factor, Frequency, Unbalance, Temperature, Manual operating mechanism with mechanical closing, without Spring charging motor, Ready-to-close signal. switch, Auxiliary switches 2NO+2NC, without Closing coil (CC), manual operating mechanism with mechanical closing, without Remote trip alarm reset coil (RR), without 2nd shunt trip, without 1st Shunt trip | 133700 | 1 | Z\ | 1
3WA1112-4FF31-0AA0 |  | Withdrawable circuit breaker with guide frame, IEC 60947-2, frame size 1, 3-poles, In=1250A up to 690V AC 50/60Hz, breaking capacity M Icu=85/66kA at 500/690V, Trip unit ETU600 LSIG upgrade ready , colordisplay, bluetooth and USB interface, Protection LT, ST, INST, GFx, N-protection required an external N-sensor, incl. trip alarm switch (1xCO), rear connection vertical, guide frame with shutter and w/o position signalling switch, with internal voltage tap on lower stab of circuit breaker, with voltage tap module VTM680 and power supply of ETU600, able to communication, integrated metering type PMF-2 Basic Power Monitoring, Voltage, Energy, Power, Power factor, Frequency, Unbalance, Temperature, Manual operating mechanism with mechanical closing, without Spring charging motor, Ready-to-close signal. switch, Auxiliary switches 2NO+2NC, without Closing coil (CC), manual operating mechanism with mechanical closing, without Remote trip alarm reset coil (RR), without 2nd shunt trip, without 1st Shunt trip | 136700 | 1 | Z\ | 1
3WA1112-4FF32-0AA0 |  | Withdrawable circuit breaker with guide frame, IEC 60947-2, frame size 1, 3-poles, In=1250A up to 690V AC 50/60Hz, breaking capacity M Icu=85/66kA at 500/690V, Trip unit ETU600 LSIG upgrade ready , colordisplay, bluetooth and USB interface, Protection LT, ST, INST, GFx, N-protection required an external N-sensor, incl. trip alarm switch (1xCO), rear connection horizontal, guide frame with shutter and w/o position signalling switch, with internal voltage tap on lower stab of circuit breaker, with voltage tap module VTM680 and power supply of ETU600, able to communication, integrated metering type PMF-2 Basic Power Monitoring, Voltage, Energy, Power, Power factor, Frequency, Unbalance, Temperature, Manual operating mechanism with mechanical closing, without Spring charging motor, Ready-to-close signal. switch, Auxiliary switches 2NO+2NC, without Closing coil (CC), manual operating mechanism with mechanical closing, without Remote trip alarm reset coil (RR), without 2nd shunt trip, without 1st Shunt trip | 133700 | 1 | Z\ | 1
3WA1112-4FF33-0AA0 |  | Withdrawable circuit breaker with guide frame, IEC 60947-2, frame size 1, 3-poles, In=1250A up to 690V AC 50/60Hz, breaking capacity M Icu=85/66kA at 500/690V, Trip unit ETU600 LSIG upgrade ready , colordisplay, bluetooth and USB interface, Protection LT, ST, INST, GFx, N-protection required an external N-sensor, incl. trip alarm switch (1xCO), front connection double hole, guide frame with shutter and w/o position signalling switch, with internal voltage tap on lower stab of circuit breaker, with voltage tap module VTM680 and power supply of ETU600, able to communication, integrated metering type PMF-2 Basic Power Monitoring, Voltage, Energy, Power, Power factor, Frequency, Unbalance, Temperature, Manual operating mechanism with mechanical closing, without Spring charging motor, Ready-to-close signal. switch, Auxiliary switches 2NO+2NC, without Closing coil (CC), manual operating mechanism with mechanical closing, without Remote trip alarm reset coil (RR), without 2nd shunt trip, without 1st Shunt trip | 141700 | 1 | Z\ | 1
3WA1112-4FF34-0AA0 |  | Withdrawable circuit breaker with guide frame, IEC 60947-2, frame size 1, 3-poles, In=1250A up to 690V AC 50/60Hz, breaking capacity M Icu=85/66kA at 500/690V, Trip unit ETU600 LSIG upgrade ready , colordisplay, bluetooth and USB interface, Protection LT, ST, INST, GFx, N-protection required an external N-sensor, incl. trip alarm switch (1xCO), rear connection flange, guide frame with shutter and w/o position signalling switch, with internal voltage tap on lower stab of circuit breaker, with voltage tap module VTM680 and power supply of ETU600, able to communication, integrated metering type PMF-2 Basic Power Monitoring, Voltage, Energy, Power, Power factor, Frequency, Unbalance, Temperature, Manual operating mechanism with mechanical closing, without Spring charging motor, Ready-to-close signal. switch, Auxiliary switches 2NO+2NC, without Closing coil (CC), manual operating mechanism with mechanical closing, without Remote trip alarm reset coil (RR), without 2nd shunt trip, without 1st Shunt trip | 133700 | 1 | Z\ | 1
3WA1112-4FF41-0AA0 |  | Withdrawable circuit breaker with guide frame, IEC 60947-2, frame size 1, 4-poles, N-pole left, In=1250A up to 690V AC 50/60Hz, breaking capacity M Icu=85/66kA at 500/690V, Trip unit ETU600 LSIG upgrade ready , colordisplay, bluetooth and USB interface, Protection LT, ST, INST, GFx, include N-protection, (internal N-sensor available), incl. trip alarm switch (1xCO), rear connection vertical, guide frame with shutter and w/o position signalling switch, with internal voltage tap on lower stab of circuit breaker, with voltage tap module VTM680 and power supply of ETU600, able to communication, integrated metering type PMF-2 Basic Power Monitoring, Voltage, Energy, Power, Power factor, Frequency, Unbalance, Temperature, Manual operating mechanism with mechanical closing, without Spring charging motor, Ready-to-close signal. switch, Auxiliary switches 2NO+2NC, without Closing coil (CC), manual operating mechanism with mechanical closing, without Remote trip alarm reset coil (RR), without 2nd shunt trip, without 1st Shunt trip | 170700 | 1 | Z\ | 1
3WA1112-4FF42-0AA0 |  | Withdrawable circuit breaker with guide frame, IEC 60947-2, frame size 1, 4-poles, N-pole left, In=1250A up to 690V AC 50/60Hz, breaking capacity M Icu=85/66kA at 500/690V, Trip unit ETU600 LSIG upgrade ready , colordisplay, bluetooth and USB interface, Protection LT, ST, INST, GFx, include N-protection, (internal N-sensor available), incl. trip alarm switch (1xCO), rear connection horizontal, guide frame with shutter and w/o position signalling switch, with internal voltage tap on lower stab of circuit breaker, with voltage tap module VTM680 and power supply of ETU600, able to communication, integrated metering type PMF-2 Basic Power Monitoring, Voltage, Energy, Power, Power factor, Frequency, Unbalance, Temperature, Manual operating mechanism with mechanical closing, without Spring charging motor, Ready-to-close signal. switch, Auxiliary switches 2NO+2NC, without Closing coil (CC), manual operating mechanism with mechanical closing, without Remote trip alarm reset coil (RR), without 2nd shunt trip, without 1st Shunt trip | 166700 | 1 | Z\ | 1
3WA1112-4FF43-0AA0 |  | Withdrawable circuit breaker with guide frame, IEC 60947-2, frame size 1, 4-poles, N-pole left, In=1250A up to 690V AC 50/60Hz, breaking capacity M Icu=85/66kA at 500/690V, Trip unit ETU600 LSIG upgrade ready , colordisplay, bluetooth and USB interface, Protection LT, ST, INST, GFx, include N-protection, (internal N-sensor available), incl. trip alarm switch (1xCO), front connection double hole, guide frame with shutter and w/o position signalling switch, with internal voltage tap on lower stab of circuit breaker, with voltage tap module VTM680 and power supply of ETU600, able to communication, integrated metering type PMF-2 Basic Power Monitoring, Voltage, Energy, Power, Power factor, Frequency, Unbalance, Temperature, Manual operating mechanism with mechanical closing, without Spring charging motor, Ready-to-close signal. switch, Auxiliary switches 2NO+2NC, without Closing coil (CC), manual operating mechanism with mechanical closing, without Remote trip alarm reset coil (RR), without 2nd shunt trip, without 1st Shunt trip | 178700 | 1 | Z\ | 1
3WA1112-4FF44-0AA0 |  | Withdrawable circuit breaker with guide frame, IEC 60947-2, frame size 1, 4-poles, N-pole left, In=1250A up to 690V AC 50/60Hz, breaking capacity M Icu=85/66kA at 500/690V, Trip unit ETU600 LSIG upgrade ready , colordisplay, bluetooth and USB interface, Protection LT, ST, INST, GFx, include N-protection, (internal N-sensor available), incl. trip alarm switch (1xCO), rear connection flange, guide frame with shutter and w/o position signalling switch, with internal voltage tap on lower stab of circuit breaker, with voltage tap module VTM680 and power supply of ETU600, able to communication, integrated metering type PMF-2 Basic Power Monitoring, Voltage, Energy, Power, Power factor, Frequency, Unbalance, Temperature, Manual operating mechanism with mechanical closing, without Spring charging motor, Ready-to-close signal. switch, Auxiliary switches 2NO+2NC, without Closing coil (CC), manual operating mechanism with mechanical closing, without Remote trip alarm reset coil (RR), without 2nd shunt trip, without 1st Shunt trip | 166700 | 1 | Z\ | 1
3WA1112-4GE01-0AA0 |  | Fixed-mounted circuit breaker IEC 60947-2, frame size 1, 3-poles, In=1250A up to 690V AC 50/60Hz, breaking capacity M Icu=85/66kA at 500/690V, Trip unit ETU600 LSI upgrade ready , colordisplay, bluetooth and USB interface, Protection LT, ST, INST, N-protection required an external N-sensor, incl. trip alarm switch (1xCO), rear connection vertical, with internal voltage tap on lower stab of circuit breaker, with voltage tap module VTM680 and power supply of ETU600, able to communication, integrated metering type PMF-3 Advanced Power Monitor., Voltage, Energy, Power, Power factor, Frequency, Unbalance, Temperature, Power quality, Manual operating mechanism with mechanical closing, without Spring charging motor, Ready-to-close signal. switch, Auxiliary switches 2NO+2NC, without Closing coil (CC), manual operating mechanism with mechanical closing, without Remote trip alarm reset coil (RR), without 2nd shunt trip, without 1st Shunt trip | 99800 | 1 | Z\ | 1
3WA1112-4GE02-0AA0 |  | Fixed-mounted circuit breaker IEC 60947-2, frame size 1, 3-poles, In=1250A up to 690V AC 50/60Hz, breaking capacity M Icu=85/66kA at 500/690V, Trip unit ETU600 LSI upgrade ready , colordisplay, bluetooth and USB interface, Protection LT, ST, INST, N-protection required an external N-sensor, incl. trip alarm switch (1xCO), rear connection horizontal, with internal voltage tap on lower stab of circuit breaker, with voltage tap module VTM680 and power supply of ETU600, able to communication, integrated metering type PMF-3 Advanced Power Monitor., Voltage, Energy, Power, Power factor, Frequency, Unbalance, Temperature, Power quality, Manual operating mechanism with mechanical closing, without Spring charging motor, Ready-to-close signal. switch, Auxiliary switches 2NO+2NC, without Closing coil (CC), manual operating mechanism with mechanical closing, without Remote trip alarm reset coil (RR), without 2nd shunt trip, without 1st Shunt trip | 97800 | 1 | Z\ | 1
3WA1112-4GE03-0AA0 |  | Fixed-mounted circuit breaker IEC 60947-2, frame size 1, 3-poles, In=1250A up to 690V AC 50/60Hz, breaking capacity M Icu=85/66kA at 500/690V, Trip unit ETU600 LSI upgrade ready , colordisplay, bluetooth and USB interface, Protection LT, ST, INST, N-protection required an external N-sensor, incl. trip alarm switch (1xCO), front connection double hole, with internal voltage tap on lower stab of circuit breaker, with voltage tap module VTM680 and power supply of ETU600, able to communication, integrated metering type PMF-3 Advanced Power Monitor., Voltage, Energy, Power, Power factor, Frequency, Unbalance, Temperature, Power quality, Manual operating mechanism with mechanical closing, without Spring charging motor, Ready-to-close signal. switch, Auxiliary switches 2NO+2NC, without Closing coil (CC), manual operating mechanism with mechanical closing, without Remote trip alarm reset coil (RR), without 2nd shunt trip, without 1st Shunt trip | 103800 | 1 | Z\ | 1
3WA1112-4GE11-0AA0 |  | Fixed-mounted circuit breaker IEC 60947-2, frame size 1, 4-poles, N-pole left, In=1250A up to 690V AC 50/60Hz, breaking capacity M Icu=85/66kA at 500/690V, Trip unit ETU600 LSI upgrade ready , colordisplay, bluetooth and USB interface, Protection LT, ST, INST, include N-protection, (internal N-sensor available), incl. trip alarm switch (1xCO), rear connection vertical, with internal voltage tap on lower stab of circuit breaker, with voltage tap module VTM680 and power supply of ETU600, able to communication, integrated metering type PMF-3 Advanced Power Monitor., Voltage, Energy, Power, Power factor, Frequency, Unbalance, Temperature, Power quality, Manual operating mechanism with mechanical closing, without Spring charging motor, Ready-to-close signal. switch, Auxiliary switches 2NO+2NC, without Closing coil (CC), manual operating mechanism with mechanical closing, without Remote trip alarm reset coil (RR), without 2nd shunt trip, without 1st Shunt trip | 124000 | 1 | Z\ | 1
3WA1112-4GE12-0AA0 |  | Fixed-mounted circuit breaker IEC 60947-2, frame size 1, 4-poles, N-pole left, In=1250A up to 690V AC 50/60Hz, breaking capacity M Icu=85/66kA at 500/690V, Trip unit ETU600 LSI upgrade ready , colordisplay, bluetooth and USB interface, Protection LT, ST, INST, include N-protection, (internal N-sensor available), incl. trip alarm switch (1xCO), rear connection horizontal, with internal voltage tap on lower stab of circuit breaker, with voltage tap module VTM680 and power supply of ETU600, able to communication, integrated metering type PMF-3 Advanced Power Monitor., Voltage, Energy, Power, Power factor, Frequency, Unbalance, Temperature, Power quality, Manual operating mechanism with mechanical closing, without Spring charging motor, Ready-to-close signal. switch, Auxiliary switches 2NO+2NC, without Closing coil (CC), manual operating mechanism with mechanical closing, without Remote trip alarm reset coil (RR), without 2nd shunt trip, without 1st Shunt trip | 121400 | 1 | Z\ | 1
3WA1112-4GE13-0AA0 |  | Fixed-mounted circuit breaker IEC 60947-2, frame size 1, 4-poles, N-pole left, In=1250A up to 690V AC 50/60Hz, breaking capacity M Icu=85/66kA at 500/690V, Trip unit ETU600 LSI upgrade ready , colordisplay, bluetooth and USB interface, Protection LT, ST, INST, include N-protection, (internal N-sensor available), incl. trip alarm switch (1xCO), front connection double hole, with internal voltage tap on lower stab of circuit breaker, with voltage tap module VTM680 and power supply of ETU600, able to communication, integrated metering type PMF-3 Advanced Power Monitor., Voltage, Energy, Power, Power factor, Frequency, Unbalance, Temperature, Power quality, Manual operating mechanism with mechanical closing, without Spring charging motor, Ready-to-close signal. switch, Auxiliary switches 2NO+2NC, without Closing coil (CC), manual operating mechanism with mechanical closing, without Remote trip alarm reset coil (RR), without 2nd shunt trip, without 1st Shunt trip | 129100 | 1 | Z\ | 1
3WA1112-4GE21-0AA0 |  | fixed-mounted circuit breaker, IEC 60947-2, size 1, 4-pole, N pole on right, In=1250 A up to 690 V AC 50/60 Hz, breaking capacity M Icu=85/66 kA at 500/690 V, tripping unit ETU600 LSI upgradeable, color display, Bluetooth, USB interface, basic protection LT, ST, INST, including protection of the N conductor (internal neutral point sensor available), trip alarm switch (1 x CO), connection at rear vertical, with internal voltage tap on lower stab of circuit breaker, with voltage tap module VTM680 and power supply of ETU600, able to communication, integrated metering type PMF-3 Advanced Power Monitor., Voltage, Energy, Power, Power factor, Frequency, Unbalance, Temperature, Power quality, Manual operating mechanism with mechanical closing, without Spring charging motor, Ready-to-close signal. switch, Auxiliary switches 2NO+2NC, without Closing coil (CC), manual operating mechanism with mechanical closing, without Remote trip alarm reset coil (RR), without 2nd shunt trip, without 1st Shunt trip | 124000 | 1 | Z\ | 1
3WA1112-4GE22-0AA0 |  | fixed-mounted circuit breaker, IEC 60947-2, size 1, 4-pole, N pole on right, In=1250 A up to 690 V AC 50/60 Hz, breaking capacity M Icu=85/66 kA at 500/690 V, tripping unit ETU600 LSI upgradeable, color display, Bluetooth, USB interface, basic protection LT, ST, INST, including protection of the N conductor (internal neutral point sensor available), trip alarm switch (1 x CO), connection at rear horizontal with internal voltage tap on lower stab of circuit breaker, with voltage tap module VTM680 and power supply of ETU600, able to communication, integrated metering type PMF-3 Advanced Power Monitor., Voltage, Energy, Power, Power factor, Frequency, Unbalance, Temperature, Power quality, Manual operating mechanism with mechanical closing, without Spring charging motor, Ready-to-close signal. switch, Auxiliary switches 2NO+2NC, without Closing coil (CC), manual operating mechanism with mechanical closing, without Remote trip alarm reset coil (RR), without 2nd shunt trip, without 1st Shunt trip | 121400 | 1 | Z\ | 1
3WA1112-4GE23-0AA0 |  | fixed-mounted circuit breaker, IEC 60947-2, size 1, 4-pole, N pole on right, In=1250 A up to 690 V AC 50/60 Hz, breaking capacity M Icu=85/66 kA at 500/690 V, tripping unit ETU600 LSI upgradeable, color display, Bluetooth, USB interface, basic protection LT, ST, INST, including protection of the N conductor (internal neutral point sensor available), trip alarm switch (1 x CO), front connection double hole, with internal voltage tap on lower stab of circuit breaker, with voltage tap module VTM680 and power supply of ETU600, able to communication, integrated metering type PMF-3 Advanced Power Monitor., Voltage, Energy, Power, Power factor, Frequency, Unbalance, Temperature, Power quality, Manual operating mechanism with mechanical closing, without Spring charging motor, Ready-to-close signal. switch, Auxiliary switches 2NO+2NC, without Closing coil (CC), manual operating mechanism with mechanical closing, without Remote trip alarm reset coil (RR), without 2nd shunt trip, without 1st Shunt trip | 129100 | 1 | Z\ | 1
3WA1112-4GE31-0AA0 |  | Withdrawable circuit breaker with guide frame, IEC 60947-2, frame size 1, 3-poles, In=1250A up to 690V AC 50/60Hz, breaking capacity M Icu=85/66kA at 500/690V, Trip unit ETU600 LSI upgrade ready , colordisplay, bluetooth and USB interface, Protection LT, ST, INST, N-protection required an external N-sensor, incl. trip alarm switch (1xCO), rear connection vertical, guide frame with shutter and w/o position signalling switch, with internal voltage tap on lower stab of circuit breaker, with voltage tap module VTM680 and power supply of ETU600, able to communication, integrated metering type PMF-3 Advanced Power Monitor., Voltage, Energy, Power, Power factor, Frequency, Unbalance, Temperature, Power quality, Manual operating mechanism with mechanical closing, without Spring charging motor, Ready-to-close signal. switch, Auxiliary switches 2NO+2NC, without Closing coil (CC), manual operating mechanism with mechanical closing, without Remote trip alarm reset coil (RR), without 2nd shunt trip, without 1st Shunt trip | 132100 | 1 | Z\ | 1
3WA1112-4GE32-0AA0 |  | Withdrawable circuit breaker with guide frame, IEC 60947-2, frame size 1, 3-poles, In=1250A up to 690V AC 50/60Hz, breaking capacity M Icu=85/66kA at 500/690V, Trip unit ETU600 LSI upgrade ready , colordisplay, bluetooth and USB interface, Protection LT, ST, INST, N-protection required an external N-sensor, incl. trip alarm switch (1xCO), rear connection horizontal, guide frame with shutter and w/o position signalling switch, with internal voltage tap on lower stab of circuit breaker, with voltage tap module VTM680 and power supply of ETU600, able to communication, integrated metering type PMF-3 Advanced Power Monitor., Voltage, Energy, Power, Power factor, Frequency, Unbalance, Temperature, Power quality, Manual operating mechanism with mechanical closing, without Spring charging motor, Ready-to-close signal. switch, Auxiliary switches 2NO+2NC, without Closing coil (CC), manual operating mechanism with mechanical closing, without Remote trip alarm reset coil (RR), without 2nd shunt trip, without 1st Shunt trip | 129100 | 1 | Z\ | 1
3WA1112-4GE33-0AA0 |  | Withdrawable circuit breaker with guide frame, IEC 60947-2, frame size 1, 3-poles, In=1250A up to 690V AC 50/60Hz, breaking capacity M Icu=85/66kA at 500/690V, Trip unit ETU600 LSI upgrade ready , colordisplay, bluetooth and USB interface, Protection LT, ST, INST, N-protection required an external N-sensor, incl. trip alarm switch (1xCO), front connection double hole, guide frame with shutter and w/o position signalling switch, with internal voltage tap on lower stab of circuit breaker, with voltage tap module VTM680 and power supply of ETU600, able to communication, integrated metering type PMF-3 Advanced Power Monitor., Voltage, Energy, Power, Power factor, Frequency, Unbalance, Temperature, Power quality, Manual operating mechanism with mechanical closing, without Spring charging motor, Ready-to-close signal. switch, Auxiliary switches 2NO+2NC, without Closing coil (CC), manual operating mechanism with mechanical closing, without Remote trip alarm reset coil (RR), without 2nd shunt trip, without 1st Shunt trip | 138100 | 1 | Z\ | 1
3WA1112-4GE34-0AA0 |  | Withdrawable circuit breaker with guide frame, IEC 60947-2, frame size 1, 3-poles, In=1250A up to 690V AC 50/60Hz, breaking capacity M Icu=85/66kA at 500/690V, Trip unit ETU600 LSI upgrade ready , colordisplay, bluetooth and USB interface, Protection LT, ST, INST, N-protection required an external N-sensor, incl. trip alarm switch (1xCO), rear connection flange, guide frame with shutter and w/o position signalling switch, with internal voltage tap on lower stab of circuit breaker, with voltage tap module VTM680 and power supply of ETU600, able to communication, integrated metering type PMF-3 Advanced Power Monitor., Voltage, Energy, Power, Power factor, Frequency, Unbalance, Temperature, Power quality, Manual operating mechanism with mechanical closing, without Spring charging motor, Ready-to-close signal. switch, Auxiliary switches 2NO+2NC, without Closing coil (CC), manual operating mechanism with mechanical closing, without Remote trip alarm reset coil (RR), without 2nd shunt trip, without 1st Shunt trip | 129100 | 1 | Z\ | 1
3WA1112-4GE41-0AA0 |  | Withdrawable circuit breaker with guide frame, IEC 60947-2, frame size 1, 4-poles, N-pole left, In=1250A up to 690V AC 50/60Hz, breaking capacity M Icu=85/66kA at 500/690V, Trip unit ETU600 LSI upgrade ready , colordisplay, bluetooth and USB interface, Protection LT, ST, INST, include N-protection, (internal N-sensor available), incl. trip alarm switch (1xCO), rear connection vertical, guide frame with shutter and w/o position signalling switch, with internal voltage tap on lower stab of circuit breaker, with voltage tap module VTM680 and power supply of ETU600, able to communication, integrated metering type PMF-3 Advanced Power Monitor., Voltage, Energy, Power, Power factor, Frequency, Unbalance, Temperature, Power quality, Manual operating mechanism with mechanical closing, without Spring charging motor, Ready-to-close signal. switch, Auxiliary switches 2NO+2NC, without Closing coil (CC), manual operating mechanism with mechanical closing, without Remote trip alarm reset coil (RR), without 2nd shunt trip, without 1st Shunt trip | 167100 | 1 | Z\ | 1
3WA1112-4GE42-0AA0 |  | Withdrawable circuit breaker with guide frame, IEC 60947-2, frame size 1, 4-poles, N-pole left, In=1250A up to 690V AC 50/60Hz, breaking capacity M Icu=85/66kA at 500/690V, Trip unit ETU600 LSI upgrade ready , colordisplay, bluetooth and USB interface, Protection LT, ST, INST, include N-protection, (internal N-sensor available), incl. trip alarm switch (1xCO), rear connection horizontal, guide frame with shutter and w/o position signalling switch, with internal voltage tap on lower stab of circuit breaker, with voltage tap module VTM680 and power supply of ETU600, able to communication, integrated metering type PMF-3 Advanced Power Monitor., Voltage, Energy, Power, Power factor, Frequency, Unbalance, Temperature, Power quality, Manual operating mechanism with mechanical closing, without Spring charging motor, Ready-to-close signal. switch, Auxiliary switches 2NO+2NC, without Closing coil (CC), manual operating mechanism with mechanical closing, without Remote trip alarm reset coil (RR), without 2nd shunt trip, without 1st Shunt trip | 163100 | 1 | Z\ | 1
3WA1112-4GE43-0AA0 |  | Withdrawable circuit breaker with guide frame, IEC 60947-2, frame size 1, 4-poles, N-pole left, In=1250A up to 690V AC 50/60Hz, breaking capacity M Icu=85/66kA at 500/690V, Trip unit ETU600 LSI upgrade ready , colordisplay, bluetooth and USB interface, Protection LT, ST, INST, include N-protection, (internal N-sensor available), incl. trip alarm switch (1xCO), front connection double hole, guide frame with shutter and w/o position signalling switch, with internal voltage tap on lower stab of circuit breaker, with voltage tap module VTM680 and power supply of ETU600, able to communication, integrated metering type PMF-3 Advanced Power Monitor., Voltage, Energy, Power, Power factor, Frequency, Unbalance, Temperature, Power quality, Manual operating mechanism with mechanical closing, without Spring charging motor, Ready-to-close signal. switch, Auxiliary switches 2NO+2NC, without Closing coil (CC), manual operating mechanism with mechanical closing, without Remote trip alarm reset coil (RR), without 2nd shunt trip, without 1st Shunt trip | 174100 | 1 | Z\ | 1
3WA1112-4GE44-0AA0 |  | Withdrawable circuit breaker with guide frame, IEC 60947-2, frame size 1, 4-poles, N-pole left, In=1250A up to 690V AC 50/60Hz, breaking capacity M Icu=85/66kA at 500/690V, Trip unit ETU600 LSI upgrade ready , colordisplay, bluetooth and USB interface, Protection LT, ST, INST, include N-protection, (internal N-sensor available), incl. trip alarm switch (1xCO), rear connection flange, guide frame with shutter and w/o position signalling switch, with internal voltage tap on lower stab of circuit breaker, with voltage tap module VTM680 and power supply of ETU600, able to communication, integrated metering type PMF-3 Advanced Power Monitor., Voltage, Energy, Power, Power factor, Frequency, Unbalance, Temperature, Power quality, Manual operating mechanism with mechanical closing, without Spring charging motor, Ready-to-close signal. switch, Auxiliary switches 2NO+2NC, without Closing coil (CC), manual operating mechanism with mechanical closing, without Remote trip alarm reset coil (RR), without 2nd shunt trip, without 1st Shunt trip | 163100 | 1 | Z\ | 1
3WA1112-4GE64-5BL1-Z | D80F19F40S08 | Withdrawable circuit breaker with guide frame, IEC 60947-2, frame size 1, 3-poles, In=1250A up to 690V AC 50/60Hz, breaking capacity M Icu=85/66kA at 500/690V, Trip unit ETU600 LSI upgrade ready , colordisplay, bluetooth and USB interface, Protection LT, ST, INST, N-protection required an external N-sensor, incl. trip alarm switch (1xCO), rear connection flange, guide frame with shutter and position signall. switch (3xW), with internal voltage tap on lower stab of circuit breaker, with voltage tap module VTM680 and power supply of ETU600, able to communication, integrated metering type PMF-3 Advanced Power Monitor., Voltage, Energy, Power, Power factor, Frequency, Unbalance, Temperature, Power quality, with manual and motorized operating mechanism (M) 24-30 V DC, Storage status and ready-to- close signaling switches, Auxiliary switches 4NO+4NC, Closing coil (CC) 100% OP 24-30 V DC, applicable for continuous duty, without Remote trip alarm reset coil (RR), Undervoltage release (UVR) instantaneous (0,08 s) and short-delay (0,2 s), 24 V DC, Shunt trip (ST) 100% OP 24-30 V DC, suitable for continuous duty, Option D80 = Circuit breaker without Bluetooth functionality Option F19 = COM190 COM module PROFINET IO Modbus TCP 2 switched Ethernet ports circuit breaker internal Option F40 = Sealing cover for ETU Option S08 = Locking provision against unauthorized closing Secured Open; for with Ronis lock | 182778 | 1 | Z\ | 1
3WA1112-4GF01-0AA0 |  | Fixed-mounted circuit breaker IEC 60947-2, frame size 1, 3-poles, In=1250A up to 690V AC 50/60Hz, breaking capacity M Icu=85/66kA at 500/690V, Trip unit ETU600 LSIG upgrade ready , colordisplay, bluetooth and USB interface, Protection LT, ST, INST, GFx, N-protection required an external N-sensor, incl. trip alarm switch (1xCO), rear connection vertical, with internal voltage tap on lower stab of circuit breaker, with voltage tap module VTM680 and power supply of ETU600, able to communication, integrated metering type PMF-3 Advanced Power Monitor., Voltage, Energy, Power, Power factor, Frequency, Unbalance, Temperature, Power quality, Manual operating mechanism with mechanical closing, without Spring charging motor, Ready-to-close signal. switch, Auxiliary switches 2NO+2NC, without Closing coil (CC), manual operating mechanism with mechanical closing, without Remote trip alarm reset coil (RR), without 2nd shunt trip, without 1st Shunt trip | 110400 | 1 | Z\ | 1
3WA1112-4GF02-0AA0 |  | Fixed-mounted circuit breaker IEC 60947-2, frame size 1, 3-poles, In=1250A up to 690V AC 50/60Hz, breaking capacity M Icu=85/66kA at 500/690V, Trip unit ETU600 LSIG upgrade ready , colordisplay, bluetooth and USB interface, Protection LT, ST, INST, GFx, N-protection required an external N-sensor, incl. trip alarm switch (1xCO), rear connection horizontal, with internal voltage tap on lower stab of circuit breaker, with voltage tap module VTM680 and power supply of ETU600, able to communication, integrated metering type PMF-3 Advanced Power Monitor., Voltage, Energy, Power, Power factor, Frequency, Unbalance, Temperature, Power quality, Manual operating mechanism with mechanical closing, without Spring charging motor, Ready-to-close signal. switch, Auxiliary switches 2NO+2NC, without Closing coil (CC), manual operating mechanism with mechanical closing, without Remote trip alarm reset coil (RR), without 2nd shunt trip, without 1st Shunt trip | 108400 | 1 | Z\ | 1
3WA1112-4GF03-0AA0 |  | Fixed-mounted circuit breaker IEC 60947-2, frame size 1, 3-poles, In=1250A up to 690V AC 50/60Hz, breaking capacity M Icu=85/66kA at 500/690V, Trip unit ETU600 LSIG upgrade ready , colordisplay, bluetooth and USB interface, Protection LT, ST, INST, GFx, N-protection required an external N-sensor, incl. trip alarm switch (1xCO), front connection double hole, with internal voltage tap on lower stab of circuit breaker, with voltage tap module VTM680 and power supply of ETU600, able to communication, integrated metering type PMF-3 Advanced Power Monitor., Voltage, Energy, Power, Power factor, Frequency, Unbalance, Temperature, Power quality, Manual operating mechanism with mechanical closing, without Spring charging motor, Ready-to-close signal. switch, Auxiliary switches 2NO+2NC, without Closing coil (CC), manual operating mechanism with mechanical closing, without Remote trip alarm reset coil (RR), without 2nd shunt trip, without 1st Shunt trip | 114400 | 1 | Z\ | 1
3WA1112-4GF11-0AA0 |  | Fixed-mounted circuit breaker IEC 60947-2, frame size 1, 4-poles, N-pole left, In=1250A up to 690V AC 50/60Hz, breaking capacity M Icu=85/66kA at 500/690V, Trip unit ETU600 LSIG upgrade ready , colordisplay, bluetooth and USB interface, Protection LT, ST, INST, GFx, include N-protection, (internal N-sensor available), incl. trip alarm switch (1xCO), rear connection vertical, with internal voltage tap on lower stab of circuit breaker, with voltage tap module VTM680 and power supply of ETU600, able to communication, integrated metering type PMF-3 Advanced Power Monitor., Voltage, Energy, Power, Power factor, Frequency, Unbalance, Temperature, Power quality, Manual operating mechanism with mechanical closing, without Spring charging motor, Ready-to-close signal. switch, Auxiliary switches 2NO+2NC, without Closing coil (CC), manual operating mechanism with mechanical closing, without Remote trip alarm reset coil (RR), without 2nd shunt trip, without 1st Shunt trip | 135100 | 1 | Z\ | 1
3WA1112-4GF12-0AA0 |  | Fixed-mounted circuit breaker IEC 60947-2, frame size 1, 4-poles, N-pole left, In=1250A up to 690V AC 50/60Hz, breaking capacity M Icu=85/66kA at 500/690V, Trip unit ETU600 LSIG upgrade ready , colordisplay, bluetooth and USB interface, Protection LT, ST, INST, GFx, include N-protection, (internal N-sensor available), incl. trip alarm switch (1xCO), rear connection horizontal, with internal voltage tap on lower stab of circuit breaker, with voltage tap module VTM680 and power supply of ETU600, able to communication, integrated metering type PMF-3 Advanced Power Monitor., Voltage, Energy, Power, Power factor, Frequency, Unbalance, Temperature, Power quality, Manual operating mechanism with mechanical closing, without Spring charging motor, Ready-to-close signal. switch, Auxiliary switches 2NO+2NC, without Closing coil (CC), manual operating mechanism with mechanical closing, without Remote trip alarm reset coil (RR), without 2nd shunt trip, without 1st Shunt trip | 132100 | 1 | Z\ | 1
3WA1112-4GF13-0AA0 |  | Fixed-mounted circuit breaker IEC 60947-2, frame size 1, 4-poles, N-pole left, In=1250A up to 690V AC 50/60Hz, breaking capacity M Icu=85/66kA at 500/690V, Trip unit ETU600 LSIG upgrade ready , colordisplay, bluetooth and USB interface, Protection LT, ST, INST, GFx, include N-protection, (internal N-sensor available), incl. trip alarm switch (1xCO), front connection double hole, with internal voltage tap on lower stab of circuit breaker, with voltage tap module VTM680 and power supply of ETU600, able to communication, integrated metering type PMF-3 Advanced Power Monitor., Voltage, Energy, Power, Power factor, Frequency, Unbalance, Temperature, Power quality, Manual operating mechanism with mechanical closing, without Spring charging motor, Ready-to-close signal. switch, Auxiliary switches 2NO+2NC, without Closing coil (CC), manual operating mechanism with mechanical closing, without Remote trip alarm reset coil (RR), without 2nd shunt trip, without 1st Shunt trip | 140100 | 1 | Z\ | 1
3WA1112-4GF21-0AA0 |  | fixed-mounted circuit breaker, IEC 60947-2, size 1, 4-pole, N pole on right, In=1250 A up to 690 V AC 50/60 Hz, breaking capacity M Icu=85/66 kA at 500/690 V, tripping unit ETU600 LSIG upgradeable, color display, Bluetooth, USB interface, basic protection LT, ST, INST, GFx, including protection of the N conductor (internal neutral point sensor available), trip alarm switch (1 x CO), connection at rear vertical, with internal voltage tap on lower stab of circuit breaker, with voltage tap module VTM680 and power supply of ETU600, able to communication, integrated metering type PMF-3 Advanced Power Monitor., Voltage, Energy, Power, Power factor, Frequency, Unbalance, Temperature, Power quality, Manual operating mechanism with mechanical closing, without Spring charging motor, Ready-to-close signal. switch, Auxiliary switches 2NO+2NC, without Closing coil (CC), manual operating mechanism with mechanical closing, without Remote trip alarm reset coil (RR), without 2nd shunt trip, without 1st Shunt trip | 135100 | 1 | Z\ | 1
3WA1112-4GF22-0AA0 |  | fixed-mounted circuit breaker, IEC 60947-2, size 1, 4-pole, N pole on right, In=1250 A up to 690 V AC 50/60 Hz, breaking capacity M Icu=85/66 kA at 500/690 V, tripping unit ETU600 LSIG upgradeable, color display, Bluetooth, USB interface, basic protection LT, ST, INST, GFx, including protection of the N conductor (internal neutral point sensor available), trip alarm switch (1 x CO), connection at rear horizontal with internal voltage tap on lower stab of circuit breaker, with voltage tap module VTM680 and power supply of ETU600, able to communication, integrated metering type PMF-3 Advanced Power Monitor., Voltage, Energy, Power, Power factor, Frequency, Unbalance, Temperature, Power quality, Manual operating mechanism with mechanical closing, without Spring charging motor, Ready-to-close signal. switch, Auxiliary switches 2NO+2NC, without Closing coil (CC), manual operating mechanism with mechanical closing, without Remote trip alarm reset coil (RR), without 2nd shunt trip, without 1st Shunt trip | 132100 | 1 | Z\ | 1
3WA1112-4GF23-0AA0 |  | fixed-mounted circuit breaker, IEC 60947-2, size 1, 4-pole, N pole on right, In=1250 A up to 690 V AC 50/60 Hz, breaking capacity M Icu=85/66 kA at 500/690 V, tripping unit ETU600 LSIG upgradeable, color display, Bluetooth, USB interface, basic protection LT, ST, INST, GFx, including protection of the N conductor (internal neutral point sensor available), trip alarm switch (1 x CO), front connection double hole, with internal voltage tap on lower stab of circuit breaker, with voltage tap module VTM680 and power supply of ETU600, able to communication, integrated metering type PMF-3 Advanced Power Monitor., Voltage, Energy, Power, Power factor, Frequency, Unbalance, Temperature, Power quality, Manual operating mechanism with mechanical closing, without Spring charging motor, Ready-to-close signal. switch, Auxiliary switches 2NO+2NC, without Closing coil (CC), manual operating mechanism with mechanical closing, without Remote trip alarm reset coil (RR), without 2nd shunt trip, without 1st Shunt trip | 140100 | 1 | Z\ | 1
3WA1112-4GF31-0AA0 |  | Withdrawable circuit breaker with guide frame, IEC 60947-2, frame size 1, 3-poles, In=1250A up to 690V AC 50/60Hz, breaking capacity M Icu=85/66kA at 500/690V, Trip unit ETU600 LSIG upgrade ready , colordisplay, bluetooth and USB interface, Protection LT, ST, INST, GFx, N-protection required an external N-sensor, incl. trip alarm switch (1xCO), rear connection vertical, guide frame with shutter and w/o position signalling switch, with internal voltage tap on lower stab of circuit breaker, with voltage tap module VTM680 and power supply of ETU600, able to communication, integrated metering type PMF-3 Advanced Power Monitor., Voltage, Energy, Power, Power factor, Frequency, Unbalance, Temperature, Power quality, Manual operating mechanism with mechanical closing, without Spring charging motor, Ready-to-close signal. switch, Auxiliary switches 2NO+2NC, without Closing coil (CC), manual operating mechanism with mechanical closing, without Remote trip alarm reset coil (RR), without 2nd shunt trip, without 1st Shunt trip | 143100 | 1 | Z\ | 1
3WA1112-4GF32-0AA0 |  | Withdrawable circuit breaker with guide frame, IEC 60947-2, frame size 1, 3-poles, In=1250A up to 690V AC 50/60Hz, breaking capacity M Icu=85/66kA at 500/690V, Trip unit ETU600 LSIG upgrade ready , colordisplay, bluetooth and USB interface, Protection LT, ST, INST, GFx, N-protection required an external N-sensor, incl. trip alarm switch (1xCO), rear connection horizontal, guide frame with shutter and w/o position signalling switch, with internal voltage tap on lower stab of circuit breaker, with voltage tap module VTM680 and power supply of ETU600, able to communication, integrated metering type PMF-3 Advanced Power Monitor., Voltage, Energy, Power, Power factor, Frequency, Unbalance, Temperature, Power quality, Manual operating mechanism with mechanical closing, without Spring charging motor, Ready-to-close signal. switch, Auxiliary switches 2NO+2NC, without Closing coil (CC), manual operating mechanism with mechanical closing, without Remote trip alarm reset coil (RR), without 2nd shunt trip, without 1st Shunt trip | 140100 | 1 | Z\ | 1
3WA1112-4GF33-0AA0 |  | Withdrawable circuit breaker with guide frame, IEC 60947-2, frame size 1, 3-poles, In=1250A up to 690V AC 50/60Hz, breaking capacity M Icu=85/66kA at 500/690V, Trip unit ETU600 LSIG upgrade ready , colordisplay, bluetooth and USB interface, Protection LT, ST, INST, GFx, N-protection required an external N-sensor, incl. trip alarm switch (1xCO), front connection double hole, guide frame with shutter and w/o position signalling switch, with internal voltage tap on lower stab of circuit breaker, with voltage tap module VTM680 and power supply of ETU600, able to communication, integrated metering type PMF-3 Advanced Power Monitor., Voltage, Energy, Power, Power factor, Frequency, Unbalance, Temperature, Power quality, Manual operating mechanism with mechanical closing, without Spring charging motor, Ready-to-close signal. switch, Auxiliary switches 2NO+2NC, without Closing coil (CC), manual operating mechanism with mechanical closing, without Remote trip alarm reset coil (RR), without 2nd shunt trip, without 1st Shunt trip | 148100 | 1 | Z\ | 1
3WA1112-4GF34-0AA0 |  | Withdrawable circuit breaker with guide frame, IEC 60947-2, frame size 1, 3-poles, In=1250A up to 690V AC 50/60Hz, breaking capacity M Icu=85/66kA at 500/690V, Trip unit ETU600 LSIG upgrade ready , colordisplay, bluetooth and USB interface, Protection LT, ST, INST, GFx, N-protection required an external N-sensor, incl. trip alarm switch (1xCO), rear connection flange, guide frame with shutter and w/o position signalling switch, with internal voltage tap on lower stab of circuit breaker, with voltage tap module VTM680 and power supply of ETU600, able to communication, integrated metering type PMF-3 Advanced Power Monitor., Voltage, Energy, Power, Power factor, Frequency, Unbalance, Temperature, Power quality, Manual operating mechanism with mechanical closing, without Spring charging motor, Ready-to-close signal. switch, Auxiliary switches 2NO+2NC, without Closing coil (CC), manual operating mechanism with mechanical closing, without Remote trip alarm reset coil (RR), without 2nd shunt trip, without 1st Shunt trip | 140100 | 1 | Z\ | 1
3WA1112-4GF41-0AA0 |  | Withdrawable circuit breaker with guide frame, IEC 60947-2, frame size 1, 4-poles, N-pole left, In=1250A up to 690V AC 50/60Hz, breaking capacity M Icu=85/66kA at 500/690V, Trip unit ETU600 LSIG upgrade ready , colordisplay, bluetooth and USB interface, Protection LT, ST, INST, GFx, include N-protection, (internal N-sensor available), incl. trip alarm switch (1xCO), rear connection vertical, guide frame with shutter and w/o position signalling switch, with internal voltage tap on lower stab of circuit breaker, with voltage tap module VTM680 and power supply of ETU600, able to communication, integrated metering type PMF-3 Advanced Power Monitor., Voltage, Energy, Power, Power factor, Frequency, Unbalance, Temperature, Power quality, Manual operating mechanism with mechanical closing, without Spring charging motor, Ready-to-close signal. switch, Auxiliary switches 2NO+2NC, without Closing coil (CC), manual operating mechanism with mechanical closing, without Remote trip alarm reset coil (RR), without 2nd shunt trip, without 1st Shunt trip | 177100 | 1 | Z\ | 1
3WA1112-4GF42-0AA0 |  | Withdrawable circuit breaker with guide frame, IEC 60947-2, frame size 1, 4-poles, N-pole left, In=1250A up to 690V AC 50/60Hz, breaking capacity M Icu=85/66kA at 500/690V, Trip unit ETU600 LSIG upgrade ready , colordisplay, bluetooth and USB interface, Protection LT, ST, INST, GFx, include N-protection, (internal N-sensor available), incl. trip alarm switch (1xCO), rear connection horizontal, guide frame with shutter and w/o position signalling switch, with internal voltage tap on lower stab of circuit breaker, with voltage tap module VTM680 and power supply of ETU600, able to communication, integrated metering type PMF-3 Advanced Power Monitor., Voltage, Energy, Power, Power factor, Frequency, Unbalance, Temperature, Power quality, Manual operating mechanism with mechanical closing, without Spring charging motor, Ready-to-close signal. switch, Auxiliary switches 2NO+2NC, without Closing coil (CC), manual operating mechanism with mechanical closing, without Remote trip alarm reset coil (RR), without 2nd shunt trip, without 1st Shunt trip | 173100 | 1 | Z\ | 1
3WA1112-4GF43-0AA0 |  | Withdrawable circuit breaker with guide frame, IEC 60947-2, frame size 1, 4-poles, N-pole left, In=1250A up to 690V AC 50/60Hz, breaking capacity M Icu=85/66kA at 500/690V, Trip unit ETU600 LSIG upgrade ready , colordisplay, bluetooth and USB interface, Protection LT, ST, INST, GFx, include N-protection, (internal N-sensor available), incl. trip alarm switch (1xCO), front connection double hole, guide frame with shutter and w/o position signalling switch, with internal voltage tap on lower stab of circuit breaker, with voltage tap module VTM680 and power supply of ETU600, able to communication, integrated metering type PMF-3 Advanced Power Monitor., Voltage, Energy, Power, Power factor, Frequency, Unbalance, Temperature, Power quality, Manual operating mechanism with mechanical closing, without Spring charging motor, Ready-to-close signal. switch, Auxiliary switches 2NO+2NC, without Closing coil (CC), manual operating mechanism with mechanical closing, without Remote trip alarm reset coil (RR), without 2nd shunt trip, without 1st Shunt trip | 185100 | 1 | Z\ | 1
3WA1112-4GF44-0AA0 |  | Withdrawable circuit breaker with guide frame, IEC 60947-2, frame size 1, 4-poles, N-pole left, In=1250A up to 690V AC 50/60Hz, breaking capacity M Icu=85/66kA at 500/690V, Trip unit ETU600 LSIG upgrade ready , colordisplay, bluetooth and USB interface, Protection LT, ST, INST, GFx, include N-protection, (internal N-sensor available), incl. trip alarm switch (1xCO), rear connection flange, guide frame with shutter and w/o position signalling switch, with internal voltage tap on lower stab of circuit breaker, with voltage tap module VTM680 and power supply of ETU600, able to communication, integrated metering type PMF-3 Advanced Power Monitor., Voltage, Energy, Power, Power factor, Frequency, Unbalance, Temperature, Power quality, Manual operating mechanism with mechanical closing, without Spring charging motor, Ready-to-close signal. switch, Auxiliary switches 2NO+2NC, without Closing coil (CC), manual operating mechanism with mechanical closing, without Remote trip alarm reset coil (RR), without 2nd shunt trip, without 1st Shunt trip | 173100 | 1 | Z\ | 1
3WA1112-4LE01-0AA0 |  | Fixed-mounted circuit breaker IEC 60947-2, frame size 1, 3-poles, In=1250A up to 690V AC 50/60Hz, breaking capacity M Icu=85/66kA at 500/690V, Trip unit ETU600 LSI upgrade ready , colordisplay, bluetooth and USB interface, Protection LT, ST, INST, N-protection required an external N-sensor, incl. trip alarm switch (1xCO), rear connection vertical, with internal voltage tap on upper stab of circuit breaker, with voltage tap module VTM680 and power supply of ETU600, able to communication, integrated metering type PMF-1 Energy Efficiency, Voltage, Active energy Ea Manual operating mechanism with mechanical closing, without Spring charging motor, Ready-to-close signal. switch, Auxiliary switches 2NO+2NC, without Closing coil (CC), manual operating mechanism with mechanical closing, without Remote trip alarm reset coil (RR), without 2nd shunt trip, without 1st Shunt trip | 84570 | 1 | Z\ | 1
3WA1112-4LE02-0AA0 |  | Fixed-mounted circuit breaker IEC 60947-2, frame size 1, 3-poles, In=1250A up to 690V AC 50/60Hz, breaking capacity M Icu=85/66kA at 500/690V, Trip unit ETU600 LSI upgrade ready , colordisplay, bluetooth and USB interface, Protection LT, ST, INST, N-protection required an external N-sensor, incl. trip alarm switch (1xCO), rear connection horizontal, with internal voltage tap on upper stab of circuit breaker, with voltage tap module VTM680 and power supply of ETU600, able to communication, integrated metering type PMF-1 Energy Efficiency, Voltage, Active energy Ea Manual operating mechanism with mechanical closing, without Spring charging motor, Ready-to-close signal. switch, Auxiliary switches 2NO+2NC, without Closing coil (CC), manual operating mechanism with mechanical closing, without Remote trip alarm reset coil (RR), without 2nd shunt trip, without 1st Shunt trip | 82570 | 1 | Z\ | 1
3WA1112-4LE03-0AA0 |  | Fixed-mounted circuit breaker IEC 60947-2, frame size 1, 3-poles, In=1250A up to 690V AC 50/60Hz, breaking capacity M Icu=85/66kA at 500/690V, Trip unit ETU600 LSI upgrade ready , colordisplay, bluetooth and USB interface, Protection LT, ST, INST, N-protection required an external N-sensor, incl. trip alarm switch (1xCO), front connection double hole, with internal voltage tap on upper stab of circuit breaker, with voltage tap module VTM680 and power supply of ETU600, able to communication, integrated metering type PMF-1 Energy Efficiency, Voltage, Active energy Ea Manual operating mechanism with mechanical closing, without Spring charging motor, Ready-to-close signal. switch, Auxiliary switches 2NO+2NC, without Closing coil (CC), manual operating mechanism with mechanical closing, without Remote trip alarm reset coil (RR), without 2nd shunt trip, without 1st Shunt trip | 88570 | 1 | Z\ | 1
3WA1112-4LE11-0AA0 |  | Fixed-mounted circuit breaker IEC 60947-2, frame size 1, 4-poles, N-pole left, In=1250A up to 690V AC 50/60Hz, breaking capacity M Icu=85/66kA at 500/690V, Trip unit ETU600 LSI upgrade ready , colordisplay, bluetooth and USB interface, Protection LT, ST, INST, include N-protection, (internal N-sensor available), incl. trip alarm switch (1xCO), rear connection vertical, with internal voltage tap on upper stab of circuit breaker, with voltage tap module VTM680 and power supply of ETU600, able to communication, integrated metering type PMF-1 Energy Efficiency, Voltage, Active energy Ea Manual operating mechanism with mechanical closing, without Spring charging motor, Ready-to-close signal. switch, Auxiliary switches 2NO+2NC, without Closing coil (CC), manual operating mechanism with mechanical closing, without Remote trip alarm reset coil (RR), without 2nd shunt trip, without 1st Shunt trip | 108770 | 1 | Z\ | 1
3WA1112-4LE12-0AA0 |  | Fixed-mounted circuit breaker IEC 60947-2, frame size 1, 4-poles, N-pole left, In=1250A up to 690V AC 50/60Hz, breaking capacity M Icu=85/66kA at 500/690V, Trip unit ETU600 LSI upgrade ready , colordisplay, bluetooth and USB interface, Protection LT, ST, INST, include N-protection, (internal N-sensor available), incl. trip alarm switch (1xCO), rear connection horizontal, with internal voltage tap on upper stab of circuit breaker, with voltage tap module VTM680 and power supply of ETU600, able to communication, integrated metering type PMF-1 Energy Efficiency, Voltage, Active energy Ea Manual operating mechanism with mechanical closing, without Spring charging motor, Ready-to-close signal. switch, Auxiliary switches 2NO+2NC, without Closing coil (CC), manual operating mechanism with mechanical closing, without Remote trip alarm reset coil (RR), without 2nd shunt trip, without 1st Shunt trip | 106170 | 1 | Z\ | 1
3WA1112-4LE13-0AA0 |  | Fixed-mounted circuit breaker IEC 60947-2, frame size 1, 4-poles, N-pole left, In=1250A up to 690V AC 50/60Hz, breaking capacity M Icu=85/66kA at 500/690V, Trip unit ETU600 LSI upgrade ready , colordisplay, bluetooth and USB interface, Protection LT, ST, INST, include N-protection, (internal N-sensor available), incl. trip alarm switch (1xCO), front connection double hole, with internal voltage tap on upper stab of circuit breaker, with voltage tap module VTM680 and power supply of ETU600, able to communication, integrated metering type PMF-1 Energy Efficiency, Voltage, Active energy Ea Manual operating mechanism with mechanical closing, without Spring charging motor, Ready-to-close signal. switch, Auxiliary switches 2NO+2NC, without Closing coil (CC), manual operating mechanism with mechanical closing, without Remote trip alarm reset coil (RR), without 2nd shunt trip, without 1st Shunt trip | 113870 | 1 | Z\ | 1
3WA1112-4LE21-0AA0 |  | fixed-mounted circuit breaker, IEC 60947-2, size 1, 4-pole, N pole on right, In=1250 A up to 690 V AC 50/60 Hz, breaking capacity M Icu=85/66 kA at 500/690 V, tripping unit ETU600 LSI upgradeable, color display, Bluetooth, USB interface, basic protection LT, ST, INST, including protection of the N conductor (internal neutral point sensor available), trip alarm switch (1 x CO), connection at rear vertical, with internal voltage tap on upper stab of circuit breaker, with voltage tap module VTM680 and power supply of ETU600, able to communication, integrated metering type PMF-1 Energy Efficiency, Voltage, Active energy Ea Manual operating mechanism with mechanical closing, without Spring charging motor, Ready-to-close signal. switch, Auxiliary switches 2NO+2NC, without Closing coil (CC), manual operating mechanism with mechanical closing, without Remote trip alarm reset coil (RR), without 2nd shunt trip, without 1st Shunt trip | 108770 | 1 | Z\ | 1
3WA1112-4LE22-0AA0 |  | fixed-mounted circuit breaker, IEC 60947-2, size 1, 4-pole, N pole on right, In=1250 A up to 690 V AC 50/60 Hz, breaking capacity M Icu=85/66 kA at 500/690 V, tripping unit ETU600 LSI upgradeable, color display, Bluetooth, USB interface, basic protection LT, ST, INST, including protection of the N conductor (internal neutral point sensor available), trip alarm switch (1 x CO), connection at rear horizontal with internal voltage tap on upper stab of circuit breaker, with voltage tap module VTM680 and power supply of ETU600, able to communication, integrated metering type PMF-1 Energy Efficiency, Voltage, Active energy Ea Manual operating mechanism with mechanical closing, without Spring charging motor, Ready-to-close signal. switch, Auxiliary switches 2NO+2NC, without Closing coil (CC), manual operating mechanism with mechanical closing, without Remote trip alarm reset coil (RR), without 2nd shunt trip, without 1st Shunt trip | 106170 | 1 | Z\ | 1
3WA1112-4LE23-0AA0 |  | fixed-mounted circuit breaker, IEC 60947-2, size 1, 4-pole, N pole on right, In=1250 A up to 690 V AC 50/60 Hz, breaking capacity M Icu=85/66 kA at 500/690 V, tripping unit ETU600 LSI upgradeable, color display, Bluetooth, USB interface, basic protection LT, ST, INST, including protection of the N conductor (internal neutral point sensor available), trip alarm switch (1 x CO), front connection double hole, with internal voltage tap on upper stab of circuit breaker, with voltage tap module VTM680 and power supply of ETU600, able to communication, integrated metering type PMF-1 Energy Efficiency, Voltage, Active energy Ea Manual operating mechanism with mechanical closing, without Spring charging motor, Ready-to-close signal. switch, Auxiliary switches 2NO+2NC, without Closing coil (CC), manual operating mechanism with mechanical closing, without Remote trip alarm reset coil (RR), without 2nd shunt trip, without 1st Shunt trip | 113870 | 1 | Z\ | 1
3WA1112-4LE31-0AA0 |  | Withdrawable circuit breaker with guide frame, IEC 60947-2, frame size 1, 3-poles, In=1250A up to 690V AC 50/60Hz, breaking capacity M Icu=85/66kA at 500/690V, Trip unit ETU600 LSI upgrade ready , colordisplay, bluetooth and USB interface, Protection LT, ST, INST, N-protection required an external N-sensor, incl. trip alarm switch (1xCO), rear connection vertical, guide frame with shutter and w/o position signalling switch, with internal voltage tap on upper stab of circuit breaker, with voltage tap module VTM680 and power supply of ETU600, able to communication, integrated metering type PMF-1 Energy Efficiency, Voltage, Active energy Ea Manual operating mechanism with mechanical closing, without Spring charging motor, Ready-to-close signal. switch, Auxiliary switches 2NO+2NC, without Closing coil (CC), manual operating mechanism with mechanical closing, without Remote trip alarm reset coil (RR), without 2nd shunt trip, without 1st Shunt trip | 116870 | 1 | Z\ | 1
3WA1112-4LE32-0AA0 |  | Withdrawable circuit breaker with guide frame, IEC 60947-2, frame size 1, 3-poles, In=1250A up to 690V AC 50/60Hz, breaking capacity M Icu=85/66kA at 500/690V, Trip unit ETU600 LSI upgrade ready , colordisplay, bluetooth and USB interface, Protection LT, ST, INST, N-protection required an external N-sensor, incl. trip alarm switch (1xCO), rear connection horizontal, guide frame with shutter and w/o position signalling switch, with internal voltage tap on upper stab of circuit breaker, with voltage tap module VTM680 and power supply of ETU600, able to communication, integrated metering type PMF-1 Energy Efficiency, Voltage, Active energy Ea Manual operating mechanism with mechanical closing, without Spring charging motor, Ready-to-close signal. switch, Auxiliary switches 2NO+2NC, without Closing coil (CC), manual operating mechanism with mechanical closing, without Remote trip alarm reset coil (RR), without 2nd shunt trip, without 1st Shunt trip | 113870 | 1 | Z\ | 1
3WA1112-4LE33-0AA0 |  | Withdrawable circuit breaker with guide frame, IEC 60947-2, frame size 1, 3-poles, In=1250A up to 690V AC 50/60Hz, breaking capacity M Icu=85/66kA at 500/690V, Trip unit ETU600 LSI upgrade ready , colordisplay, bluetooth and USB interface, Protection LT, ST, INST, N-protection required an external N-sensor, incl. trip alarm switch (1xCO), front connection double hole, guide frame with shutter and w/o position signalling switch, with internal voltage tap on upper stab of circuit breaker, with voltage tap module VTM680 and power supply of ETU600, able to communication, integrated metering type PMF-1 Energy Efficiency, Voltage, Active energy Ea Manual operating mechanism with mechanical closing, without Spring charging motor, Ready-to-close signal. switch, Auxiliary switches 2NO+2NC, without Closing coil (CC), manual operating mechanism with mechanical closing, without Remote trip alarm reset coil (RR), without 2nd shunt trip, without 1st Shunt trip | 122870 | 1 | Z\ | 1
3WA1112-4LE34-0AA0 |  | Withdrawable circuit breaker with guide frame, IEC 60947-2, frame size 1, 3-poles, In=1250A up to 690V AC 50/60Hz, breaking capacity M Icu=85/66kA at 500/690V, Trip unit ETU600 LSI upgrade ready , colordisplay, bluetooth and USB interface, Protection LT, ST, INST, N-protection required an external N-sensor, incl. trip alarm switch (1xCO), rear connection flange, guide frame with shutter and w/o position signalling switch, with internal voltage tap on upper stab of circuit breaker, with voltage tap module VTM680 and power supply of ETU600, able to communication, integrated metering type PMF-1 Energy Efficiency, Voltage, Active energy Ea Manual operating mechanism with mechanical closing, without Spring charging motor, Ready-to-close signal. switch, Auxiliary switches 2NO+2NC, without Closing coil (CC), manual operating mechanism with mechanical closing, without Remote trip alarm reset coil (RR), without 2nd shunt trip, without 1st Shunt trip | 113870 | 1 | Z\ | 1
3WA1112-4LE41-0AA0 |  | Withdrawable circuit breaker with guide frame, IEC 60947-2, frame size 1, 4-poles, N-pole left, In=1250A up to 690V AC 50/60Hz, breaking capacity M Icu=85/66kA at 500/690V, Trip unit ETU600 LSI upgrade ready , colordisplay, bluetooth and USB interface, Protection LT, ST, INST, include N-protection, (internal N-sensor available), incl. trip alarm switch (1xCO), rear connection vertical, guide frame with shutter and w/o position signalling switch, with internal voltage tap on upper stab of circuit breaker, with voltage tap module VTM680 and power supply of ETU600, able to communication, integrated metering type PMF-1 Energy Efficiency, Voltage, Active energy Ea Manual operating mechanism with mechanical closing, without Spring charging motor, Ready-to-close signal. switch, Auxiliary switches 2NO+2NC, without Closing coil (CC), manual operating mechanism with mechanical closing, without Remote trip alarm reset coil (RR), without 2nd shunt trip, without 1st Shunt trip | 151870 | 1 | Z\ | 1
3WA1112-4LE42-0AA0 |  | Withdrawable circuit breaker with guide frame, IEC 60947-2, frame size 1, 4-poles, N-pole left, In=1250A up to 690V AC 50/60Hz, breaking capacity M Icu=85/66kA at 500/690V, Trip unit ETU600 LSI upgrade ready , colordisplay, bluetooth and USB interface, Protection LT, ST, INST, include N-protection, (internal N-sensor available), incl. trip alarm switch (1xCO), rear connection horizontal, guide frame with shutter and w/o position signalling switch, with internal voltage tap on upper stab of circuit breaker, with voltage tap module VTM680 and power supply of ETU600, able to communication, integrated metering type PMF-1 Energy Efficiency, Voltage, Active energy Ea Manual operating mechanism with mechanical closing, without Spring charging motor, Ready-to-close signal. switch, Auxiliary switches 2NO+2NC, without Closing coil (CC), manual operating mechanism with mechanical closing, without Remote trip alarm reset coil (RR), without 2nd shunt trip, without 1st Shunt trip | 147870 | 1 | Z\ | 1
3WA1112-4LE43-0AA0 |  | Withdrawable circuit breaker with guide frame, IEC 60947-2, frame size 1, 4-poles, N-pole left, In=1250A up to 690V AC 50/60Hz, breaking capacity M Icu=85/66kA at 500/690V, Trip unit ETU600 LSI upgrade ready , colordisplay, bluetooth and USB interface, Protection LT, ST, INST, include N-protection, (internal N-sensor available), incl. trip alarm switch (1xCO), front connection double hole, guide frame with shutter and w/o position signalling switch, with internal voltage tap on upper stab of circuit breaker, with voltage tap module VTM680 and power supply of ETU600, able to communication, integrated metering type PMF-1 Energy Efficiency, Voltage, Active energy Ea Manual operating mechanism with mechanical closing, without Spring charging motor, Ready-to-close signal. switch, Auxiliary switches 2NO+2NC, without Closing coil (CC), manual operating mechanism with mechanical closing, without Remote trip alarm reset coil (RR), without 2nd shunt trip, without 1st Shunt trip | 158870 | 1 | Z\ | 1
3WA1112-4LE44-0AA0 |  | Withdrawable circuit breaker with guide frame, IEC 60947-2, frame size 1, 4-poles, N-pole left, In=1250A up to 690V AC 50/60Hz, breaking capacity M Icu=85/66kA at 500/690V, Trip unit ETU600 LSI upgrade ready , colordisplay, bluetooth and USB interface, Protection LT, ST, INST, include N-protection, (internal N-sensor available), incl. trip alarm switch (1xCO), rear connection flange, guide frame with shutter and w/o position signalling switch, with internal voltage tap on upper stab of circuit breaker, with voltage tap module VTM680 and power supply of ETU600, able to communication, integrated metering type PMF-1 Energy Efficiency, Voltage, Active energy Ea Manual operating mechanism with mechanical closing, without Spring charging motor, Ready-to-close signal. switch, Auxiliary switches 2NO+2NC, without Closing coil (CC), manual operating mechanism with mechanical closing, without Remote trip alarm reset coil (RR), without 2nd shunt trip, without 1st Shunt trip | 147870 | 1 | Z\ | 1
3WA1112-4LF01-0AA0 |  | Fixed-mounted circuit breaker IEC 60947-2, frame size 1, 3-poles, In=1250A up to 690V AC 50/60Hz, breaking capacity M Icu=85/66kA at 500/690V, Trip unit ETU600 LSIG upgrade ready , colordisplay, bluetooth and USB interface, Protection LT, ST, INST, GFx, N-protection required an external N-sensor, incl. trip alarm switch (1xCO), rear connection vertical, with internal voltage tap on upper stab of circuit breaker, with voltage tap module VTM680 and power supply of ETU600, able to communication, integrated metering type PMF-1 Energy Efficiency, Voltage, Active energy Ea Manual operating mechanism with mechanical closing, without Spring charging motor, Ready-to-close signal. switch, Auxiliary switches 2NO+2NC, without Closing coil (CC), manual operating mechanism with mechanical closing, without Remote trip alarm reset coil (RR), without 2nd shunt trip, without 1st Shunt trip | 95170 | 1 | Z\ | 1
3WA1112-4LF02-0AA0 |  | Fixed-mounted circuit breaker IEC 60947-2, frame size 1, 3-poles, In=1250A up to 690V AC 50/60Hz, breaking capacity M Icu=85/66kA at 500/690V, Trip unit ETU600 LSIG upgrade ready , colordisplay, bluetooth and USB interface, Protection LT, ST, INST, GFx, N-protection required an external N-sensor, incl. trip alarm switch (1xCO), rear connection horizontal, with internal voltage tap on upper stab of circuit breaker, with voltage tap module VTM680 and power supply of ETU600, able to communication, integrated metering type PMF-1 Energy Efficiency, Voltage, Active energy Ea Manual operating mechanism with mechanical closing, without Spring charging motor, Ready-to-close signal. switch, Auxiliary switches 2NO+2NC, without Closing coil (CC), manual operating mechanism with mechanical closing, without Remote trip alarm reset coil (RR), without 2nd shunt trip, without 1st Shunt trip | 93170 | 1 | Z\ | 1
3WA1112-4LF03-0AA0 |  | Fixed-mounted circuit breaker IEC 60947-2, frame size 1, 3-poles, In=1250A up to 690V AC 50/60Hz, breaking capacity M Icu=85/66kA at 500/690V, Trip unit ETU600 LSIG upgrade ready , colordisplay, bluetooth and USB interface, Protection LT, ST, INST, GFx, N-protection required an external N-sensor, incl. trip alarm switch (1xCO), front connection double hole, with internal voltage tap on upper stab of circuit breaker, with voltage tap module VTM680 and power supply of ETU600, able to communication, integrated metering type PMF-1 Energy Efficiency, Voltage, Active energy Ea Manual operating mechanism with mechanical closing, without Spring charging motor, Ready-to-close signal. switch, Auxiliary switches 2NO+2NC, without Closing coil (CC), manual operating mechanism with mechanical closing, without Remote trip alarm reset coil (RR), without 2nd shunt trip, without 1st Shunt trip | 99170 | 1 | Z\ | 1
3WA1112-4LF11-0AA0 |  | Fixed-mounted circuit breaker IEC 60947-2, frame size 1, 4-poles, N-pole left, In=1250A up to 690V AC 50/60Hz, breaking capacity M Icu=85/66kA at 500/690V, Trip unit ETU600 LSIG upgrade ready , colordisplay, bluetooth and USB interface, Protection LT, ST, INST, GFx, include N-protection, (internal N-sensor available), incl. trip alarm switch (1xCO), rear connection vertical, with internal voltage tap on upper stab of circuit breaker, with voltage tap module VTM680 and power supply of ETU600, able to communication, integrated metering type PMF-1 Energy Efficiency, Voltage, Active energy Ea Manual operating mechanism with mechanical closing, without Spring charging motor, Ready-to-close signal. switch, Auxiliary switches 2NO+2NC, without Closing coil (CC), manual operating mechanism with mechanical closing, without Remote trip alarm reset coil (RR), without 2nd shunt trip, without 1st Shunt trip | 119870 | 1 | Z\ | 1
3WA1112-4LF12-0AA0 |  | Fixed-mounted circuit breaker IEC 60947-2, frame size 1, 4-poles, N-pole left, In=1250A up to 690V AC 50/60Hz, breaking capacity M Icu=85/66kA at 500/690V, Trip unit ETU600 LSIG upgrade ready , colordisplay, bluetooth and USB interface, Protection LT, ST, INST, GFx, include N-protection, (internal N-sensor available), incl. trip alarm switch (1xCO), rear connection horizontal, with internal voltage tap on upper stab of circuit breaker, with voltage tap module VTM680 and power supply of ETU600, able to communication, integrated metering type PMF-1 Energy Efficiency, Voltage, Active energy Ea Manual operating mechanism with mechanical closing, without Spring charging motor, Ready-to-close signal. switch, Auxiliary switches 2NO+2NC, without Closing coil (CC), manual operating mechanism with mechanical closing, without Remote trip alarm reset coil (RR), without 2nd shunt trip, without 1st Shunt trip | 116870 | 1 | Z\ | 1
3WA1112-4LF13-0AA0 |  | Fixed-mounted circuit breaker IEC 60947-2, frame size 1, 4-poles, N-pole left, In=1250A up to 690V AC 50/60Hz, breaking capacity M Icu=85/66kA at 500/690V, Trip unit ETU600 LSIG upgrade ready , colordisplay, bluetooth and USB interface, Protection LT, ST, INST, GFx, include N-protection, (internal N-sensor available), incl. trip alarm switch (1xCO), front connection double hole, with internal voltage tap on upper stab of circuit breaker, with voltage tap module VTM680 and power supply of ETU600, able to communication, integrated metering type PMF-1 Energy Efficiency, Voltage, Active energy Ea Manual operating mechanism with mechanical closing, without Spring charging motor, Ready-to-close signal. switch, Auxiliary switches 2NO+2NC, without Closing coil (CC), manual operating mechanism with mechanical closing, without Remote trip alarm reset coil (RR), without 2nd shunt trip, without 1st Shunt trip | 124870 | 1 | Z\ | 1
3WA1112-4LF21-0AA0 |  | fixed-mounted circuit breaker, IEC 60947-2, size 1, 4-pole, N pole on right, In=1250 A up to 690 V AC 50/60 Hz, breaking capacity M Icu=85/66 kA at 500/690 V, tripping unit ETU600 LSIG upgradeable, color display, Bluetooth, USB interface, basic protection LT, ST, INST, GFx, including protection of the N conductor (internal neutral point sensor available), trip alarm switch (1 x CO), connection at rear vertical, with internal voltage tap on upper stab of circuit breaker, with voltage tap module VTM680 and power supply of ETU600, able to communication, integrated metering type PMF-1 Energy Efficiency, Voltage, Active energy Ea Manual operating mechanism with mechanical closing, without Spring charging motor, Ready-to-close signal. switch, Auxiliary switches 2NO+2NC, without Closing coil (CC), manual operating mechanism with mechanical closing, without Remote trip alarm reset coil (RR), without 2nd shunt trip, without 1st Shunt trip | 119870 | 1 | Z\ | 1
3WA1112-4LF22-0AA0 |  | fixed-mounted circuit breaker, IEC 60947-2, size 1, 4-pole, N pole on right, In=1250 A up to 690 V AC 50/60 Hz, breaking capacity M Icu=85/66 kA at 500/690 V, tripping unit ETU600 LSIG upgradeable, color display, Bluetooth, USB interface, basic protection LT, ST, INST, GFx, including protection of the N conductor (internal neutral point sensor available), trip alarm switch (1 x CO), connection at rear horizontal with internal voltage tap on upper stab of circuit breaker, with voltage tap module VTM680 and power supply of ETU600, able to communication, integrated metering type PMF-1 Energy Efficiency, Voltage, Active energy Ea Manual operating mechanism with mechanical closing, without Spring charging motor, Ready-to-close signal. switch, Auxiliary switches 2NO+2NC, without Closing coil (CC), manual operating mechanism with mechanical closing, without Remote trip alarm reset coil (RR), without 2nd shunt trip, without 1st Shunt trip | 116870 | 1 | Z\ | 1
3WA1112-4LF23-0AA0 |  | fixed-mounted circuit breaker, IEC 60947-2, size 1, 4-pole, N pole on right, In=1250 A up to 690 V AC 50/60 Hz, breaking capacity M Icu=85/66 kA at 500/690 V, tripping unit ETU600 LSIG upgradeable, color display, Bluetooth, USB interface, basic protection LT, ST, INST, GFx, including protection of the N conductor (internal neutral point sensor available), trip alarm switch (1 x CO), front connection double hole, with internal voltage tap on upper stab of circuit breaker, with voltage tap module VTM680 and power supply of ETU600, able to communication, integrated metering type PMF-1 Energy Efficiency, Voltage, Active energy Ea Manual operating mechanism with mechanical closing, without Spring charging motor, Ready-to-close signal. switch, Auxiliary switches 2NO+2NC, without Closing coil (CC), manual operating mechanism with mechanical closing, without Remote trip alarm reset coil (RR), without 2nd shunt trip, without 1st Shunt trip | 124870 | 1 | Z\ | 1
3WA1112-4LF31-0AA0 |  | Withdrawable circuit breaker with guide frame, IEC 60947-2, frame size 1, 3-poles, In=1250A up to 690V AC 50/60Hz, breaking capacity M Icu=85/66kA at 500/690V, Trip unit ETU600 LSIG upgrade ready , colordisplay, bluetooth and USB interface, Protection LT, ST, INST, GFx, N-protection required an external N-sensor, incl. trip alarm switch (1xCO), rear connection vertical, guide frame with shutter and w/o position signalling switch, with internal voltage tap on upper stab of circuit breaker, with voltage tap module VTM680 and power supply of ETU600, able to communication, integrated metering type PMF-1 Energy Efficiency, Voltage, Active energy Ea Manual operating mechanism with mechanical closing, without Spring charging motor, Ready-to-close signal. switch, Auxiliary switches 2NO+2NC, without Closing coil (CC), manual operating mechanism with mechanical closing, without Remote trip alarm reset coil (RR), without 2nd shunt trip, without 1st Shunt trip | 127870 | 1 | Z\ | 1
3WA1112-4LF32-0AA0 |  | Withdrawable circuit breaker with guide frame, IEC 60947-2, frame size 1, 3-poles, In=1250A up to 690V AC 50/60Hz, breaking capacity M Icu=85/66kA at 500/690V, Trip unit ETU600 LSIG upgrade ready , colordisplay, bluetooth and USB interface, Protection LT, ST, INST, GFx, N-protection required an external N-sensor, incl. trip alarm switch (1xCO), rear connection horizontal, guide frame with shutter and w/o position signalling switch, with internal voltage tap on upper stab of circuit breaker, with voltage tap module VTM680 and power supply of ETU600, able to communication, integrated metering type PMF-1 Energy Efficiency, Voltage, Active energy Ea Manual operating mechanism with mechanical closing, without Spring charging motor, Ready-to-close signal. switch, Auxiliary switches 2NO+2NC, without Closing coil (CC), manual operating mechanism with mechanical closing, without Remote trip alarm reset coil (RR), without 2nd shunt trip, without 1st Shunt trip | 124870 | 1 | Z\ | 1
3WA1112-4LF33-0AA0 |  | Withdrawable circuit breaker with guide frame, IEC 60947-2, frame size 1, 3-poles, In=1250A up to 690V AC 50/60Hz, breaking capacity M Icu=85/66kA at 500/690V, Trip unit ETU600 LSIG upgrade ready , colordisplay, bluetooth and USB interface, Protection LT, ST, INST, GFx, N-protection required an external N-sensor, incl. trip alarm switch (1xCO), front connection double hole, guide frame with shutter and w/o position signalling switch, with internal voltage tap on upper stab of circuit breaker, with voltage tap module VTM680 and power supply of ETU600, able to communication, integrated metering type PMF-1 Energy Efficiency, Voltage, Active energy Ea Manual operating mechanism with mechanical closing, without Spring charging motor, Ready-to-close signal. switch, Auxiliary switches 2NO+2NC, without Closing coil (CC), manual operating mechanism with mechanical closing, without Remote trip alarm reset coil (RR), without 2nd shunt trip, without 1st Shunt trip | 132870 | 1 | Z\ | 1
3WA1112-4LF34-0AA0 |  | Withdrawable circuit breaker with guide frame, IEC 60947-2, frame size 1, 3-poles, In=1250A up to 690V AC 50/60Hz, breaking capacity M Icu=85/66kA at 500/690V, Trip unit ETU600 LSIG upgrade ready , colordisplay, bluetooth and USB interface, Protection LT, ST, INST, GFx, N-protection required an external N-sensor, incl. trip alarm switch (1xCO), rear connection flange, guide frame with shutter and w/o position signalling switch, with internal voltage tap on upper stab of circuit breaker, with voltage tap module VTM680 and power supply of ETU600, able to communication, integrated metering type PMF-1 Energy Efficiency, Voltage, Active energy Ea Manual operating mechanism with mechanical closing, without Spring charging motor, Ready-to-close signal. switch, Auxiliary switches 2NO+2NC, without Closing coil (CC), manual operating mechanism with mechanical closing, without Remote trip alarm reset coil (RR), without 2nd shunt trip, without 1st Shunt trip | 124870 | 1 | Z\ | 1
3WA1112-4LF41-0AA0 |  | Withdrawable circuit breaker with guide frame, IEC 60947-2, frame size 1, 4-poles, N-pole left, In=1250A up to 690V AC 50/60Hz, breaking capacity M Icu=85/66kA at 500/690V, Trip unit ETU600 LSIG upgrade ready , colordisplay, bluetooth and USB interface, Protection LT, ST, INST, GFx, include N-protection, (internal N-sensor available), incl. trip alarm switch (1xCO), rear connection vertical, guide frame with shutter and w/o position signalling switch, with internal voltage tap on upper stab of circuit breaker, with voltage tap module VTM680 and power supply of ETU600, able to communication, integrated metering type PMF-1 Energy Efficiency, Voltage, Active energy Ea Manual operating mechanism with mechanical closing, without Spring charging motor, Ready-to-close signal. switch, Auxiliary switches 2NO+2NC, without Closing coil (CC), manual operating mechanism with mechanical closing, without Remote trip alarm reset coil (RR), without 2nd shunt trip, without 1st Shunt trip | 161870 | 1 | Z\ | 1
3WA1112-4LF42-0AA0 |  | Withdrawable circuit breaker with guide frame, IEC 60947-2, frame size 1, 4-poles, N-pole left, In=1250A up to 690V AC 50/60Hz, breaking capacity M Icu=85/66kA at 500/690V, Trip unit ETU600 LSIG upgrade ready , colordisplay, bluetooth and USB interface, Protection LT, ST, INST, GFx, include N-protection, (internal N-sensor available), incl. trip alarm switch (1xCO), rear connection horizontal, guide frame with shutter and w/o position signalling switch, with internal voltage tap on upper stab of circuit breaker, with voltage tap module VTM680 and power supply of ETU600, able to communication, integrated metering type PMF-1 Energy Efficiency, Voltage, Active energy Ea Manual operating mechanism with mechanical closing, without Spring charging motor, Ready-to-close signal. switch, Auxiliary switches 2NO+2NC, without Closing coil (CC), manual operating mechanism with mechanical closing, without Remote trip alarm reset coil (RR), without 2nd shunt trip, without 1st Shunt trip | 157870 | 1 | Z\ | 1
3WA1112-4LF43-0AA0 |  | Withdrawable circuit breaker with guide frame, IEC 60947-2, frame size 1, 4-poles, N-pole left, In=1250A up to 690V AC 50/60Hz, breaking capacity M Icu=85/66kA at 500/690V, Trip unit ETU600 LSIG upgrade ready , colordisplay, bluetooth and USB interface, Protection LT, ST, INST, GFx, include N-protection, (internal N-sensor available), incl. trip alarm switch (1xCO), front connection double hole, guide frame with shutter and w/o position signalling switch, with internal voltage tap on upper stab of circuit breaker, with voltage tap module VTM680 and power supply of ETU600, able to communication, integrated metering type PMF-1 Energy Efficiency, Voltage, Active energy Ea Manual operating mechanism with mechanical closing, without Spring charging motor, Ready-to-close signal. switch, Auxiliary switches 2NO+2NC, without Closing coil (CC), manual operating mechanism with mechanical closing, without Remote trip alarm reset coil (RR), without 2nd shunt trip, without 1st Shunt trip | 169870 | 1 | Z\ | 1
3WA1112-4LF44-0AA0 |  | Withdrawable circuit breaker with guide frame, IEC 60947-2, frame size 1, 4-poles, N-pole left, In=1250A up to 690V AC 50/60Hz, breaking capacity M Icu=85/66kA at 500/690V, Trip unit ETU600 LSIG upgrade ready , colordisplay, bluetooth and USB interface, Protection LT, ST, INST, GFx, include N-protection, (internal N-sensor available), incl. trip alarm switch (1xCO), rear connection flange, guide frame with shutter and w/o position signalling switch, with internal voltage tap on upper stab of circuit breaker, with voltage tap module VTM680 and power supply of ETU600, able to communication, integrated metering type PMF-1 Energy Efficiency, Voltage, Active energy Ea Manual operating mechanism with mechanical closing, without Spring charging motor, Ready-to-close signal. switch, Auxiliary switches 2NO+2NC, without Closing coil (CC), manual operating mechanism with mechanical closing, without Remote trip alarm reset coil (RR), without 2nd shunt trip, without 1st Shunt trip | 157870 | 1 | Z\ | 1
3WA1112-4ME01-0AA0 |  | Fixed-mounted circuit breaker IEC 60947-2, frame size 1, 3-poles, In=1250A up to 690V AC 50/60Hz, breaking capacity M Icu=85/66kA at 500/690V, Trip unit ETU600 LSI upgrade ready , colordisplay, bluetooth and USB interface, Protection LT, ST, INST, N-protection required an external N-sensor, incl. trip alarm switch (1xCO), rear connection vertical, with internal voltage tap on upper stab of circuit breaker, with voltage tap module VTM680 and power supply of ETU600, able to communication, integrated metering type PMF-2 Basic Power Monitoring, Voltage, Energy, Power, Power factor, Frequency, Unbalance, Temperature, Manual operating mechanism with mechanical closing, without Spring charging motor, Ready-to-close signal. switch, Auxiliary switches 2NO+2NC, without Closing coil (CC), manual operating mechanism with mechanical closing, without Remote trip alarm reset coil (RR), without 2nd shunt trip, without 1st Shunt trip | 93400 | 1 | Z\ | 1
3WA1112-4ME02-0AA0 |  | Fixed-mounted circuit breaker IEC 60947-2, frame size 1, 3-poles, In=1250A up to 690V AC 50/60Hz, breaking capacity M Icu=85/66kA at 500/690V, Trip unit ETU600 LSI upgrade ready , colordisplay, bluetooth and USB interface, Protection LT, ST, INST, N-protection required an external N-sensor, incl. trip alarm switch (1xCO), rear connection horizontal, with internal voltage tap on upper stab of circuit breaker, with voltage tap module VTM680 and power supply of ETU600, able to communication, integrated metering type PMF-2 Basic Power Monitoring, Voltage, Energy, Power, Power factor, Frequency, Unbalance, Temperature, Manual operating mechanism with mechanical closing, without Spring charging motor, Ready-to-close signal. switch, Auxiliary switches 2NO+2NC, without Closing coil (CC), manual operating mechanism with mechanical closing, without Remote trip alarm reset coil (RR), without 2nd shunt trip, without 1st Shunt trip | 91400 | 1 | Z\ | 1
3WA1112-4ME03-0AA0 |  | Fixed-mounted circuit breaker IEC 60947-2, frame size 1, 3-poles, In=1250A up to 690V AC 50/60Hz, breaking capacity M Icu=85/66kA at 500/690V, Trip unit ETU600 LSI upgrade ready , colordisplay, bluetooth and USB interface, Protection LT, ST, INST, N-protection required an external N-sensor, incl. trip alarm switch (1xCO), front connection double hole, with internal voltage tap on upper stab of circuit breaker, with voltage tap module VTM680 and power supply of ETU600, able to communication, integrated metering type PMF-2 Basic Power Monitoring, Voltage, Energy, Power, Power factor, Frequency, Unbalance, Temperature, Manual operating mechanism with mechanical closing, without Spring charging motor, Ready-to-close signal. switch, Auxiliary switches 2NO+2NC, without Closing coil (CC), manual operating mechanism with mechanical closing, without Remote trip alarm reset coil (RR), without 2nd shunt trip, without 1st Shunt trip | 97400 | 1 | Z\ | 1
3WA1112-4ME11-0AA0 |  | Fixed-mounted circuit breaker IEC 60947-2, frame size 1, 4-poles, N-pole left, In=1250A up to 690V AC 50/60Hz, breaking capacity M Icu=85/66kA at 500/690V, Trip unit ETU600 LSI upgrade ready , colordisplay, bluetooth and USB interface, Protection LT, ST, INST, include N-protection, (internal N-sensor available), incl. trip alarm switch (1xCO), rear connection vertical, with internal voltage tap on upper stab of circuit breaker, with voltage tap module VTM680 and power supply of ETU600, able to communication, integrated metering type PMF-2 Basic Power Monitoring, Voltage, Energy, Power, Power factor, Frequency, Unbalance, Temperature, Manual operating mechanism with mechanical closing, without Spring charging motor, Ready-to-close signal. switch, Auxiliary switches 2NO+2NC, without Closing coil (CC), manual operating mechanism with mechanical closing, without Remote trip alarm reset coil (RR), without 2nd shunt trip, without 1st Shunt trip | 117600 | 1 | Z\ | 1
3WA1112-4ME12-0AA0 |  | Fixed-mounted circuit breaker IEC 60947-2, frame size 1, 4-poles, N-pole left, In=1250A up to 690V AC 50/60Hz, breaking capacity M Icu=85/66kA at 500/690V, Trip unit ETU600 LSI upgrade ready , colordisplay, bluetooth and USB interface, Protection LT, ST, INST, include N-protection, (internal N-sensor available), incl. trip alarm switch (1xCO), rear connection horizontal, with internal voltage tap on upper stab of circuit breaker, with voltage tap module VTM680 and power supply of ETU600, able to communication, integrated metering type PMF-2 Basic Power Monitoring, Voltage, Energy, Power, Power factor, Frequency, Unbalance, Temperature, Manual operating mechanism with mechanical closing, without Spring charging motor, Ready-to-close signal. switch, Auxiliary switches 2NO+2NC, without Closing coil (CC), manual operating mechanism with mechanical closing, without Remote trip alarm reset coil (RR), without 2nd shunt trip, without 1st Shunt trip | 115000 | 1 | Z\ | 1
3WA1112-4ME13-0AA0 |  | Fixed-mounted circuit breaker IEC 60947-2, frame size 1, 4-poles, N-pole left, In=1250A up to 690V AC 50/60Hz, breaking capacity M Icu=85/66kA at 500/690V, Trip unit ETU600 LSI upgrade ready , colordisplay, bluetooth and USB interface, Protection LT, ST, INST, include N-protection, (internal N-sensor available), incl. trip alarm switch (1xCO), front connection double hole, with internal voltage tap on upper stab of circuit breaker, with voltage tap module VTM680 and power supply of ETU600, able to communication, integrated metering type PMF-2 Basic Power Monitoring, Voltage, Energy, Power, Power factor, Frequency, Unbalance, Temperature, Manual operating mechanism with mechanical closing, without Spring charging motor, Ready-to-close signal. switch, Auxiliary switches 2NO+2NC, without Closing coil (CC), manual operating mechanism with mechanical closing, without Remote trip alarm reset coil (RR), without 2nd shunt trip, without 1st Shunt trip | 122700 | 1 | Z\ | 1
3WA1112-4ME21-0AA0 |  | fixed-mounted circuit breaker, IEC 60947-2, size 1, 4-pole, N pole on right, In=1250 A up to 690 V AC 50/60 Hz, breaking capacity M Icu=85/66 kA at 500/690 V, tripping unit ETU600 LSI upgradeable, color display, Bluetooth, USB interface, basic protection LT, ST, INST, including protection of the N conductor (internal neutral point sensor available), trip alarm switch (1 x CO), connection at rear vertical, with internal voltage tap on upper stab of circuit breaker, with voltage tap module VTM680 and power supply of ETU600, able to communication, integrated metering type PMF-2 Basic Power Monitoring, Voltage, Energy, Power, Power factor, Frequency, Unbalance, Temperature, Manual operating mechanism with mechanical closing, without Spring charging motor, Ready-to-close signal. switch, Auxiliary switches 2NO+2NC, without Closing coil (CC), manual operating mechanism with mechanical closing, without Remote trip alarm reset coil (RR), without 2nd shunt trip, without 1st Shunt trip | 117600 | 1 | Z\ | 1
3WA1112-4ME22-0AA0 |  | fixed-mounted circuit breaker, IEC 60947-2, size 1, 4-pole, N pole on right, In=1250 A up to 690 V AC 50/60 Hz, breaking capacity M Icu=85/66 kA at 500/690 V, tripping unit ETU600 LSI upgradeable, color display, Bluetooth, USB interface, basic protection LT, ST, INST, including protection of the N conductor (internal neutral point sensor available), trip alarm switch (1 x CO), connection at rear horizontal with internal voltage tap on upper stab of circuit breaker, with voltage tap module VTM680 and power supply of ETU600, able to communication, integrated metering type PMF-2 Basic Power Monitoring, Voltage, Energy, Power, Power factor, Frequency, Unbalance, Temperature, Manual operating mechanism with mechanical closing, without Spring charging motor, Ready-to-close signal. switch, Auxiliary switches 2NO+2NC, without Closing coil (CC), manual operating mechanism with mechanical closing, without Remote trip alarm reset coil (RR), without 2nd shunt trip, without 1st Shunt trip | 115000 | 1 | Z\ | 1
3WA1112-4ME23-0AA0 |  | fixed-mounted circuit breaker, IEC 60947-2, size 1, 4-pole, N pole on right, In=1250 A up to 690 V AC 50/60 Hz, breaking capacity M Icu=85/66 kA at 500/690 V, tripping unit ETU600 LSI upgradeable, color display, Bluetooth, USB interface, basic protection LT, ST, INST, including protection of the N conductor (internal neutral point sensor available), trip alarm switch (1 x CO), front connection double hole, with internal voltage tap on upper stab of circuit breaker, with voltage tap module VTM680 and power supply of ETU600, able to communication, integrated metering type PMF-2 Basic Power Monitoring, Voltage, Energy, Power, Power factor, Frequency, Unbalance, Temperature, Manual operating mechanism with mechanical closing, without Spring charging motor, Ready-to-close signal. switch, Auxiliary switches 2NO+2NC, without Closing coil (CC), manual operating mechanism with mechanical closing, without Remote trip alarm reset coil (RR), without 2nd shunt trip, without 1st Shunt trip | 122700 | 1 | Z\ | 1
3WA1112-4ME31-0AA0 |  | Withdrawable circuit breaker with guide frame, IEC 60947-2, frame size 1, 3-poles, In=1250A up to 690V AC 50/60Hz, breaking capacity M Icu=85/66kA at 500/690V, Trip unit ETU600 LSI upgrade ready , colordisplay, bluetooth and USB interface, Protection LT, ST, INST, N-protection required an external N-sensor, incl. trip alarm switch (1xCO), rear connection vertical, guide frame with shutter and w/o position signalling switch, with internal voltage tap on upper stab of circuit breaker, with voltage tap module VTM680 and power supply of ETU600, able to communication, integrated metering type PMF-2 Basic Power Monitoring, Voltage, Energy, Power, Power factor, Frequency, Unbalance, Temperature, Manual operating mechanism with mechanical closing, without Spring charging motor, Ready-to-close signal. switch, Auxiliary switches 2NO+2NC, without Closing coil (CC), manual operating mechanism with mechanical closing, without Remote trip alarm reset coil (RR), without 2nd shunt trip, without 1st Shunt trip | 125700 | 1 | Z\ | 1
3WA1112-4ME32-0AA0 |  | Withdrawable circuit breaker with guide frame, IEC 60947-2, frame size 1, 3-poles, In=1250A up to 690V AC 50/60Hz, breaking capacity M Icu=85/66kA at 500/690V, Trip unit ETU600 LSI upgrade ready , colordisplay, bluetooth and USB interface, Protection LT, ST, INST, N-protection required an external N-sensor, incl. trip alarm switch (1xCO), rear connection horizontal, guide frame with shutter and w/o position signalling switch, with internal voltage tap on upper stab of circuit breaker, with voltage tap module VTM680 and power supply of ETU600, able to communication, integrated metering type PMF-2 Basic Power Monitoring, Voltage, Energy, Power, Power factor, Frequency, Unbalance, Temperature, Manual operating mechanism with mechanical closing, without Spring charging motor, Ready-to-close signal. switch, Auxiliary switches 2NO+2NC, without Closing coil (CC), manual operating mechanism with mechanical closing, without Remote trip alarm reset coil (RR), without 2nd shunt trip, without 1st Shunt trip | 122700 | 1 | Z\ | 1
3WA1112-4ME33-0AA0 |  | Withdrawable circuit breaker with guide frame, IEC 60947-2, frame size 1, 3-poles, In=1250A up to 690V AC 50/60Hz, breaking capacity M Icu=85/66kA at 500/690V, Trip unit ETU600 LSI upgrade ready , colordisplay, bluetooth and USB interface, Protection LT, ST, INST, N-protection required an external N-sensor, incl. trip alarm switch (1xCO), front connection double hole, guide frame with shutter and w/o position signalling switch, with internal voltage tap on upper stab of circuit breaker, with voltage tap module VTM680 and power supply of ETU600, able to communication, integrated metering type PMF-2 Basic Power Monitoring, Voltage, Energy, Power, Power factor, Frequency, Unbalance, Temperature, Manual operating mechanism with mechanical closing, without Spring charging motor, Ready-to-close signal. switch, Auxiliary switches 2NO+2NC, without Closing coil (CC), manual operating mechanism with mechanical closing, without Remote trip alarm reset coil (RR), without 2nd shunt trip, without 1st Shunt trip | 131700 | 1 | Z\ | 1
3WA1112-4ME34-0AA0 |  | Withdrawable circuit breaker with guide frame, IEC 60947-2, frame size 1, 3-poles, In=1250A up to 690V AC 50/60Hz, breaking capacity M Icu=85/66kA at 500/690V, Trip unit ETU600 LSI upgrade ready , colordisplay, bluetooth and USB interface, Protection LT, ST, INST, N-protection required an external N-sensor, incl. trip alarm switch (1xCO), rear connection flange, guide frame with shutter and w/o position signalling switch, with internal voltage tap on upper stab of circuit breaker, with voltage tap module VTM680 and power supply of ETU600, able to communication, integrated metering type PMF-2 Basic Power Monitoring, Voltage, Energy, Power, Power factor, Frequency, Unbalance, Temperature, Manual operating mechanism with mechanical closing, without Spring charging motor, Ready-to-close signal. switch, Auxiliary switches 2NO+2NC, without Closing coil (CC), manual operating mechanism with mechanical closing, without Remote trip alarm reset coil (RR), without 2nd shunt trip, without 1st Shunt trip | 122700 | 1 | Z\ | 1
3WA1112-4ME41-0AA0 |  | Withdrawable circuit breaker with guide frame, IEC 60947-2, frame size 1, 4-poles, N-pole left, In=1250A up to 690V AC 50/60Hz, breaking capacity M Icu=85/66kA at 500/690V, Trip unit ETU600 LSI upgrade ready , colordisplay, bluetooth and USB interface, Protection LT, ST, INST, include N-protection, (internal N-sensor available), incl. trip alarm switch (1xCO), rear connection vertical, guide frame with shutter and w/o position signalling switch, with internal voltage tap on upper stab of circuit breaker, with voltage tap module VTM680 and power supply of ETU600, able to communication, integrated metering type PMF-2 Basic Power Monitoring, Voltage, Energy, Power, Power factor, Frequency, Unbalance, Temperature, Manual operating mechanism with mechanical closing, without Spring charging motor, Ready-to-close signal. switch, Auxiliary switches 2NO+2NC, without Closing coil (CC), manual operating mechanism with mechanical closing, without Remote trip alarm reset coil (RR), without 2nd shunt trip, without 1st Shunt trip | 160700 | 1 | Z\ | 1
3WA1112-4ME42-0AA0 |  | Withdrawable circuit breaker with guide frame, IEC 60947-2, frame size 1, 4-poles, N-pole left, In=1250A up to 690V AC 50/60Hz, breaking capacity M Icu=85/66kA at 500/690V, Trip unit ETU600 LSI upgrade ready , colordisplay, bluetooth and USB interface, Protection LT, ST, INST, include N-protection, (internal N-sensor available), incl. trip alarm switch (1xCO), rear connection horizontal, guide frame with shutter and w/o position signalling switch, with internal voltage tap on upper stab of circuit breaker, with voltage tap module VTM680 and power supply of ETU600, able to communication, integrated metering type PMF-2 Basic Power Monitoring, Voltage, Energy, Power, Power factor, Frequency, Unbalance, Temperature, Manual operating mechanism with mechanical closing, without Spring charging motor, Ready-to-close signal. switch, Auxiliary switches 2NO+2NC, without Closing coil (CC), manual operating mechanism with mechanical closing, without Remote trip alarm reset coil (RR), without 2nd shunt trip, without 1st Shunt trip | 156700 | 1 | Z\ | 1
3WA1112-4ME43-0AA0 |  | Withdrawable circuit breaker with guide frame, IEC 60947-2, frame size 1, 4-poles, N-pole left, In=1250A up to 690V AC 50/60Hz, breaking capacity M Icu=85/66kA at 500/690V, Trip unit ETU600 LSI upgrade ready , colordisplay, bluetooth and USB interface, Protection LT, ST, INST, include N-protection, (internal N-sensor available), incl. trip alarm switch (1xCO), front connection double hole, guide frame with shutter and w/o position signalling switch, with internal voltage tap on upper stab of circuit breaker, with voltage tap module VTM680 and power supply of ETU600, able to communication, integrated metering type PMF-2 Basic Power Monitoring, Voltage, Energy, Power, Power factor, Frequency, Unbalance, Temperature, Manual operating mechanism with mechanical closing, without Spring charging motor, Ready-to-close signal. switch, Auxiliary switches 2NO+2NC, without Closing coil (CC), manual operating mechanism with mechanical closing, without Remote trip alarm reset coil (RR), without 2nd shunt trip, without 1st Shunt trip | 167700 | 1 | Z\ | 1
3WA1112-4ME44-0AA0 |  | Withdrawable circuit breaker with guide frame, IEC 60947-2, frame size 1, 4-poles, N-pole left, In=1250A up to 690V AC 50/60Hz, breaking capacity M Icu=85/66kA at 500/690V, Trip unit ETU600 LSI upgrade ready , colordisplay, bluetooth and USB interface, Protection LT, ST, INST, include N-protection, (internal N-sensor available), incl. trip alarm switch (1xCO), rear connection flange, guide frame with shutter and w/o position signalling switch, with internal voltage tap on upper stab of circuit breaker, with voltage tap module VTM680 and power supply of ETU600, able to communication, integrated metering type PMF-2 Basic Power Monitoring, Voltage, Energy, Power, Power factor, Frequency, Unbalance, Temperature, Manual operating mechanism with mechanical closing, without Spring charging motor, Ready-to-close signal. switch, Auxiliary switches 2NO+2NC, without Closing coil (CC), manual operating mechanism with mechanical closing, without Remote trip alarm reset coil (RR), without 2nd shunt trip, without 1st Shunt trip | 156700 | 1 | Z\ | 1
3WA1112-4MF01-0AA0 |  | Fixed-mounted circuit breaker IEC 60947-2, frame size 1, 3-poles, In=1250A up to 690V AC 50/60Hz, breaking capacity M Icu=85/66kA at 500/690V, Trip unit ETU600 LSIG upgrade ready , colordisplay, bluetooth and USB interface, Protection LT, ST, INST, GFx, N-protection required an external N-sensor, incl. trip alarm switch (1xCO), rear connection vertical, with internal voltage tap on upper stab of circuit breaker, with voltage tap module VTM680 and power supply of ETU600, able to communication, integrated metering type PMF-2 Basic Power Monitoring, Voltage, Energy, Power, Power factor, Frequency, Unbalance, Temperature, Manual operating mechanism with mechanical closing, without Spring charging motor, Ready-to-close signal. switch, Auxiliary switches 2NO+2NC, without Closing coil (CC), manual operating mechanism with mechanical closing, without Remote trip alarm reset coil (RR), without 2nd shunt trip, without 1st Shunt trip | 104000 | 1 | Z\ | 1
3WA1112-4MF02-0AA0 |  | Fixed-mounted circuit breaker IEC 60947-2, frame size 1, 3-poles, In=1250A up to 690V AC 50/60Hz, breaking capacity M Icu=85/66kA at 500/690V, Trip unit ETU600 LSIG upgrade ready , colordisplay, bluetooth and USB interface, Protection LT, ST, INST, GFx, N-protection required an external N-sensor, incl. trip alarm switch (1xCO), rear connection horizontal, with internal voltage tap on upper stab of circuit breaker, with voltage tap module VTM680 and power supply of ETU600, able to communication, integrated metering type PMF-2 Basic Power Monitoring, Voltage, Energy, Power, Power factor, Frequency, Unbalance, Temperature, Manual operating mechanism with mechanical closing, without Spring charging motor, Ready-to-close signal. switch, Auxiliary switches 2NO+2NC, without Closing coil (CC), manual operating mechanism with mechanical closing, without Remote trip alarm reset coil (RR), without 2nd shunt trip, without 1st Shunt trip | 102000 | 1 | Z\ | 1
3WA1112-4MF03-0AA0 |  | Fixed-mounted circuit breaker IEC 60947-2, frame size 1, 3-poles, In=1250A up to 690V AC 50/60Hz, breaking capacity M Icu=85/66kA at 500/690V, Trip unit ETU600 LSIG upgrade ready , colordisplay, bluetooth and USB interface, Protection LT, ST, INST, GFx, N-protection required an external N-sensor, incl. trip alarm switch (1xCO), front connection double hole, with internal voltage tap on upper stab of circuit breaker, with voltage tap module VTM680 and power supply of ETU600, able to communication, integrated metering type PMF-2 Basic Power Monitoring, Voltage, Energy, Power, Power factor, Frequency, Unbalance, Temperature, Manual operating mechanism with mechanical closing, without Spring charging motor, Ready-to-close signal. switch, Auxiliary switches 2NO+2NC, without Closing coil (CC), manual operating mechanism with mechanical closing, without Remote trip alarm reset coil (RR), without 2nd shunt trip, without 1st Shunt trip | 108000 | 1 | Z\ | 1
3WA1112-4MF11-0AA0 |  | Fixed-mounted circuit breaker IEC 60947-2, frame size 1, 4-poles, N-pole left, In=1250A up to 690V AC 50/60Hz, breaking capacity M Icu=85/66kA at 500/690V, Trip unit ETU600 LSIG upgrade ready , colordisplay, bluetooth and USB interface, Protection LT, ST, INST, GFx, include N-protection, (internal N-sensor available), incl. trip alarm switch (1xCO), rear connection vertical, with internal voltage tap on upper stab of circuit breaker, with voltage tap module VTM680 and power supply of ETU600, able to communication, integrated metering type PMF-2 Basic Power Monitoring, Voltage, Energy, Power, Power factor, Frequency, Unbalance, Temperature, Manual operating mechanism with mechanical closing, without Spring charging motor, Ready-to-close signal. switch, Auxiliary switches 2NO+2NC, without Closing coil (CC), manual operating mechanism with mechanical closing, without Remote trip alarm reset coil (RR), without 2nd shunt trip, without 1st Shunt trip | 128700 | 1 | Z\ | 1
3WA1112-4MF12-0AA0 |  | Fixed-mounted circuit breaker IEC 60947-2, frame size 1, 4-poles, N-pole left, In=1250A up to 690V AC 50/60Hz, breaking capacity M Icu=85/66kA at 500/690V, Trip unit ETU600 LSIG upgrade ready , colordisplay, bluetooth and USB interface, Protection LT, ST, INST, GFx, include N-protection, (internal N-sensor available), incl. trip alarm switch (1xCO), rear connection horizontal, with internal voltage tap on upper stab of circuit breaker, with voltage tap module VTM680 and power supply of ETU600, able to communication, integrated metering type PMF-2 Basic Power Monitoring, Voltage, Energy, Power, Power factor, Frequency, Unbalance, Temperature, Manual operating mechanism with mechanical closing, without Spring charging motor, Ready-to-close signal. switch, Auxiliary switches 2NO+2NC, without Closing coil (CC), manual operating mechanism with mechanical closing, without Remote trip alarm reset coil (RR), without 2nd shunt trip, without 1st Shunt trip | 125700 | 1 | Z\ | 1
3WA1112-4MF13-0AA0 |  | Fixed-mounted circuit breaker IEC 60947-2, frame size 1, 4-poles, N-pole left, In=1250A up to 690V AC 50/60Hz, breaking capacity M Icu=85/66kA at 500/690V, Trip unit ETU600 LSIG upgrade ready , colordisplay, bluetooth and USB interface, Protection LT, ST, INST, GFx, include N-protection, (internal N-sensor available), incl. trip alarm switch (1xCO), front connection double hole, with internal voltage tap on upper stab of circuit breaker, with voltage tap module VTM680 and power supply of ETU600, able to communication, integrated metering type PMF-2 Basic Power Monitoring, Voltage, Energy, Power, Power factor, Frequency, Unbalance, Temperature, Manual operating mechanism with mechanical closing, without Spring charging motor, Ready-to-close signal. switch, Auxiliary switches 2NO+2NC, without Closing coil (CC), manual operating mechanism with mechanical closing, without Remote trip alarm reset coil (RR), without 2nd shunt trip, without 1st Shunt trip | 133700 | 1 | Z\ | 1
3WA1112-4MF21-0AA0 |  | fixed-mounted circuit breaker, IEC 60947-2, size 1, 4-pole, N pole on right, In=1250 A up to 690 V AC 50/60 Hz, breaking capacity M Icu=85/66 kA at 500/690 V, tripping unit ETU600 LSIG upgradeable, color display, Bluetooth, USB interface, basic protection LT, ST, INST, GFx, including protection of the N conductor (internal neutral point sensor available), trip alarm switch (1 x CO), connection at rear vertical, with internal voltage tap on upper stab of circuit breaker, with voltage tap module VTM680 and power supply of ETU600, able to communication, integrated metering type PMF-2 Basic Power Monitoring, Voltage, Energy, Power, Power factor, Frequency, Unbalance, Temperature, Manual operating mechanism with mechanical closing, without Spring charging motor, Ready-to-close signal. switch, Auxiliary switches 2NO+2NC, without Closing coil (CC), manual operating mechanism with mechanical closing, without Remote trip alarm reset coil (RR), without 2nd shunt trip, without 1st Shunt trip | 128700 | 1 | Z\ | 1
3WA1112-4MF22-0AA0 |  | fixed-mounted circuit breaker, IEC 60947-2, size 1, 4-pole, N pole on right, In=1250 A up to 690 V AC 50/60 Hz, breaking capacity M Icu=85/66 kA at 500/690 V, tripping unit ETU600 LSIG upgradeable, color display, Bluetooth, USB interface, basic protection LT, ST, INST, GFx, including protection of the N conductor (internal neutral point sensor available), trip alarm switch (1 x CO), connection at rear horizontal with internal voltage tap on upper stab of circuit breaker, with voltage tap module VTM680 and power supply of ETU600, able to communication, integrated metering type PMF-2 Basic Power Monitoring, Voltage, Energy, Power, Power factor, Frequency, Unbalance, Temperature, Manual operating mechanism with mechanical closing, without Spring charging motor, Ready-to-close signal. switch, Auxiliary switches 2NO+2NC, without Closing coil (CC), manual operating mechanism with mechanical closing, without Remote trip alarm reset coil (RR), without 2nd shunt trip, without 1st Shunt trip | 125700 | 1 | Z\ | 1
3WA1112-4MF23-0AA0 |  | fixed-mounted circuit breaker, IEC 60947-2, size 1, 4-pole, N pole on right, In=1250 A up to 690 V AC 50/60 Hz, breaking capacity M Icu=85/66 kA at 500/690 V, tripping unit ETU600 LSIG upgradeable, color display, Bluetooth, USB interface, basic protection LT, ST, INST, GFx, including protection of the N conductor (internal neutral point sensor available), trip alarm switch (1 x CO), front connection double hole, with internal voltage tap on upper stab of circuit breaker, with voltage tap module VTM680 and power supply of ETU600, able to communication, integrated metering type PMF-2 Basic Power Monitoring, Voltage, Energy, Power, Power factor, Frequency, Unbalance, Temperature, Manual operating mechanism with mechanical closing, without Spring charging motor, Ready-to-close signal. switch, Auxiliary switches 2NO+2NC, without Closing coil (CC), manual operating mechanism with mechanical closing, without Remote trip alarm reset coil (RR), without 2nd shunt trip, without 1st Shunt trip | 133700 | 1 | Z\ | 1
3WA1112-4MF31-0AA0 |  | Withdrawable circuit breaker with guide frame, IEC 60947-2, frame size 1, 3-poles, In=1250A up to 690V AC 50/60Hz, breaking capacity M Icu=85/66kA at 500/690V, Trip unit ETU600 LSIG upgrade ready , colordisplay, bluetooth and USB interface, Protection LT, ST, INST, GFx, N-protection required an external N-sensor, incl. trip alarm switch (1xCO), rear connection vertical, guide frame with shutter and w/o position signalling switch, with internal voltage tap on upper stab of circuit breaker, with voltage tap module VTM680 and power supply of ETU600, able to communication, integrated metering type PMF-2 Basic Power Monitoring, Voltage, Energy, Power, Power factor, Frequency, Unbalance, Temperature, Manual operating mechanism with mechanical closing, without Spring charging motor, Ready-to-close signal. switch, Auxiliary switches 2NO+2NC, without Closing coil (CC), manual operating mechanism with mechanical closing, without Remote trip alarm reset coil (RR), without 2nd shunt trip, without 1st Shunt trip | 136700 | 1 | Z\ | 1
3WA1112-4MF32-0AA0 |  | Withdrawable circuit breaker with guide frame, IEC 60947-2, frame size 1, 3-poles, In=1250A up to 690V AC 50/60Hz, breaking capacity M Icu=85/66kA at 500/690V, Trip unit ETU600 LSIG upgrade ready , colordisplay, bluetooth and USB interface, Protection LT, ST, INST, GFx, N-protection required an external N-sensor, incl. trip alarm switch (1xCO), rear connection horizontal, guide frame with shutter and w/o position signalling switch, with internal voltage tap on upper stab of circuit breaker, with voltage tap module VTM680 and power supply of ETU600, able to communication, integrated metering type PMF-2 Basic Power Monitoring, Voltage, Energy, Power, Power factor, Frequency, Unbalance, Temperature, Manual operating mechanism with mechanical closing, without Spring charging motor, Ready-to-close signal. switch, Auxiliary switches 2NO+2NC, without Closing coil (CC), manual operating mechanism with mechanical closing, without Remote trip alarm reset coil (RR), without 2nd shunt trip, without 1st Shunt trip | 133700 | 1 | Z\ | 1
3WA1112-4MF33-0AA0 |  | Withdrawable circuit breaker with guide frame, IEC 60947-2, frame size 1, 3-poles, In=1250A up to 690V AC 50/60Hz, breaking capacity M Icu=85/66kA at 500/690V, Trip unit ETU600 LSIG upgrade ready , colordisplay, bluetooth and USB interface, Protection LT, ST, INST, GFx, N-protection required an external N-sensor, incl. trip alarm switch (1xCO), front connection double hole, guide frame with shutter and w/o position signalling switch, with internal voltage tap on upper stab of circuit breaker, with voltage tap module VTM680 and power supply of ETU600, able to communication, integrated metering type PMF-2 Basic Power Monitoring, Voltage, Energy, Power, Power factor, Frequency, Unbalance, Temperature, Manual operating mechanism with mechanical closing, without Spring charging motor, Ready-to-close signal. switch, Auxiliary switches 2NO+2NC, without Closing coil (CC), manual operating mechanism with mechanical closing, without Remote trip alarm reset coil (RR), without 2nd shunt trip, without 1st Shunt trip | 141700 | 1 | Z\ | 1
3WA1112-4MF34-0AA0 |  | Withdrawable circuit breaker with guide frame, IEC 60947-2, frame size 1, 3-poles, In=1250A up to 690V AC 50/60Hz, breaking capacity M Icu=85/66kA at 500/690V, Trip unit ETU600 LSIG upgrade ready , colordisplay, bluetooth and USB interface, Protection LT, ST, INST, GFx, N-protection required an external N-sensor, incl. trip alarm switch (1xCO), rear connection flange, guide frame with shutter and w/o position signalling switch, with internal voltage tap on upper stab of circuit breaker, with voltage tap module VTM680 and power supply of ETU600, able to communication, integrated metering type PMF-2 Basic Power Monitoring, Voltage, Energy, Power, Power factor, Frequency, Unbalance, Temperature, Manual operating mechanism with mechanical closing, without Spring charging motor, Ready-to-close signal. switch, Auxiliary switches 2NO+2NC, without Closing coil (CC), manual operating mechanism with mechanical closing, without Remote trip alarm reset coil (RR), without 2nd shunt trip, without 1st Shunt trip | 133700 | 1 | Z\ | 1
3WA1112-4MF41-0AA0 |  | Withdrawable circuit breaker with guide frame, IEC 60947-2, frame size 1, 4-poles, N-pole left, In=1250A up to 690V AC 50/60Hz, breaking capacity M Icu=85/66kA at 500/690V, Trip unit ETU600 LSIG upgrade ready , colordisplay, bluetooth and USB interface, Protection LT, ST, INST, GFx, include N-protection, (internal N-sensor available), incl. trip alarm switch (1xCO), rear connection vertical, guide frame with shutter and w/o position signalling switch, with internal voltage tap on upper stab of circuit breaker, with voltage tap module VTM680 and power supply of ETU600, able to communication, integrated metering type PMF-2 Basic Power Monitoring, Voltage, Energy, Power, Power factor, Frequency, Unbalance, Temperature, Manual operating mechanism with mechanical closing, without Spring charging motor, Ready-to-close signal. switch, Auxiliary switches 2NO+2NC, without Closing coil (CC), manual operating mechanism with mechanical closing, without Remote trip alarm reset coil (RR), without 2nd shunt trip, without 1st Shunt trip | 170700 | 1 | Z\ | 1
3WA1112-4MF42-0AA0 |  | Withdrawable circuit breaker with guide frame, IEC 60947-2, frame size 1, 4-poles, N-pole left, In=1250A up to 690V AC 50/60Hz, breaking capacity M Icu=85/66kA at 500/690V, Trip unit ETU600 LSIG upgrade ready , colordisplay, bluetooth and USB interface, Protection LT, ST, INST, GFx, include N-protection, (internal N-sensor available), incl. trip alarm switch (1xCO), rear connection horizontal, guide frame with shutter and w/o position signalling switch, with internal voltage tap on upper stab of circuit breaker, with voltage tap module VTM680 and power supply of ETU600, able to communication, integrated metering type PMF-2 Basic Power Monitoring, Voltage, Energy, Power, Power factor, Frequency, Unbalance, Temperature, Manual operating mechanism with mechanical closing, without Spring charging motor, Ready-to-close signal. switch, Auxiliary switches 2NO+2NC, without Closing coil (CC), manual operating mechanism with mechanical closing, without Remote trip alarm reset coil (RR), without 2nd shunt trip, without 1st Shunt trip | 166700 | 1 | Z\ | 1
3WA1112-4MF43-0AA0 |  | Withdrawable circuit breaker with guide frame, IEC 60947-2, frame size 1, 4-poles, N-pole left, In=1250A up to 690V AC 50/60Hz, breaking capacity M Icu=85/66kA at 500/690V, Trip unit ETU600 LSIG upgrade ready , colordisplay, bluetooth and USB interface, Protection LT, ST, INST, GFx, include N-protection, (internal N-sensor available), incl. trip alarm switch (1xCO), front connection double hole, guide frame with shutter and w/o position signalling switch, with internal voltage tap on upper stab of circuit breaker, with voltage tap module VTM680 and power supply of ETU600, able to communication, integrated metering type PMF-2 Basic Power Monitoring, Voltage, Energy, Power, Power factor, Frequency, Unbalance, Temperature, Manual operating mechanism with mechanical closing, without Spring charging motor, Ready-to-close signal. switch, Auxiliary switches 2NO+2NC, without Closing coil (CC), manual operating mechanism with mechanical closing, without Remote trip alarm reset coil (RR), without 2nd shunt trip, without 1st Shunt trip | 178700 | 1 | Z\ | 1
3WA1112-4MF44-0AA0 |  | Withdrawable circuit breaker with guide frame, IEC 60947-2, frame size 1, 4-poles, N-pole left, In=1250A up to 690V AC 50/60Hz, breaking capacity M Icu=85/66kA at 500/690V, Trip unit ETU600 LSIG upgrade ready , colordisplay, bluetooth and USB interface, Protection LT, ST, INST, GFx, include N-protection, (internal N-sensor available), incl. trip alarm switch (1xCO), rear connection flange, guide frame with shutter and w/o position signalling switch, with internal voltage tap on upper stab of circuit breaker, with voltage tap module VTM680 and power supply of ETU600, able to communication, integrated metering type PMF-2 Basic Power Monitoring, Voltage, Energy, Power, Power factor, Frequency, Unbalance, Temperature, Manual operating mechanism with mechanical closing, without Spring charging motor, Ready-to-close signal. switch, Auxiliary switches 2NO+2NC, without Closing coil (CC), manual operating mechanism with mechanical closing, without Remote trip alarm reset coil (RR), without 2nd shunt trip, without 1st Shunt trip | 166700 | 1 | Z\ | 1
3WA1112-4NE01-0AA0 |  | Fixed-mounted circuit breaker IEC 60947-2, frame size 1, 3-poles, In=1250A up to 690V AC 50/60Hz, breaking capacity M Icu=85/66kA at 500/690V, Trip unit ETU600 LSI upgrade ready , colordisplay, bluetooth and USB interface, Protection LT, ST, INST, N-protection required an external N-sensor, incl. trip alarm switch (1xCO), rear connection vertical, with internal voltage tap on upper stab of circuit breaker, with voltage tap module VTM680 and power supply of ETU600, able to communication, integrated metering type PMF-3 Advanced Power Monitor., Voltage, Energy, Power, Power factor, Frequency, Unbalance, Temperature, Power quality, Manual operating mechanism with mechanical closing, without Spring charging motor, Ready-to-close signal. switch, Auxiliary switches 2NO+2NC, without Closing coil (CC), manual operating mechanism with mechanical closing, without Remote trip alarm reset coil (RR), without 2nd shunt trip, without 1st Shunt trip | 99800 | 1 | Z\ | 1
3WA1112-4NE02-0AA0 |  | Fixed-mounted circuit breaker IEC 60947-2, frame size 1, 3-poles, In=1250A up to 690V AC 50/60Hz, breaking capacity M Icu=85/66kA at 500/690V, Trip unit ETU600 LSI upgrade ready , colordisplay, bluetooth and USB interface, Protection LT, ST, INST, N-protection required an external N-sensor, incl. trip alarm switch (1xCO), rear connection horizontal, with internal voltage tap on upper stab of circuit breaker, with voltage tap module VTM680 and power supply of ETU600, able to communication, integrated metering type PMF-3 Advanced Power Monitor., Voltage, Energy, Power, Power factor, Frequency, Unbalance, Temperature, Power quality, Manual operating mechanism with mechanical closing, without Spring charging motor, Ready-to-close signal. switch, Auxiliary switches 2NO+2NC, without Closing coil (CC), manual operating mechanism with mechanical closing, without Remote trip alarm reset coil (RR), without 2nd shunt trip, without 1st Shunt trip | 97800 | 1 | Z\ | 1
3WA1112-4NE03-0AA0 |  | Fixed-mounted circuit breaker IEC 60947-2, frame size 1, 3-poles, In=1250A up to 690V AC 50/60Hz, breaking capacity M Icu=85/66kA at 500/690V, Trip unit ETU600 LSI upgrade ready , colordisplay, bluetooth and USB interface, Protection LT, ST, INST, N-protection required an external N-sensor, incl. trip alarm switch (1xCO), front connection double hole, with internal voltage tap on upper stab of circuit breaker, with voltage tap module VTM680 and power supply of ETU600, able to communication, integrated metering type PMF-3 Advanced Power Monitor., Voltage, Energy, Power, Power factor, Frequency, Unbalance, Temperature, Power quality, Manual operating mechanism with mechanical closing, without Spring charging motor, Ready-to-close signal. switch, Auxiliary switches 2NO+2NC, without Closing coil (CC), manual operating mechanism with mechanical closing, without Remote trip alarm reset coil (RR), without 2nd shunt trip, without 1st Shunt trip | 103800 | 1 | Z\ | 1
3WA1112-4NE11-0AA0 |  | Fixed-mounted circuit breaker IEC 60947-2, frame size 1, 4-poles, N-pole left, In=1250A up to 690V AC 50/60Hz, breaking capacity M Icu=85/66kA at 500/690V, Trip unit ETU600 LSI upgrade ready , colordisplay, bluetooth and USB interface, Protection LT, ST, INST, include N-protection, (internal N-sensor available), incl. trip alarm switch (1xCO), rear connection vertical, with internal voltage tap on upper stab of circuit breaker, with voltage tap module VTM680 and power supply of ETU600, able to communication, integrated metering type PMF-3 Advanced Power Monitor., Voltage, Energy, Power, Power factor, Frequency, Unbalance, Temperature, Power quality, Manual operating mechanism with mechanical closing, without Spring charging motor, Ready-to-close signal. switch, Auxiliary switches 2NO+2NC, without Closing coil (CC), manual operating mechanism with mechanical closing, without Remote trip alarm reset coil (RR), without 2nd shunt trip, without 1st Shunt trip | 124000 | 1 | Z\ | 1
3WA1112-4NE12-0AA0 |  | Fixed-mounted circuit breaker IEC 60947-2, frame size 1, 4-poles, N-pole left, In=1250A up to 690V AC 50/60Hz, breaking capacity M Icu=85/66kA at 500/690V, Trip unit ETU600 LSI upgrade ready , colordisplay, bluetooth and USB interface, Protection LT, ST, INST, include N-protection, (internal N-sensor available), incl. trip alarm switch (1xCO), rear connection horizontal, with internal voltage tap on upper stab of circuit breaker, with voltage tap module VTM680 and power supply of ETU600, able to communication, integrated metering type PMF-3 Advanced Power Monitor., Voltage, Energy, Power, Power factor, Frequency, Unbalance, Temperature, Power quality, Manual operating mechanism with mechanical closing, without Spring charging motor, Ready-to-close signal. switch, Auxiliary switches 2NO+2NC, without Closing coil (CC), manual operating mechanism with mechanical closing, without Remote trip alarm reset coil (RR), without 2nd shunt trip, without 1st Shunt trip | 121400 | 1 | Z\ | 1
3WA1112-4NE13-0AA0 |  | Fixed-mounted circuit breaker IEC 60947-2, frame size 1, 4-poles, N-pole left, In=1250A up to 690V AC 50/60Hz, breaking capacity M Icu=85/66kA at 500/690V, Trip unit ETU600 LSI upgrade ready , colordisplay, bluetooth and USB interface, Protection LT, ST, INST, include N-protection, (internal N-sensor available), incl. trip alarm switch (1xCO), front connection double hole, with internal voltage tap on upper stab of circuit breaker, with voltage tap module VTM680 and power supply of ETU600, able to communication, integrated metering type PMF-3 Advanced Power Monitor., Voltage, Energy, Power, Power factor, Frequency, Unbalance, Temperature, Power quality, Manual operating mechanism with mechanical closing, without Spring charging motor, Ready-to-close signal. switch, Auxiliary switches 2NO+2NC, without Closing coil (CC), manual operating mechanism with mechanical closing, without Remote trip alarm reset coil (RR), without 2nd shunt trip, without 1st Shunt trip | 129100 | 1 | Z\ | 1
3WA1112-4NE21-0AA0 |  | fixed-mounted circuit breaker, IEC 60947-2, size 1, 4-pole, N pole on right, In=1250 A up to 690 V AC 50/60 Hz, breaking capacity M Icu=85/66 kA at 500/690 V, tripping unit ETU600 LSI upgradeable, color display, Bluetooth, USB interface, basic protection LT, ST, INST, including protection of the N conductor (internal neutral point sensor available), trip alarm switch (1 x CO), connection at rear vertical, with internal voltage tap on upper stab of circuit breaker, with voltage tap module VTM680 and power supply of ETU600, able to communication, integrated metering type PMF-3 Advanced Power Monitor., Voltage, Energy, Power, Power factor, Frequency, Unbalance, Temperature, Power quality, Manual operating mechanism with mechanical closing, without Spring charging motor, Ready-to-close signal. switch, Auxiliary switches 2NO+2NC, without Closing coil (CC), manual operating mechanism with mechanical closing, without Remote trip alarm reset coil (RR), without 2nd shunt trip, without 1st Shunt trip | 124000 | 1 | Z\ | 1
3WA1112-4NE22-0AA0 |  | fixed-mounted circuit breaker, IEC 60947-2, size 1, 4-pole, N pole on right, In=1250 A up to 690 V AC 50/60 Hz, breaking capacity M Icu=85/66 kA at 500/690 V, tripping unit ETU600 LSI upgradeable, color display, Bluetooth, USB interface, basic protection LT, ST, INST, including protection of the N conductor (internal neutral point sensor available), trip alarm switch (1 x CO), connection at rear horizontal with internal voltage tap on upper stab of circuit breaker, with voltage tap module VTM680 and power supply of ETU600, able to communication, integrated metering type PMF-3 Advanced Power Monitor., Voltage, Energy, Power, Power factor, Frequency, Unbalance, Temperature, Power quality, Manual operating mechanism with mechanical closing, without Spring charging motor, Ready-to-close signal. switch, Auxiliary switches 2NO+2NC, without Closing coil (CC), manual operating mechanism with mechanical closing, without Remote trip alarm reset coil (RR), without 2nd shunt trip, without 1st Shunt trip | 121400 | 1 | Z\ | 1
3WA1112-4NE23-0AA0 |  | fixed-mounted circuit breaker, IEC 60947-2, size 1, 4-pole, N pole on right, In=1250 A up to 690 V AC 50/60 Hz, breaking capacity M Icu=85/66 kA at 500/690 V, tripping unit ETU600 LSI upgradeable, color display, Bluetooth, USB interface, basic protection LT, ST, INST, including protection of the N conductor (internal neutral point sensor available), trip alarm switch (1 x CO), front connection double hole, with internal voltage tap on upper stab of circuit breaker, with voltage tap module VTM680 and power supply of ETU600, able to communication, integrated metering type PMF-3 Advanced Power Monitor., Voltage, Energy, Power, Power factor, Frequency, Unbalance, Temperature, Power quality, Manual operating mechanism with mechanical closing, without Spring charging motor, Ready-to-close signal. switch, Auxiliary switches 2NO+2NC, without Closing coil (CC), manual operating mechanism with mechanical closing, without Remote trip alarm reset coil (RR), without 2nd shunt trip, without 1st Shunt trip | 129100 | 1 | Z\ | 1
3WA1112-4NE31-0AA0 |  | Withdrawable circuit breaker with guide frame, IEC 60947-2, frame size 1, 3-poles, In=1250A up to 690V AC 50/60Hz, breaking capacity M Icu=85/66kA at 500/690V, Trip unit ETU600 LSI upgrade ready , colordisplay, bluetooth and USB interface, Protection LT, ST, INST, N-protection required an external N-sensor, incl. trip alarm switch (1xCO), rear connection vertical, guide frame with shutter and w/o position signalling switch, with internal voltage tap on upper stab of circuit breaker, with voltage tap module VTM680 and power supply of ETU600, able to communication, integrated metering type PMF-3 Advanced Power Monitor., Voltage, Energy, Power, Power factor, Frequency, Unbalance, Temperature, Power quality, Manual operating mechanism with mechanical closing, without Spring charging motor, Ready-to-close signal. switch, Auxiliary switches 2NO+2NC, without Closing coil (CC), manual operating mechanism with mechanical closing, without Remote trip alarm reset coil (RR), without 2nd shunt trip, without 1st Shunt trip | 132100 | 1 | Z\ | 1
3WA1112-4NE32-0AA0 |  | Withdrawable circuit breaker with guide frame, IEC 60947-2, frame size 1, 3-poles, In=1250A up to 690V AC 50/60Hz, breaking capacity M Icu=85/66kA at 500/690V, Trip unit ETU600 LSI upgrade ready , colordisplay, bluetooth and USB interface, Protection LT, ST, INST, N-protection required an external N-sensor, incl. trip alarm switch (1xCO), rear connection horizontal, guide frame with shutter and w/o position signalling switch, with internal voltage tap on upper stab of circuit breaker, with voltage tap module VTM680 and power supply of ETU600, able to communication, integrated metering type PMF-3 Advanced Power Monitor., Voltage, Energy, Power, Power factor, Frequency, Unbalance, Temperature, Power quality, Manual operating mechanism with mechanical closing, without Spring charging motor, Ready-to-close signal. switch, Auxiliary switches 2NO+2NC, without Closing coil (CC), manual operating mechanism with mechanical closing, without Remote trip alarm reset coil (RR), without 2nd shunt trip, without 1st Shunt trip | 129100 | 1 | Z\ | 1
3WA1112-4NE33-0AA0 |  | Withdrawable circuit breaker with guide frame, IEC 60947-2, frame size 1, 3-poles, In=1250A up to 690V AC 50/60Hz, breaking capacity M Icu=85/66kA at 500/690V, Trip unit ETU600 LSI upgrade ready , colordisplay, bluetooth and USB interface, Protection LT, ST, INST, N-protection required an external N-sensor, incl. trip alarm switch (1xCO), front connection double hole, guide frame with shutter and w/o position signalling switch, with internal voltage tap on upper stab of circuit breaker, with voltage tap module VTM680 and power supply of ETU600, able to communication, integrated metering type PMF-3 Advanced Power Monitor., Voltage, Energy, Power, Power factor, Frequency, Unbalance, Temperature, Power quality, Manual operating mechanism with mechanical closing, without Spring charging motor, Ready-to-close signal. switch, Auxiliary switches 2NO+2NC, without Closing coil (CC), manual operating mechanism with mechanical closing, without Remote trip alarm reset coil (RR), without 2nd shunt trip, without 1st Shunt trip | 138100 | 1 | Z\ | 1
3WA1112-4NE34-0AA0 |  | Withdrawable circuit breaker with guide frame, IEC 60947-2, frame size 1, 3-poles, In=1250A up to 690V AC 50/60Hz, breaking capacity M Icu=85/66kA at 500/690V, Trip unit ETU600 LSI upgrade ready , colordisplay, bluetooth and USB interface, Protection LT, ST, INST, N-protection required an external N-sensor, incl. trip alarm switch (1xCO), rear connection flange, guide frame with shutter and w/o position signalling switch, with internal voltage tap on upper stab of circuit breaker, with voltage tap module VTM680 and power supply of ETU600, able to communication, integrated metering type PMF-3 Advanced Power Monitor., Voltage, Energy, Power, Power factor, Frequency, Unbalance, Temperature, Power quality, Manual operating mechanism with mechanical closing, without Spring charging motor, Ready-to-close signal. switch, Auxiliary switches 2NO+2NC, without Closing coil (CC), manual operating mechanism with mechanical closing, without Remote trip alarm reset coil (RR), without 2nd shunt trip, without 1st Shunt trip | 129100 | 1 | Z\ | 1
3WA1112-4NE41-0AA0 |  | Withdrawable circuit breaker with guide frame, IEC 60947-2, frame size 1, 4-poles, N-pole left, In=1250A up to 690V AC 50/60Hz, breaking capacity M Icu=85/66kA at 500/690V, Trip unit ETU600 LSI upgrade ready , colordisplay, bluetooth and USB interface, Protection LT, ST, INST, include N-protection, (internal N-sensor available), incl. trip alarm switch (1xCO), rear connection vertical, guide frame with shutter and w/o position signalling switch, with internal voltage tap on upper stab of circuit breaker, with voltage tap module VTM680 and power supply of ETU600, able to communication, integrated metering type PMF-3 Advanced Power Monitor., Voltage, Energy, Power, Power factor, Frequency, Unbalance, Temperature, Power quality, Manual operating mechanism with mechanical closing, without Spring charging motor, Ready-to-close signal. switch, Auxiliary switches 2NO+2NC, without Closing coil (CC), manual operating mechanism with mechanical closing, without Remote trip alarm reset coil (RR), without 2nd shunt trip, without 1st Shunt trip | 167100 | 1 | Z\ | 1
3WA1112-4NE42-0AA0 |  | Withdrawable circuit breaker with guide frame, IEC 60947-2, frame size 1, 4-poles, N-pole left, In=1250A up to 690V AC 50/60Hz, breaking capacity M Icu=85/66kA at 500/690V, Trip unit ETU600 LSI upgrade ready , colordisplay, bluetooth and USB interface, Protection LT, ST, INST, include N-protection, (internal N-sensor available), incl. trip alarm switch (1xCO), rear connection horizontal, guide frame with shutter and w/o position signalling switch, with internal voltage tap on upper stab of circuit breaker, with voltage tap module VTM680 and power supply of ETU600, able to communication, integrated metering type PMF-3 Advanced Power Monitor., Voltage, Energy, Power, Power factor, Frequency, Unbalance, Temperature, Power quality, Manual operating mechanism with mechanical closing, without Spring charging motor, Ready-to-close signal. switch, Auxiliary switches 2NO+2NC, without Closing coil (CC), manual operating mechanism with mechanical closing, without Remote trip alarm reset coil (RR), without 2nd shunt trip, without 1st Shunt trip | 163100 | 1 | Z\ | 1
3WA1112-4NE43-0AA0 |  | Withdrawable circuit breaker with guide frame, IEC 60947-2, frame size 1, 4-poles, N-pole left, In=1250A up to 690V AC 50/60Hz, breaking capacity M Icu=85/66kA at 500/690V, Trip unit ETU600 LSI upgrade ready , colordisplay, bluetooth and USB interface, Protection LT, ST, INST, include N-protection, (internal N-sensor available), incl. trip alarm switch (1xCO), front connection double hole, guide frame with shutter and w/o position signalling switch, with internal voltage tap on upper stab of circuit breaker, with voltage tap module VTM680 and power supply of ETU600, able to communication, integrated metering type PMF-3 Advanced Power Monitor., Voltage, Energy, Power, Power factor, Frequency, Unbalance, Temperature, Power quality, Manual operating mechanism with mechanical closing, without Spring charging motor, Ready-to-close signal. switch, Auxiliary switches 2NO+2NC, without Closing coil (CC), manual operating mechanism with mechanical closing, without Remote trip alarm reset coil (RR), without 2nd shunt trip, without 1st Shunt trip | 174100 | 1 | Z\ | 1
3WA1112-4NE44-0AA0 |  | Withdrawable circuit breaker with guide frame, IEC 60947-2, frame size 1, 4-poles, N-pole left, In=1250A up to 690V AC 50/60Hz, breaking capacity M Icu=85/66kA at 500/690V, Trip unit ETU600 LSI upgrade ready , colordisplay, bluetooth and USB interface, Protection LT, ST, INST, include N-protection, (internal N-sensor available), incl. trip alarm switch (1xCO), rear connection flange, guide frame with shutter and w/o position signalling switch, with internal voltage tap on upper stab of circuit breaker, with voltage tap module VTM680 and power supply of ETU600, able to communication, integrated metering type PMF-3 Advanced Power Monitor., Voltage, Energy, Power, Power factor, Frequency, Unbalance, Temperature, Power quality, Manual operating mechanism with mechanical closing, without Spring charging motor, Ready-to-close signal. switch, Auxiliary switches 2NO+2NC, without Closing coil (CC), manual operating mechanism with mechanical closing, without Remote trip alarm reset coil (RR), without 2nd shunt trip, without 1st Shunt trip | 163100 | 1 | Z\ | 1
3WA1112-4NF01-0AA0 |  | Fixed-mounted circuit breaker IEC 60947-2, frame size 1, 3-poles, In=1250A up to 690V AC 50/60Hz, breaking capacity M Icu=85/66kA at 500/690V, Trip unit ETU600 LSIG upgrade ready , colordisplay, bluetooth and USB interface, Protection LT, ST, INST, GFx, N-protection required an external N-sensor, incl. trip alarm switch (1xCO), rear connection vertical, with internal voltage tap on upper stab of circuit breaker, with voltage tap module VTM680 and power supply of ETU600, able to communication, integrated metering type PMF-3 Advanced Power Monitor., Voltage, Energy, Power, Power factor, Frequency, Unbalance, Temperature, Power quality, Manual operating mechanism with mechanical closing, without Spring charging motor, Ready-to-close signal. switch, Auxiliary switches 2NO+2NC, without Closing coil (CC), manual operating mechanism with mechanical closing, without Remote trip alarm reset coil (RR), without 2nd shunt trip, without 1st Shunt trip | 110400 | 1 | Z\ | 1
3WA1112-4NF02-0AA0 |  | Fixed-mounted circuit breaker IEC 60947-2, frame size 1, 3-poles, In=1250A up to 690V AC 50/60Hz, breaking capacity M Icu=85/66kA at 500/690V, Trip unit ETU600 LSIG upgrade ready , colordisplay, bluetooth and USB interface, Protection LT, ST, INST, GFx, N-protection required an external N-sensor, incl. trip alarm switch (1xCO), rear connection horizontal, with internal voltage tap on upper stab of circuit breaker, with voltage tap module VTM680 and power supply of ETU600, able to communication, integrated metering type PMF-3 Advanced Power Monitor., Voltage, Energy, Power, Power factor, Frequency, Unbalance, Temperature, Power quality, Manual operating mechanism with mechanical closing, without Spring charging motor, Ready-to-close signal. switch, Auxiliary switches 2NO+2NC, without Closing coil (CC), manual operating mechanism with mechanical closing, without Remote trip alarm reset coil (RR), without 2nd shunt trip, without 1st Shunt trip | 108400 | 1 | Z\ | 1
3WA1112-4NF03-0AA0 |  | Fixed-mounted circuit breaker IEC 60947-2, frame size 1, 3-poles, In=1250A up to 690V AC 50/60Hz, breaking capacity M Icu=85/66kA at 500/690V, Trip unit ETU600 LSIG upgrade ready , colordisplay, bluetooth and USB interface, Protection LT, ST, INST, GFx, N-protection required an external N-sensor, incl. trip alarm switch (1xCO), front connection double hole, with internal voltage tap on upper stab of circuit breaker, with voltage tap module VTM680 and power supply of ETU600, able to communication, integrated metering type PMF-3 Advanced Power Monitor., Voltage, Energy, Power, Power factor, Frequency, Unbalance, Temperature, Power quality, Manual operating mechanism with mechanical closing, without Spring charging motor, Ready-to-close signal. switch, Auxiliary switches 2NO+2NC, without Closing coil (CC), manual operating mechanism with mechanical closing, without Remote trip alarm reset coil (RR), without 2nd shunt trip, without 1st Shunt trip | 114400 | 1 | Z\ | 1
3WA1112-4NF11-0AA0 |  | Fixed-mounted circuit breaker IEC 60947-2, frame size 1, 4-poles, N-pole left, In=1250A up to 690V AC 50/60Hz, breaking capacity M Icu=85/66kA at 500/690V, Trip unit ETU600 LSIG upgrade ready , colordisplay, bluetooth and USB interface, Protection LT, ST, INST, GFx, include N-protection, (internal N-sensor available), incl. trip alarm switch (1xCO), rear connection vertical, with internal voltage tap on upper stab of circuit breaker, with voltage tap module VTM680 and power supply of ETU600, able to communication, integrated metering type PMF-3 Advanced Power Monitor., Voltage, Energy, Power, Power factor, Frequency, Unbalance, Temperature, Power quality, Manual operating mechanism with mechanical closing, without Spring charging motor, Ready-to-close signal. switch, Auxiliary switches 2NO+2NC, without Closing coil (CC), manual operating mechanism with mechanical closing, without Remote trip alarm reset coil (RR), without 2nd shunt trip, without 1st Shunt trip | 135100 | 1 | Z\ | 1
3WA1112-4NF12-0AA0 |  | Fixed-mounted circuit breaker IEC 60947-2, frame size 1, 4-poles, N-pole left, In=1250A up to 690V AC 50/60Hz, breaking capacity M Icu=85/66kA at 500/690V, Trip unit ETU600 LSIG upgrade ready , colordisplay, bluetooth and USB interface, Protection LT, ST, INST, GFx, include N-protection, (internal N-sensor available), incl. trip alarm switch (1xCO), rear connection horizontal, with internal voltage tap on upper stab of circuit breaker, with voltage tap module VTM680 and power supply of ETU600, able to communication, integrated metering type PMF-3 Advanced Power Monitor., Voltage, Energy, Power, Power factor, Frequency, Unbalance, Temperature, Power quality, Manual operating mechanism with mechanical closing, without Spring charging motor, Ready-to-close signal. switch, Auxiliary switches 2NO+2NC, without Closing coil (CC), manual operating mechanism with mechanical closing, without Remote trip alarm reset coil (RR), without 2nd shunt trip, without 1st Shunt trip | 132100 | 1 | Z\ | 1
3WA1112-4NF13-0AA0 |  | Fixed-mounted circuit breaker IEC 60947-2, frame size 1, 4-poles, N-pole left, In=1250A up to 690V AC 50/60Hz, breaking capacity M Icu=85/66kA at 500/690V, Trip unit ETU600 LSIG upgrade ready , colordisplay, bluetooth and USB interface, Protection LT, ST, INST, GFx, include N-protection, (internal N-sensor available), incl. trip alarm switch (1xCO), front connection double hole, with internal voltage tap on upper stab of circuit breaker, with voltage tap module VTM680 and power supply of ETU600, able to communication, integrated metering type PMF-3 Advanced Power Monitor., Voltage, Energy, Power, Power factor, Frequency, Unbalance, Temperature, Power quality, Manual operating mechanism with mechanical closing, without Spring charging motor, Ready-to-close signal. switch, Auxiliary switches 2NO+2NC, without Closing coil (CC), manual operating mechanism with mechanical closing, without Remote trip alarm reset coil (RR), without 2nd shunt trip, without 1st Shunt trip | 140100 | 1 | Z\ | 1
3WA1112-4NF21-0AA0 |  | fixed-mounted circuit breaker, IEC 60947-2, size 1, 4-pole, N pole on right, In=1250 A up to 690 V AC 50/60 Hz, breaking capacity M Icu=85/66 kA at 500/690 V, tripping unit ETU600 LSIG upgradeable, color display, Bluetooth, USB interface, basic protection LT, ST, INST, GFx, including protection of the N conductor (internal neutral point sensor available), trip alarm switch (1 x CO), connection at rear vertical, with internal voltage tap on upper stab of circuit breaker, with voltage tap module VTM680 and power supply of ETU600, able to communication, integrated metering type PMF-3 Advanced Power Monitor., Voltage, Energy, Power, Power factor, Frequency, Unbalance, Temperature, Power quality, Manual operating mechanism with mechanical closing, without Spring charging motor, Ready-to-close signal. switch, Auxiliary switches 2NO+2NC, without Closing coil (CC), manual operating mechanism with mechanical closing, without Remote trip alarm reset coil (RR), without 2nd shunt trip, without 1st Shunt trip | 135100 | 1 | Z\ | 1
3WA1112-4NF22-0AA0 |  | fixed-mounted circuit breaker, IEC 60947-2, size 1, 4-pole, N pole on right, In=1250 A up to 690 V AC 50/60 Hz, breaking capacity M Icu=85/66 kA at 500/690 V, tripping unit ETU600 LSIG upgradeable, color display, Bluetooth, USB interface, basic protection LT, ST, INST, GFx, including protection of the N conductor (internal neutral point sensor available), trip alarm switch (1 x CO), connection at rear horizontal with internal voltage tap on upper stab of circuit breaker, with voltage tap module VTM680 and power supply of ETU600, able to communication, integrated metering type PMF-3 Advanced Power Monitor., Voltage, Energy, Power, Power factor, Frequency, Unbalance, Temperature, Power quality, Manual operating mechanism with mechanical closing, without Spring charging motor, Ready-to-close signal. switch, Auxiliary switches 2NO+2NC, without Closing coil (CC), manual operating mechanism with mechanical closing, without Remote trip alarm reset coil (RR), without 2nd shunt trip, without 1st Shunt trip | 132100 | 1 | Z\ | 1
3WA1112-4NF23-0AA0 |  | fixed-mounted circuit breaker, IEC 60947-2, size 1, 4-pole, N pole on right, In=1250 A up to 690 V AC 50/60 Hz, breaking capacity M Icu=85/66 kA at 500/690 V, tripping unit ETU600 LSIG upgradeable, color display, Bluetooth, USB interface, basic protection LT, ST, INST, GFx, including protection of the N conductor (internal neutral point sensor available), trip alarm switch (1 x CO), front connection double hole, with internal voltage tap on upper stab of circuit breaker, with voltage tap module VTM680 and power supply of ETU600, able to communication, integrated metering type PMF-3 Advanced Power Monitor., Voltage, Energy, Power, Power factor, Frequency, Unbalance, Temperature, Power quality, Manual operating mechanism with mechanical closing, without Spring charging motor, Ready-to-close signal. switch, Auxiliary switches 2NO+2NC, without Closing coil (CC), manual operating mechanism with mechanical closing, without Remote trip alarm reset coil (RR), without 2nd shunt trip, without 1st Shunt trip | 140100 | 1 | Z\ | 1
3WA1112-4NF31-0AA0 |  | Withdrawable circuit breaker with guide frame, IEC 60947-2, frame size 1, 3-poles, In=1250A up to 690V AC 50/60Hz, breaking capacity M Icu=85/66kA at 500/690V, Trip unit ETU600 LSIG upgrade ready , colordisplay, bluetooth and USB interface, Protection LT, ST, INST, GFx, N-protection required an external N-sensor, incl. trip alarm switch (1xCO), rear connection vertical, guide frame with shutter and w/o position signalling switch, with internal voltage tap on upper stab of circuit breaker, with voltage tap module VTM680 and power supply of ETU600, able to communication, integrated metering type PMF-3 Advanced Power Monitor., Voltage, Energy, Power, Power factor, Frequency, Unbalance, Temperature, Power quality, Manual operating mechanism with mechanical closing, without Spring charging motor, Ready-to-close signal. switch, Auxiliary switches 2NO+2NC, without Closing coil (CC), manual operating mechanism with mechanical closing, without Remote trip alarm reset coil (RR), without 2nd shunt trip, without 1st Shunt trip | 143100 | 1 | Z\ | 1
3WA1112-4NF32-0AA0 |  | Withdrawable circuit breaker with guide frame, IEC 60947-2, frame size 1, 3-poles, In=1250A up to 690V AC 50/60Hz, breaking capacity M Icu=85/66kA at 500/690V, Trip unit ETU600 LSIG upgrade ready , colordisplay, bluetooth and USB interface, Protection LT, ST, INST, GFx, N-protection required an external N-sensor, incl. trip alarm switch (1xCO), rear connection horizontal, guide frame with shutter and w/o position signalling switch, with internal voltage tap on upper stab of circuit breaker, with voltage tap module VTM680 and power supply of ETU600, able to communication, integrated metering type PMF-3 Advanced Power Monitor., Voltage, Energy, Power, Power factor, Frequency, Unbalance, Temperature, Power quality, Manual operating mechanism with mechanical closing, without Spring charging motor, Ready-to-close signal. switch, Auxiliary switches 2NO+2NC, without Closing coil (CC), manual operating mechanism with mechanical closing, without Remote trip alarm reset coil (RR), without 2nd shunt trip, without 1st Shunt trip | 140100 | 1 | Z\ | 1
3WA1112-4NF33-0AA0 |  | Withdrawable circuit breaker with guide frame, IEC 60947-2, frame size 1, 3-poles, In=1250A up to 690V AC 50/60Hz, breaking capacity M Icu=85/66kA at 500/690V, Trip unit ETU600 LSIG upgrade ready , colordisplay, bluetooth and USB interface, Protection LT, ST, INST, GFx, N-protection required an external N-sensor, incl. trip alarm switch (1xCO), front connection double hole, guide frame with shutter and w/o position signalling switch, with internal voltage tap on upper stab of circuit breaker, with voltage tap module VTM680 and power supply of ETU600, able to communication, integrated metering type PMF-3 Advanced Power Monitor., Voltage, Energy, Power, Power factor, Frequency, Unbalance, Temperature, Power quality, Manual operating mechanism with mechanical closing, without Spring charging motor, Ready-to-close signal. switch, Auxiliary switches 2NO+2NC, without Closing coil (CC), manual operating mechanism with mechanical closing, without Remote trip alarm reset coil (RR), without 2nd shunt trip, without 1st Shunt trip | 148100 | 1 | Z\ | 1
3WA1112-4NF34-0AA0 |  | Withdrawable circuit breaker with guide frame, IEC 60947-2, frame size 1, 3-poles, In=1250A up to 690V AC 50/60Hz, breaking capacity M Icu=85/66kA at 500/690V, Trip unit ETU600 LSIG upgrade ready , colordisplay, bluetooth and USB interface, Protection LT, ST, INST, GFx, N-protection required an external N-sensor, incl. trip alarm switch (1xCO), rear connection flange, guide frame with shutter and w/o position signalling switch, with internal voltage tap on upper stab of circuit breaker, with voltage tap module VTM680 and power supply of ETU600, able to communication, integrated metering type PMF-3 Advanced Power Monitor., Voltage, Energy, Power, Power factor, Frequency, Unbalance, Temperature, Power quality, Manual operating mechanism with mechanical closing, without Spring charging motor, Ready-to-close signal. switch, Auxiliary switches 2NO+2NC, without Closing coil (CC), manual operating mechanism with mechanical closing, without Remote trip alarm reset coil (RR), without 2nd shunt trip, without 1st Shunt trip | 140100 | 1 | Z\ | 1
3WA1112-4NF41-0AA0 |  | Withdrawable circuit breaker with guide frame, IEC 60947-2, frame size 1, 4-poles, N-pole left, In=1250A up to 690V AC 50/60Hz, breaking capacity M Icu=85/66kA at 500/690V, Trip unit ETU600 LSIG upgrade ready , colordisplay, bluetooth and USB interface, Protection LT, ST, INST, GFx, include N-protection, (internal N-sensor available), incl. trip alarm switch (1xCO), rear connection vertical, guide frame with shutter and w/o position signalling switch, with internal voltage tap on upper stab of circuit breaker, with voltage tap module VTM680 and power supply of ETU600, able to communication, integrated metering type PMF-3 Advanced Power Monitor., Voltage, Energy, Power, Power factor, Frequency, Unbalance, Temperature, Power quality, Manual operating mechanism with mechanical closing, without Spring charging motor, Ready-to-close signal. switch, Auxiliary switches 2NO+2NC, without Closing coil (CC), manual operating mechanism with mechanical closing, without Remote trip alarm reset coil (RR), without 2nd shunt trip, without 1st Shunt trip | 177100 | 1 | Z\ | 1
3WA1112-4NF42-0AA0 |  | Withdrawable circuit breaker with guide frame, IEC 60947-2, frame size 1, 4-poles, N-pole left, In=1250A up to 690V AC 50/60Hz, breaking capacity M Icu=85/66kA at 500/690V, Trip unit ETU600 LSIG upgrade ready , colordisplay, bluetooth and USB interface, Protection LT, ST, INST, GFx, include N-protection, (internal N-sensor available), incl. trip alarm switch (1xCO), rear connection horizontal, guide frame with shutter and w/o position signalling switch, with internal voltage tap on upper stab of circuit breaker, with voltage tap module VTM680 and power supply of ETU600, able to communication, integrated metering type PMF-3 Advanced Power Monitor., Voltage, Energy, Power, Power factor, Frequency, Unbalance, Temperature, Power quality, Manual operating mechanism with mechanical closing, without Spring charging motor, Ready-to-close signal. switch, Auxiliary switches 2NO+2NC, without Closing coil (CC), manual operating mechanism with mechanical closing, without Remote trip alarm reset coil (RR), without 2nd shunt trip, without 1st Shunt trip | 173100 | 1 | Z\ | 1
3WA1112-4NF43-0AA0 |  | Withdrawable circuit breaker with guide frame, IEC 60947-2, frame size 1, 4-poles, N-pole left, In=1250A up to 690V AC 50/60Hz, breaking capacity M Icu=85/66kA at 500/690V, Trip unit ETU600 LSIG upgrade ready , colordisplay, bluetooth and USB interface, Protection LT, ST, INST, GFx, include N-protection, (internal N-sensor available), incl. trip alarm switch (1xCO), front connection double hole, guide frame with shutter and w/o position signalling switch, with internal voltage tap on upper stab of circuit breaker, with voltage tap module VTM680 and power supply of ETU600, able to communication, integrated metering type PMF-3 Advanced Power Monitor., Voltage, Energy, Power, Power factor, Frequency, Unbalance, Temperature, Power quality, Manual operating mechanism with mechanical closing, without Spring charging motor, Ready-to-close signal. switch, Auxiliary switches 2NO+2NC, without Closing coil (CC), manual operating mechanism with mechanical closing, without Remote trip alarm reset coil (RR), without 2nd shunt trip, without 1st Shunt trip | 185100 | 1 | Z\ | 1
3WA1112-4NF44-0AA0 |  | Withdrawable circuit breaker with guide frame, IEC 60947-2, frame size 1, 4-poles, N-pole left, In=1250A up to 690V AC 50/60Hz, breaking capacity M Icu=85/66kA at 500/690V, Trip unit ETU600 LSIG upgrade ready , colordisplay, bluetooth and USB interface, Protection LT, ST, INST, GFx, include N-protection, (internal N-sensor available), incl. trip alarm switch (1xCO), rear connection flange, guide frame with shutter and w/o position signalling switch, with internal voltage tap on upper stab of circuit breaker, with voltage tap module VTM680 and power supply of ETU600, able to communication, integrated metering type PMF-3 Advanced Power Monitor., Voltage, Energy, Power, Power factor, Frequency, Unbalance, Temperature, Power quality, Manual operating mechanism with mechanical closing, without Spring charging motor, Ready-to-close signal. switch, Auxiliary switches 2NO+2NC, without Closing coil (CC), manual operating mechanism with mechanical closing, without Remote trip alarm reset coil (RR), without 2nd shunt trip, without 1st Shunt trip | 173100 | 1 | Z\ | 1
3WA1112-5AB01-0AA0 |  | fixed-mounted circuit breaker, IEC 60947-2, size 1, 3-pole, In=1250 A up to 690 V AC 50/60 Hz, breaking capacity H Icu=100/66 kA at 500/690 V, ETU300 LSI electronic trip unit optimized for standard applications, without display, basic protection LT, ST, INST, neutral conductor protection requires an external neutral point current sensor, trip alarm switch (1 x CO), connection at rear vertical, without Com & metering function Manual operating mechanism with mechanical closing, without Spring charging motor, Ready-to-close signal. switch, Auxiliary switches 2NO+2NC, without Closing coil (CC), manual operating mechanism with mechanical closing, without Remote trip alarm reset coil (RR), without 2nd shunt trip, without 1st Shunt trip | 79600 | 1 | Z\ | 1
3WA1112-5AB02-0AA0 |  | fixed-mounted circuit breaker, IEC 60947-2, size 1, 3-pole, In=1250 A up to 690 V AC 50/60 Hz, breaking capacity H Icu=100/66 kA at 500/690 V, ETU300 LSI electronic trip unit optimized for standard applications, without display, basic protection LT, ST, INST, neutral conductor protection requires an external neutral point current sensor, trip alarm switch (1 x CO), connection at rear horizontal without Com & metering function Manual operating mechanism with mechanical closing, without Spring charging motor, Ready-to-close signal. switch, Auxiliary switches 2NO+2NC, without Closing coil (CC), manual operating mechanism with mechanical closing, without Remote trip alarm reset coil (RR), without 2nd shunt trip, without 1st Shunt trip | 77600 | 1 | Z\ | 1
3WA1112-5AB11-0AA0 |  | fixed-mounted circuit breaker, IEC 60947-2, size 1, 4-pole, N pole on left, In=1250 A up to 690 V AC 50/60 Hz, breaking capacity H Icu=100/66 kA at 500/690 V, ETU300 LSI electronic trip unit optimized for standard applications, without display, basic protection LT, ST, INST, including protection of the N conductor (internal neutral point sensor available) trip alarm switch (1 x CO), connection at rear vertical, without Com & metering function Manual operating mechanism with mechanical closing, without Spring charging motor, Ready-to-close signal. switch, Auxiliary switches 2NO+2NC, without Closing coil (CC), manual operating mechanism with mechanical closing, without Remote trip alarm reset coil (RR), without 2nd shunt trip, without 1st Shunt trip | 107000 | 1 | Z\ | 1
3WA1112-5AB12-0AA0 |  | fixed-mounted circuit breaker, IEC 60947-2, size 1, 4-pole, N pole on left, In=1250 A up to 690 V AC 50/60 Hz, breaking capacity H Icu=100/66 kA at 500/690 V, ETU300 LSI electronic trip unit optimized for standard applications, without display, basic protection LT, ST, INST, including protection of the N conductor (internal neutral point sensor available) trip alarm switch (1 x CO), connection at rear horizontal without Com & metering function Manual operating mechanism with mechanical closing, without Spring charging motor, Ready-to-close signal. switch, Auxiliary switches 2NO+2NC, without Closing coil (CC), manual operating mechanism with mechanical closing, without Remote trip alarm reset coil (RR), without 2nd shunt trip, without 1st Shunt trip | 104000 | 1 | Z\ | 1
3WA1112-5AB21-0AA0 |  | fixed-mounted circuit breaker, IEC 60947-2, size 1, 4-pole, N pole on right, In=1250 A up to 690 V AC 50/60 Hz, breaking capacity H Icu=100/66 kA at 500/690 V, ETU300 LSI electronic trip unit optimized for standard applications, without display, basic protection LT, ST, INST, including protection of the N conductor (internal neutral point sensor available) trip alarm switch (1 x CO), connection at rear vertical, without Com & metering function Manual operating mechanism with mechanical closing, without Spring charging motor, Ready-to-close signal. switch, Auxiliary switches 2NO+2NC, without Closing coil (CC), manual operating mechanism with mechanical closing, without Remote trip alarm reset coil (RR), without 2nd shunt trip, without 1st Shunt trip | 107000 | 1 | Z\ | 1
3WA1112-5AB22-0AA0 |  | fixed-mounted circuit breaker, IEC 60947-2, size 1, 4-pole, N pole on right, In=1250 A up to 690 V AC 50/60 Hz, breaking capacity H Icu=100/66 kA at 500/690 V, ETU300 LSI electronic trip unit optimized for standard applications, without display, basic protection LT, ST, INST, including protection of the N conductor (internal neutral point sensor available) trip alarm switch (1 x CO), connection at rear horizontal without Com & metering function Manual operating mechanism with mechanical closing, without Spring charging motor, Ready-to-close signal. switch, Auxiliary switches 2NO+2NC, without Closing coil (CC), manual operating mechanism with mechanical closing, without Remote trip alarm reset coil (RR), without 2nd shunt trip, without 1st Shunt trip | 104000 | 1 | Z\ | 1
3WA1112-5AB31-0AA0 |  | withdrawable circuit breaker, with guide frame, IEC 60947-2, size 1, 3-pole, In=1250 A up to 690 V AC 50/60 Hz, breaking capacity H Icu=100/66 kA at 500/690 V, ETU300 LSI electronic trip unit optimized for standard applications, without display, basic protection LT, ST, INST, neutral conductor protection requires an external neutral point current sensor, trip alarm switch (1 x CO), connection at rear vertical, guide frame with shutter, without position signaling switch without Com & metering function Manual operating mechanism with mechanical closing, without Spring charging motor, Ready-to-close signal. switch, Auxiliary switches 2NO+2NC, without Closing coil (CC), manual operating mechanism with mechanical closing, without Remote trip alarm reset coil (RR), without 2nd shunt trip, without 1st Shunt trip | 116000 | 1 | Z\ | 1
3WA1112-5AB32-0AA0 |  | withdrawable circuit breaker, with guide frame, IEC 60947-2, size 1, 3-pole, In=1250 A up to 690 V AC 50/60 Hz, breaking capacity H Icu=100/66 kA at 500/690 V, ETU300 LSI electronic trip unit optimized for standard applications, without display, basic protection LT, ST, INST, neutral conductor protection requires an external neutral point current sensor, trip alarm switch (1 x CO), connection at rear horizontal guide frame with shutter, without position signaling switch without Com & metering function Manual operating mechanism with mechanical closing, without Spring charging motor, Ready-to-close signal. switch, Auxiliary switches 2NO+2NC, without Closing coil (CC), manual operating mechanism with mechanical closing, without Remote trip alarm reset coil (RR), without 2nd shunt trip, without 1st Shunt trip | 113000 | 1 | Z\ | 1
3WA1112-5AB34-0AA0 |  | withdrawable circuit breaker, with guide frame, IEC 60947-2, size 1, 3-pole, In=1250 A up to 690 V AC 50/60 Hz, breaking capacity H Icu=100/66 kA at 500/690 V, ETU300 LSI electronic trip unit optimized for standard applications, without display, basic protection LT, ST, INST, neutral conductor protection requires an external neutral point current sensor, trip alarm switch (1 x CO), connection at rear flange, guide frame with shutter, without position signaling switch without Com & metering function Manual operating mechanism with mechanical closing, without Spring charging motor, Ready-to-close signal. switch, Auxiliary switches 2NO+2NC, without Closing coil (CC), manual operating mechanism with mechanical closing, without Remote trip alarm reset coil (RR), without 2nd shunt trip, without 1st Shunt trip | 113000 | 1 | Z\ | 1
3WA1112-5AB41-0AA0 |  | withdrawable circuit breaker, with guide frame, IEC 60947-2, size 1, 4-pole, N pole on left, In=1250 A up to 690 V AC 50/60 Hz, breaking capacity H Icu=100/66 kA at 500/690 V, ETU300 LSI electronic trip unit optimized for standard applications, without display, basic protection LT, ST, INST, including protection of the N conductor (internal neutral point sensor available) trip alarm switch (1 x CO), connection at rear vertical, guide frame with shutter, without position signaling switch without Com & metering function Manual operating mechanism with mechanical closing, without Spring charging motor, Ready-to-close signal. switch, Auxiliary switches 2NO+2NC, without Closing coil (CC), manual operating mechanism with mechanical closing, without Remote trip alarm reset coil (RR), without 2nd shunt trip, without 1st Shunt trip | 154000 | 1 | Z\ | 1
3WA1112-5AB42-0AA0 |  | withdrawable circuit breaker, with guide frame, IEC 60947-2, size 1, 4-pole, N pole on left, In=1250 A up to 690 V AC 50/60 Hz, breaking capacity H Icu=100/66 kA at 500/690 V, ETU300 LSI electronic trip unit optimized for standard applications, without display, basic protection LT, ST, INST, including protection of the N conductor (internal neutral point sensor available) trip alarm switch (1 x CO), connection at rear horizontal guide frame with shutter, without position signaling switch without Com & metering function Manual operating mechanism with mechanical closing, without Spring charging motor, Ready-to-close signal. switch, Auxiliary switches 2NO+2NC, without Closing coil (CC), manual operating mechanism with mechanical closing, without Remote trip alarm reset coil (RR), without 2nd shunt trip, without 1st Shunt trip | 151000 | 1 | Z\ | 1
3WA1112-5AB44-0AA0 |  | withdrawable circuit breaker, with guide frame, IEC 60947-2, size 1, 4-pole, N pole on left, In=1250 A up to 690 V AC 50/60 Hz, breaking capacity H Icu=100/66 kA at 500/690 V, ETU300 LSI electronic trip unit optimized for standard applications, without display, basic protection LT, ST, INST, including protection of the N conductor (internal neutral point sensor available) trip alarm switch (1 x CO), connection at rear flange, guide frame with shutter, without position signaling switch without Com & metering function Manual operating mechanism with mechanical closing, without Spring charging motor, Ready-to-close signal. switch, Auxiliary switches 2NO+2NC, without Closing coil (CC), manual operating mechanism with mechanical closing, without Remote trip alarm reset coil (RR), without 2nd shunt trip, without 1st Shunt trip | 151000 | 1 | Z\ | 1
3WA1112-5AC01-0AA0 |  | fixed-mounted circuit breaker, IEC 60947-2, size 1, 3-pole, In=1250 A up to 690 V AC 50/60 Hz, breaking capacity H Icu=100/66 kA at 500/690 V, ETU300 LSI G electronic trip unit optimized for standard applications, without display, basic protection LT, ST, INST, GF, neutral conductor protection requires an external neutral point current sensor, trip alarm switch (1 x CO), connection at rear vertical, without Com & metering function Manual operating mechanism with mechanical closing, without Spring charging motor, Ready-to-close signal. switch, Auxiliary switches 2NO+2NC, without Closing coil (CC), manual operating mechanism with mechanical closing, without Remote trip alarm reset coil (RR), without 2nd shunt trip, without 1st Shunt trip | 85800 | 1 | Z\ | 1
3WA1112-5AC02-0AA0 |  | fixed-mounted circuit breaker, IEC 60947-2, size 1, 3-pole, In=1250 A up to 690 V AC 50/60 Hz, breaking capacity H Icu=100/66 kA at 500/690 V, ETU300 LSI G electronic trip unit optimized for standard applications, without display, basic protection LT, ST, INST, GF, neutral conductor protection requires an external neutral point current sensor, trip alarm switch (1 x CO), connection at rear horizontal without Com & metering function Manual operating mechanism with mechanical closing, without Spring charging motor, Ready-to-close signal. switch, Auxiliary switches 2NO+2NC, without Closing coil (CC), manual operating mechanism with mechanical closing, without Remote trip alarm reset coil (RR), without 2nd shunt trip, without 1st Shunt trip | 83800 | 1 | Z\ | 1
3WA1112-5AC11-0AA0 |  | fixed-mounted circuit breaker, IEC 60947-2, size 1, 4-pole, N pole on left, In=1250 A up to 690 V AC 50/60 Hz, breaking capacity H Icu=100/66 kA at 500/690 V, ETU300 LSI G electronic trip unit optimized for standard applications, without display, basic protection LT, ST, INST, GF, including protection of the N conductor (internal neutral point sensor available), trip alarm switch (1 x CO), connection at rear vertical, without Com & metering function Manual operating mechanism with mechanical closing, without Spring charging motor, Ready-to-close signal. switch, Auxiliary switches 2NO+2NC, without Closing coil (CC), manual operating mechanism with mechanical closing, without Remote trip alarm reset coil (RR), without 2nd shunt trip, without 1st Shunt trip | 113000 | 1 | Z\ | 1
3WA1112-5AC12-0AA0 |  | fixed-mounted circuit breaker, IEC 60947-2, size 1, 4-pole, N pole on left, In=1250 A up to 690 V AC 50/60 Hz, breaking capacity H Icu=100/66 kA at 500/690 V, ETU300 LSI G electronic trip unit optimized for standard applications, without display, basic protection LT, ST, INST, GF, including protection of the N conductor (internal neutral point sensor available), trip alarm switch (1 x CO), connection at rear horizontal without Com & metering function Manual operating mechanism with mechanical closing, without Spring charging motor, Ready-to-close signal. switch, Auxiliary switches 2NO+2NC, without Closing coil (CC), manual operating mechanism with mechanical closing, without Remote trip alarm reset coil (RR), without 2nd shunt trip, without 1st Shunt trip | 110000 | 1 | Z\ | 1
3WA1112-5AC21-0AA0 |  | fixed-mounted circuit breaker, IEC 60947-2, size 1, 4-pole, N pole on right, In=1250 A up to 690 V AC 50/60 Hz, breaking capacity H Icu=100/66 kA at 500/690 V, ETU300 LSI G electronic trip unit optimized for standard applications, without display, basic protection LT, ST, INST, GF, including protection of the N conductor (internal neutral point sensor available), trip alarm switch (1 x CO), connection at rear vertical, without Com & metering function Manual operating mechanism with mechanical closing, without Spring charging motor, Ready-to-close signal. switch, Auxiliary switches 2NO+2NC, without Closing coil (CC), manual operating mechanism with mechanical closing, without Remote trip alarm reset coil (RR), without 2nd shunt trip, without 1st Shunt trip | 113000 | 1 | Z\ | 1
3WA1112-5AC22-0AA0 |  | fixed-mounted circuit breaker, IEC 60947-2, size 1, 4-pole, N pole on right, In=1250 A up to 690 V AC 50/60 Hz, breaking capacity H Icu=100/66 kA at 500/690 V, ETU300 LSI G electronic trip unit optimized for standard applications, without display, basic protection LT, ST, INST, GF, including protection of the N conductor (internal neutral point sensor available), trip alarm switch (1 x CO), connection at rear horizontal without Com & metering function Manual operating mechanism with mechanical closing, without Spring charging motor, Ready-to-close signal. switch, Auxiliary switches 2NO+2NC, without Closing coil (CC), manual operating mechanism with mechanical closing, without Remote trip alarm reset coil (RR), without 2nd shunt trip, without 1st Shunt trip | 110000 | 1 | Z\ | 1
3WA1112-5AC31-0AA0 |  | withdrawable circuit breaker, with guide frame, IEC 60947-2, size 1, 3-pole, In=1250 A up to 690 V AC 50/60 Hz, breaking capacity H Icu=100/66 kA at 500/690 V, ETU300 LSI G electronic trip unit optimized for standard applications, without display, basic protection LT, ST, INST, GF, neutral conductor protection requires an external neutral point current sensor, trip alarm switch (1 x CO), connection at rear vertical, guide frame with shutter, without position signaling switch without Com & metering function Manual operating mechanism with mechanical closing, without Spring charging motor, Ready-to-close signal. switch, Auxiliary switches 2NO+2NC, without Closing coil (CC), manual operating mechanism with mechanical closing, without Remote trip alarm reset coil (RR), without 2nd shunt trip, without 1st Shunt trip | 122000 | 1 | Z\ | 1
3WA1112-5AC32-0AA0 |  | withdrawable circuit breaker, with guide frame, IEC 60947-2, size 1, 3-pole, In=1250 A up to 690 V AC 50/60 Hz, breaking capacity H Icu=100/66 kA at 500/690 V, ETU300 LSI G electronic trip unit optimized for standard applications, without display, basic protection LT, ST, INST, GF, neutral conductor protection requires an external neutral point current sensor, trip alarm switch (1 x CO), connection at rear horizontal guide frame with shutter, without position signaling switch without Com & metering function Manual operating mechanism with mechanical closing, without Spring charging motor, Ready-to-close signal. switch, Auxiliary switches 2NO+2NC, without Closing coil (CC), manual operating mechanism with mechanical closing, without Remote trip alarm reset coil (RR), without 2nd shunt trip, without 1st Shunt trip | 119000 | 1 | Z\ | 1
3WA1112-5AC34-0AA0 |  | withdrawable circuit breaker, with guide frame, IEC 60947-2, size 1, 3-pole, In=1250 A up to 690 V AC 50/60 Hz, breaking capacity H Icu=100/66 kA at 500/690 V, ETU300 LSI G electronic trip unit optimized for standard applications, without display, basic protection LT, ST, INST, GF, neutral conductor protection requires an external neutral point current sensor, trip alarm switch (1 x CO), connection at rear flange, guide frame with shutter, without position signaling switch without Com & metering function Manual operating mechanism with mechanical closing, without Spring charging motor, Ready-to-close signal. switch, Auxiliary switches 2NO+2NC, without Closing coil (CC), manual operating mechanism with mechanical closing, without Remote trip alarm reset coil (RR), without 2nd shunt trip, without 1st Shunt trip | 119000 | 1 | Z\ | 1
3WA1112-5AC41-0AA0 |  | withdrawable circuit breaker, with guide frame, IEC 60947-2, size 1, 4-pole, N pole on left, In=1250 A up to 690 V AC 50/60 Hz, breaking capacity H Icu=100/66 kA at 500/690 V, ETU300 LSI G electronic trip unit optimized for standard applications, without display, basic protection LT, ST, INST, GF, including protection of the N conductor (internal neutral point sensor available), trip alarm switch (1 x CO), connection at rear vertical, guide frame with shutter, without position signaling switch without Com & metering function Manual operating mechanism with mechanical closing, without Spring charging motor, Ready-to-close signal. switch, Auxiliary switches 2NO+2NC, without Closing coil (CC), manual operating mechanism with mechanical closing, without Remote trip alarm reset coil (RR), without 2nd shunt trip, without 1st Shunt trip | 161000 | 1 | Z\ | 1
3WA1112-5AC42-0AA0 |  | withdrawable circuit breaker, with guide frame, IEC 60947-2, size 1, 4-pole, N pole on left, In=1250 A up to 690 V AC 50/60 Hz, breaking capacity H Icu=100/66 kA at 500/690 V, ETU300 LSI G electronic trip unit optimized for standard applications, without display, basic protection LT, ST, INST, GF, including protection of the N conductor (internal neutral point sensor available), trip alarm switch (1 x CO), connection at rear horizontal guide frame with shutter, without position signaling switch without Com & metering function Manual operating mechanism with mechanical closing, without Spring charging motor, Ready-to-close signal. switch, Auxiliary switches 2NO+2NC, without Closing coil (CC), manual operating mechanism with mechanical closing, without Remote trip alarm reset coil (RR), without 2nd shunt trip, without 1st Shunt trip | 157000 | 1 | Z\ | 1
3WA1112-5AC44-0AA0 |  | withdrawable circuit breaker, with guide frame, IEC 60947-2, size 1, 4-pole, N pole on left, In=1250 A up to 690 V AC 50/60 Hz, breaking capacity H Icu=100/66 kA at 500/690 V, ETU300 LSI G electronic trip unit optimized for standard applications, without display, basic protection LT, ST, INST, GF, including protection of the N conductor (internal neutral point sensor available), trip alarm switch (1 x CO), connection at rear flange, guide frame with shutter, without position signaling switch without Com & metering function Manual operating mechanism with mechanical closing, without Spring charging motor, Ready-to-close signal. switch, Auxiliary switches 2NO+2NC, without Closing coil (CC), manual operating mechanism with mechanical closing, without Remote trip alarm reset coil (RR), without 2nd shunt trip, without 1st Shunt trip | 157000 | 1 | Z\ | 1
3WA1112-5AE01-0AA0 |  | fixed-mounted circuit breaker, IEC 60947-2, size 1, 3-pole, In=1250 A up to 690 V AC 50/60 Hz, breaking capacity H Icu=100/66 kA at 500/690 V, ETU600 LSI electronic trip unit upgradeable, color display, Bluetooth, USB interface, basic protection LT, ST, INST, neutral conductor protection requires an external neutral point current sensor, trip alarm switch (1 x CO), connection at rear vertical, without Com & metering function Manual operating mechanism with mechanical closing, without Spring charging motor, Ready-to-close signal. switch, Auxiliary switches 2NO+2NC, without Closing coil (CC), manual operating mechanism with mechanical closing, without Remote trip alarm reset coil (RR), without 2nd shunt trip, without 1st Shunt trip | 84700 | 1 | Z\ | 1
3WA1112-5AE02-0AA0 |  | fixed-mounted circuit breaker, IEC 60947-2, size 1, 3-pole, In=1250 A up to 690 V AC 50/60 Hz, breaking capacity H Icu=100/66 kA at 500/690 V, ETU600 LSI electronic trip unit upgradeable, color display, Bluetooth, USB interface, basic protection LT, ST, INST, neutral conductor protection requires an external neutral point current sensor, trip alarm switch (1 x CO), connection at rear horizontal without Com & metering function Manual operating mechanism with mechanical closing, without Spring charging motor, Ready-to-close signal. switch, Auxiliary switches 2NO+2NC, without Closing coil (CC), manual operating mechanism with mechanical closing, without Remote trip alarm reset coil (RR), without 2nd shunt trip, without 1st Shunt trip | 82700 | 1 | Z\ | 1
3WA1112-5AE11-0AA0 |  | fixed-mounted circuit breaker, IEC 60947-2, size 1, 4-pole, N pole on left, In=1250 A up to 690 V AC 50/60 Hz, breaking capacity H Icu=100/66 kA at 500/690 V, ETU600 LSI electronic trip unit upgradeable, color display, Bluetooth, USB interface, basic protection LT, ST, INST, including protection of the N conductor (internal neutral point sensor available), trip alarm switch (1 x CO), connection at rear vertical, without Com & metering function Manual operating mechanism with mechanical closing, without Spring charging motor, Ready-to-close signal. switch, Auxiliary switches 2NO+2NC, without Closing coil (CC), manual operating mechanism with mechanical closing, without Remote trip alarm reset coil (RR), without 2nd shunt trip, without 1st Shunt trip | 112000 | 1 | Z\ | 1
3WA1112-5AE12-0AA0 |  | fixed-mounted circuit breaker, IEC 60947-2, size 1, 4-pole, N pole on left, In=1250 A up to 690 V AC 50/60 Hz, breaking capacity H Icu=100/66 kA at 500/690 V, ETU600 LSI electronic trip unit upgradeable, color display, Bluetooth, USB interface, basic protection LT, ST, INST, including protection of the N conductor (internal neutral point sensor available), trip alarm switch (1 x CO), connection at rear horizontal without Com & metering function Manual operating mechanism with mechanical closing, without Spring charging motor, Ready-to-close signal. switch, Auxiliary switches 2NO+2NC, without Closing coil (CC), manual operating mechanism with mechanical closing, without Remote trip alarm reset coil (RR), without 2nd shunt trip, without 1st Shunt trip | 109000 | 1 | Z\ | 1
3WA1112-5AE21-0AA0 |  | fixed-mounted circuit breaker, IEC 60947-2, size 1, 4-pole, N pole on right, In=1250 A up to 690 V AC 50/60 Hz, breaking capacity H Icu=100/66 kA at 500/690 V, ETU600 LSI electronic trip unit upgradeable, color display, Bluetooth, USB interface, basic protection LT, ST, INST, including protection of the N conductor (internal neutral point sensor available), trip alarm switch (1 x CO), connection at rear vertical, without Com & metering function Manual operating mechanism with mechanical closing, without Spring charging motor, Ready-to-close signal. switch, Auxiliary switches 2NO+2NC, without Closing coil (CC), manual operating mechanism with mechanical closing, without Remote trip alarm reset coil (RR), without 2nd shunt trip, without 1st Shunt trip | 112000 | 1 | Z\ | 1
3WA1112-5AE22-0AA0 |  | fixed-mounted circuit breaker, IEC 60947-2, size 1, 4-pole, N pole on right, In=1250 A up to 690 V AC 50/60 Hz, breaking capacity H Icu=100/66 kA at 500/690 V, ETU600 LSI electronic trip unit upgradeable, color display, Bluetooth, USB interface, basic protection LT, ST, INST, including protection of the N conductor (internal neutral point sensor available), trip alarm switch (1 x CO), connection at rear horizontal without Com & metering function Manual operating mechanism with mechanical closing, without Spring charging motor, Ready-to-close signal. switch, Auxiliary switches 2NO+2NC, without Closing coil (CC), manual operating mechanism with mechanical closing, without Remote trip alarm reset coil (RR), without 2nd shunt trip, without 1st Shunt trip | 109000 | 1 | Z\ | 1
3WA1112-5AE31-0AA0 |  | withdrawable circuit breaker, with guide frame, IEC 60947-2, size 1, 3-pole, In=1250 A up to 690 V AC 50/60 Hz, breaking capacity H Icu=100/66 kA at 500/690 V, ETU600 LSI electronic trip unit upgradeable, color display, Bluetooth, USB interface, basic protection LT, ST, INST, neutral conductor protection requires an external neutral point current sensor, trip alarm switch (1 x CO), connection at rear vertical, guide frame with shutter, without position signaling switch without Com & metering function Manual operating mechanism with mechanical closing, without Spring charging motor, Ready-to-close signal. switch, Auxiliary switches 2NO+2NC, without Closing coil (CC), manual operating mechanism with mechanical closing, without Remote trip alarm reset coil (RR), without 2nd shunt trip, without 1st Shunt trip | 121000 | 1 | Z\ | 1
3WA1112-5AE32-0AA0 |  | withdrawable circuit breaker, with guide frame, IEC 60947-2, size 1, 3-pole, In=1250 A up to 690 V AC 50/60 Hz, breaking capacity H Icu=100/66 kA at 500/690 V, ETU600 LSI electronic trip unit upgradeable, color display, Bluetooth, USB interface, basic protection LT, ST, INST, neutral conductor protection requires an external neutral point current sensor, trip alarm switch (1 x CO), connection at rear horizontal guide frame with shutter, without position signaling switch without Com & metering function Manual operating mechanism with mechanical closing, without Spring charging motor, Ready-to-close signal. switch, Auxiliary switches 2NO+2NC, without Closing coil (CC), manual operating mechanism with mechanical closing, without Remote trip alarm reset coil (RR), without 2nd shunt trip, without 1st Shunt trip | 118000 | 1 | Z\ | 1
3WA1112-5AE34-0AA0 |  | withdrawable circuit breaker, with guide frame, IEC 60947-2, size 1, 3-pole, In=1250 A up to 690 V AC 50/60 Hz, breaking capacity H Icu=100/66 kA at 500/690 V, ETU600 LSI electronic trip unit upgradeable, color display, Bluetooth, USB interface, basic protection LT, ST, INST, neutral conductor protection requires an external neutral point current sensor, trip alarm switch (1 x CO), connection at rear flange, guide frame with shutter, without position signaling switch without Com & metering function Manual operating mechanism with mechanical closing, without Spring charging motor, Ready-to-close signal. switch, Auxiliary switches 2NO+2NC, without Closing coil (CC), manual operating mechanism with mechanical closing, without Remote trip alarm reset coil (RR), without 2nd shunt trip, without 1st Shunt trip | 118000 | 1 | Z\ | 1
3WA1112-5AE41-0AA0 |  | withdrawable circuit breaker, with guide frame, IEC 60947-2, size 1, 4-pole, N pole on left, In=1250 A up to 690 V AC 50/60 Hz, breaking capacity H Icu=100/66 kA at 500/690 V, ETU600 LSI electronic trip unit upgradeable, color display, Bluetooth, USB interface, basic protection LT, ST, INST, including protection of the N conductor (internal neutral point sensor available), trip alarm switch (1 x CO), connection at rear vertical, guide frame with shutter, without position signaling switch without Com & metering function Manual operating mechanism with mechanical closing, without Spring charging motor, Ready-to-close signal. switch, Auxiliary switches 2NO+2NC, without Closing coil (CC), manual operating mechanism with mechanical closing, without Remote trip alarm reset coil (RR), without 2nd shunt trip, without 1st Shunt trip | 159000 | 1 | Z\ | 1
3WA1112-5AE42-0AA0 |  | withdrawable circuit breaker, with guide frame, IEC 60947-2, size 1, 4-pole, N pole on left, In=1250 A up to 690 V AC 50/60 Hz, breaking capacity H Icu=100/66 kA at 500/690 V, ETU600 LSI electronic trip unit upgradeable, color display, Bluetooth, USB interface, basic protection LT, ST, INST, including protection of the N conductor (internal neutral point sensor available), trip alarm switch (1 x CO), connection at rear horizontal guide frame with shutter, without position signaling switch without Com & metering function Manual operating mechanism with mechanical closing, without Spring charging motor, Ready-to-close signal. switch, Auxiliary switches 2NO+2NC, without Closing coil (CC), manual operating mechanism with mechanical closing, without Remote trip alarm reset coil (RR), without 2nd shunt trip, without 1st Shunt trip | 156000 | 1 | Z\ | 1
3WA1112-5AE44-0AA0 |  | withdrawable circuit breaker, with guide frame, IEC 60947-2, size 1, 4-pole, N pole on left, In=1250 A up to 690 V AC 50/60 Hz, breaking capacity H Icu=100/66 kA at 500/690 V, ETU600 LSI electronic trip unit upgradeable, color display, Bluetooth, USB interface, basic protection LT, ST, INST, including protection of the N conductor (internal neutral point sensor available), trip alarm switch (1 x CO), connection at rear flange, guide frame with shutter, without position signaling switch without Com & metering function Manual operating mechanism with mechanical closing, without Spring charging motor, Ready-to-close signal. switch, Auxiliary switches 2NO+2NC, without Closing coil (CC), manual operating mechanism with mechanical closing, without Remote trip alarm reset coil (RR), without 2nd shunt trip, without 1st Shunt trip | 156000 | 1 | Z\ | 1
3WA1112-5AF01-0AA0 |  | fixed-mounted circuit breaker, IEC 60947-2, size 1, 3-pole, In=1250 A up to 690 V AC 50/60 Hz, breaking capacity H Icu=100/66 kA at 500/690 V, ETU600 LSIG electronic trip unit upgradeable, color display, Bluetooth, USB interface, basic protection LT, ST, INST, GFx, neutral conductor protection requires an external neutral point current sensor, trip alarm switch (1 x CO), connection at rear vertical, without Com & metering function Manual operating mechanism with mechanical closing, without Spring charging motor, Ready-to-close signal. switch, Auxiliary switches 2NO+2NC, without Closing coil (CC), manual operating mechanism with mechanical closing, without Remote trip alarm reset coil (RR), without 2nd shunt trip, without 1st Shunt trip | 95300 | 1 | Z\ | 1
3WA1112-5AF02-0AA0 |  | fixed-mounted circuit breaker, IEC 60947-2, size 1, 3-pole, In=1250 A up to 690 V AC 50/60 Hz, breaking capacity H Icu=100/66 kA at 500/690 V, ETU600 LSIG electronic trip unit upgradeable, color display, Bluetooth, USB interface, basic protection LT, ST, INST, GFx, neutral conductor protection requires an external neutral point current sensor, trip alarm switch (1 x CO), connection at rear horizontal without Com & metering function Manual operating mechanism with mechanical closing, without Spring charging motor, Ready-to-close signal. switch, Auxiliary switches 2NO+2NC, without Closing coil (CC), manual operating mechanism with mechanical closing, without Remote trip alarm reset coil (RR), without 2nd shunt trip, without 1st Shunt trip | 93300 | 1 | Z\ | 1
3WA1112-5AF11-0AA0 |  | fixed-mounted circuit breaker, IEC 60947-2, size 1, 4-pole, N pole on left, In=1250 A up to 690 V AC 50/60 Hz, breaking capacity H Icu=100/66 kA at 500/690 V, ETU600 LSIG electronic trip unit upgradeable, color display, Bluetooth, USB interface, basic protection LT, ST, INST, GFx, including protection of the N conductor (internal neutral point sensor available), trip alarm switch (1 x CO), connection at rear vertical, without Com & metering function Manual operating mechanism with mechanical closing, without Spring charging motor, Ready-to-close signal. switch, Auxiliary switches 2NO+2NC, without Closing coil (CC), manual operating mechanism with mechanical closing, without Remote trip alarm reset coil (RR), without 2nd shunt trip, without 1st Shunt trip | 122000 | 1 | Z\ | 1
3WA1112-5AF12-0AA0 |  | fixed-mounted circuit breaker, IEC 60947-2, size 1, 4-pole, N pole on left, In=1250 A up to 690 V AC 50/60 Hz, breaking capacity H Icu=100/66 kA at 500/690 V, ETU600 LSIG electronic trip unit upgradeable, color display, Bluetooth, USB interface, basic protection LT, ST, INST, GFx, including protection of the N conductor (internal neutral point sensor available), trip alarm switch (1 x CO), connection at rear horizontal without Com & metering function Manual operating mechanism with mechanical closing, without Spring charging motor, Ready-to-close signal. switch, Auxiliary switches 2NO+2NC, without Closing coil (CC), manual operating mechanism with mechanical closing, without Remote trip alarm reset coil (RR), without 2nd shunt trip, without 1st Shunt trip | 120000 | 1 | Z\ | 1
3WA1112-5AF21-0AA0 |  | fixed-mounted circuit breaker, IEC 60947-2, size 1, 4-pole, N pole on right, In=1250 A up to 690 V AC 50/60 Hz, breaking capacity H Icu=100/66 kA at 500/690 V, ETU600 LSIG electronic trip unit upgradeable, color display, Bluetooth, USB interface, basic protection LT, ST, INST, GFx, including protection of the N conductor (internal neutral point sensor available), trip alarm switch (1 x CO), connection at rear vertical, without Com & metering function Manual operating mechanism with mechanical closing, without Spring charging motor, Ready-to-close signal. switch, Auxiliary switches 2NO+2NC, without Closing coil (CC), manual operating mechanism with mechanical closing, without Remote trip alarm reset coil (RR), without 2nd shunt trip, without 1st Shunt trip | 122000 | 1 | Z\ | 1
3WA1112-5AF22-0AA0 |  | fixed-mounted circuit breaker, IEC 60947-2, size 1, 4-pole, N pole on right, In=1250 A up to 690 V AC 50/60 Hz, breaking capacity H Icu=100/66 kA at 500/690 V, ETU600 LSIG electronic trip unit upgradeable, color display, Bluetooth, USB interface, basic protection LT, ST, INST, GFx, including protection of the N conductor (internal neutral point sensor available), trip alarm switch (1 x CO), connection at rear horizontal without Com & metering function Manual operating mechanism with mechanical closing, without Spring charging motor, Ready-to-close signal. switch, Auxiliary switches 2NO+2NC, without Closing coil (CC), manual operating mechanism with mechanical closing, without Remote trip alarm reset coil (RR), without 2nd shunt trip, without 1st Shunt trip | 120000 | 1 | Z\ | 1
3WA1112-5AF31-0AA0 |  | withdrawable circuit breaker, with guide frame, IEC 60947-2, size 1, 3-pole, In=1250 A up to 690 V AC 50/60 Hz, breaking capacity H Icu=100/66 kA at 500/690 V, ETU600 LSIG electronic trip unit upgradeable, color display, Bluetooth, USB interface, basic protection LT, ST, INST, GFx, neutral conductor protection requires an external neutral point current sensor, trip alarm switch (1 x CO), connection at rear vertical, guide frame with shutter, without position signaling switch without Com & metering function Manual operating mechanism with mechanical closing, without Spring charging motor, Ready-to-close signal. switch, Auxiliary switches 2NO+2NC, without Closing coil (CC), manual operating mechanism with mechanical closing, without Remote trip alarm reset coil (RR), without 2nd shunt trip, without 1st Shunt trip | 131000 | 1 | Z\ | 1
3WA1112-5AF32-0AA0 |  | withdrawable circuit breaker, with guide frame, IEC 60947-2, size 1, 3-pole, In=1250 A up to 690 V AC 50/60 Hz, breaking capacity H Icu=100/66 kA at 500/690 V, ETU600 LSIG electronic trip unit upgradeable, color display, Bluetooth, USB interface, basic protection LT, ST, INST, GFx, neutral conductor protection requires an external neutral point current sensor, trip alarm switch (1 x CO), connection at rear horizontal guide frame with shutter, without position signaling switch without Com & metering function Manual operating mechanism with mechanical closing, without Spring charging motor, Ready-to-close signal. switch, Auxiliary switches 2NO+2NC, without Closing coil (CC), manual operating mechanism with mechanical closing, without Remote trip alarm reset coil (RR), without 2nd shunt trip, without 1st Shunt trip | 129000 | 1 | Z\ | 1
3WA1112-5AF34-0AA0 |  | withdrawable circuit breaker, with guide frame, IEC 60947-2, size 1, 3-pole, In=1250 A up to 690 V AC 50/60 Hz, breaking capacity H Icu=100/66 kA at 500/690 V, ETU600 LSIG electronic trip unit upgradeable, color display, Bluetooth, USB interface, basic protection LT, ST, INST, GFx, neutral conductor protection requires an external neutral point current sensor, trip alarm switch (1 x CO), connection at rear flange, guide frame with shutter, without position signaling switch without Com & metering function Manual operating mechanism with mechanical closing, without Spring charging motor, Ready-to-close signal. switch, Auxiliary switches 2NO+2NC, without Closing coil (CC), manual operating mechanism with mechanical closing, without Remote trip alarm reset coil (RR), without 2nd shunt trip, without 1st Shunt trip | 129000 | 1 | Z\ | 1
3WA1112-5AF41-0AA0 |  | withdrawable circuit breaker, with guide frame, IEC 60947-2, size 1, 4-pole, N pole on left, In=1250 A up to 690 V AC 50/60 Hz, breaking capacity H Icu=100/66 kA at 500/690 V, ETU600 LSIG electronic trip unit upgradeable, color display, Bluetooth, USB interface, basic protection LT, ST, INST, GFx, including protection of the N conductor (internal neutral point sensor available), trip alarm switch (1 x CO), connection at rear vertical, guide frame with shutter, without position signaling switch without Com & metering function Manual operating mechanism with mechanical closing, without Spring charging motor, Ready-to-close signal. switch, Auxiliary switches 2NO+2NC, without Closing coil (CC), manual operating mechanism with mechanical closing, without Remote trip alarm reset coil (RR), without 2nd shunt trip, without 1st Shunt trip | 170000 | 1 | Z\ | 1
3WA1112-5AF42-0AA0 |  | withdrawable circuit breaker, with guide frame, IEC 60947-2, size 1, 4-pole, N pole on left, In=1250 A up to 690 V AC 50/60 Hz, breaking capacity H Icu=100/66 kA at 500/690 V, ETU600 LSIG electronic trip unit upgradeable, color display, Bluetooth, USB interface, basic protection LT, ST, INST, GFx, including protection of the N conductor (internal neutral point sensor available), trip alarm switch (1 x CO), connection at rear horizontal guide frame with shutter, without position signaling switch without Com & metering function Manual operating mechanism with mechanical closing, without Spring charging motor, Ready-to-close signal. switch, Auxiliary switches 2NO+2NC, without Closing coil (CC), manual operating mechanism with mechanical closing, without Remote trip alarm reset coil (RR), without 2nd shunt trip, without 1st Shunt trip | 166000 | 1 | Z\ | 1
3WA1112-5AF44-0AA0 |  | withdrawable circuit breaker, with guide frame, IEC 60947-2, size 1, 4-pole, N pole on left, In=1250 A up to 690 V AC 50/60 Hz, breaking capacity H Icu=100/66 kA at 500/690 V, ETU600 LSIG electronic trip unit upgradeable, color display, Bluetooth, USB interface, basic protection LT, ST, INST, GFx, including protection of the N conductor (internal neutral point sensor available), trip alarm switch (1 x CO), connection at rear flange, guide frame with shutter, without position signaling switch without Com & metering function Manual operating mechanism with mechanical closing, without Spring charging motor, Ready-to-close signal. switch, Auxiliary switches 2NO+2NC, without Closing coil (CC), manual operating mechanism with mechanical closing, without Remote trip alarm reset coil (RR), without 2nd shunt trip, without 1st Shunt trip | 166000 | 1 | Z\ | 1
3WA1112-5EE01-0AA0 |  | fixed-mounted circuit breaker, IEC 60947-2, size 1, 3-pole, In=1250 A up to 690 V AC 50/60 Hz, breaking capacity H Icu=100/66 kA at 500/690 V, ETU600 LSI electronic trip unit upgradeable, color display, Bluetooth, USB interface, basic protection LT, ST, INST, neutral conductor protection requires an external neutral point current sensor, trip alarm switch (1 x CO), connection at rear vertical, with internal voltage tap on lower stab of circuit breaker, with voltage tap module VTM680 and power supply of ETU600, able to communication, integrated metering type PMF-1 Energy Efficiency, Voltage, Active energy Ea Manual operating mechanism with mechanical closing, without Spring charging motor, Ready-to-close signal. switch, Auxiliary switches 2NO+2NC, without Closing coil (CC), manual operating mechanism with mechanical closing, without Remote trip alarm reset coil (RR), without 2nd shunt trip, without 1st Shunt trip | 93570 | 1 | Z\ | 1
3WA1112-5EE02-0AA0 |  | fixed-mounted circuit breaker, IEC 60947-2, size 1, 3-pole, In=1250 A up to 690 V AC 50/60 Hz, breaking capacity H Icu=100/66 kA at 500/690 V, ETU600 LSI electronic trip unit upgradeable, color display, Bluetooth, USB interface, basic protection LT, ST, INST, neutral conductor protection requires an external neutral point current sensor, trip alarm switch (1 x CO), connection at rear horizontal with internal voltage tap on lower stab of circuit breaker, with voltage tap module VTM680 and power supply of ETU600, able to communication, integrated metering type PMF-1 Energy Efficiency, Voltage, Active energy Ea Manual operating mechanism with mechanical closing, without Spring charging motor, Ready-to-close signal. switch, Auxiliary switches 2NO+2NC, without Closing coil (CC), manual operating mechanism with mechanical closing, without Remote trip alarm reset coil (RR), without 2nd shunt trip, without 1st Shunt trip | 91570 | 1 | Z\ | 1
3WA1112-5EE11-0AA0 |  | fixed-mounted circuit breaker, IEC 60947-2, size 1, 4-pole, N pole on left, In=1250 A up to 690 V AC 50/60 Hz, breaking capacity H Icu=100/66 kA at 500/690 V, ETU600 LSI electronic trip unit upgradeable, color display, Bluetooth, USB interface, basic protection LT, ST, INST, including protection of the N conductor (internal neutral point sensor available), trip alarm switch (1 x CO), connection at rear vertical, with internal voltage tap on lower stab of circuit breaker, with voltage tap module VTM680 and power supply of ETU600, able to communication, integrated metering type PMF-1 Energy Efficiency, Voltage, Active energy Ea Manual operating mechanism with mechanical closing, without Spring charging motor, Ready-to-close signal. switch, Auxiliary switches 2NO+2NC, without Closing coil (CC), manual operating mechanism with mechanical closing, without Remote trip alarm reset coil (RR), without 2nd shunt trip, without 1st Shunt trip | 120870 | 1 | Z\ | 1
3WA1112-5EE12-0AA0 |  | fixed-mounted circuit breaker, IEC 60947-2, size 1, 4-pole, N pole on left, In=1250 A up to 690 V AC 50/60 Hz, breaking capacity H Icu=100/66 kA at 500/690 V, ETU600 LSI electronic trip unit upgradeable, color display, Bluetooth, USB interface, basic protection LT, ST, INST, including protection of the N conductor (internal neutral point sensor available), trip alarm switch (1 x CO), connection at rear horizontal with internal voltage tap on lower stab of circuit breaker, with voltage tap module VTM680 and power supply of ETU600, able to communication, integrated metering type PMF-1 Energy Efficiency, Voltage, Active energy Ea Manual operating mechanism with mechanical closing, without Spring charging motor, Ready-to-close signal. switch, Auxiliary switches 2NO+2NC, without Closing coil (CC), manual operating mechanism with mechanical closing, without Remote trip alarm reset coil (RR), without 2nd shunt trip, without 1st Shunt trip | 117870 | 1 | Z\ | 1
3WA1112-5EE21-0AA0 |  | fixed-mounted circuit breaker, IEC 60947-2, size 1, 4-pole, N pole on right, In=1250 A up to 690 V AC 50/60 Hz, breaking capacity H Icu=100/66 kA at 500/690 V, ETU600 LSI electronic trip unit upgradeable, color display, Bluetooth, USB interface, basic protection LT, ST, INST, including protection of the N conductor (internal neutral point sensor available), trip alarm switch (1 x CO), connection at rear vertical, with internal voltage tap on lower stab of circuit breaker, with voltage tap module VTM680 and power supply of ETU600, able to communication, integrated metering type PMF-1 Energy Efficiency, Voltage, Active energy Ea Manual operating mechanism with mechanical closing, without Spring charging motor, Ready-to-close signal. switch, Auxiliary switches 2NO+2NC, without Closing coil (CC), manual operating mechanism with mechanical closing, without Remote trip alarm reset coil (RR), without 2nd shunt trip, without 1st Shunt trip | 120870 | 1 | Z\ | 1
3WA1112-5EE22-0AA0 |  | fixed-mounted circuit breaker, IEC 60947-2, size 1, 4-pole, N pole on right, In=1250 A up to 690 V AC 50/60 Hz, breaking capacity H Icu=100/66 kA at 500/690 V, ETU600 LSI electronic trip unit upgradeable, color display, Bluetooth, USB interface, basic protection LT, ST, INST, including protection of the N conductor (internal neutral point sensor available), trip alarm switch (1 x CO), connection at rear horizontal with internal voltage tap on lower stab of circuit breaker, with voltage tap module VTM680 and power supply of ETU600, able to communication, integrated metering type PMF-1 Energy Efficiency, Voltage, Active energy Ea Manual operating mechanism with mechanical closing, without Spring charging motor, Ready-to-close signal. switch, Auxiliary switches 2NO+2NC, without Closing coil (CC), manual operating mechanism with mechanical closing, without Remote trip alarm reset coil (RR), without 2nd shunt trip, without 1st Shunt trip | 117870 | 1 | Z\ | 1
3WA1112-5EE31-0AA0 |  | withdrawable circuit breaker, with guide frame, IEC 60947-2, size 1, 3-pole, In=1250 A up to 690 V AC 50/60 Hz, breaking capacity H Icu=100/66 kA at 500/690 V, ETU600 LSI electronic trip unit upgradeable, color display, Bluetooth, USB interface, basic protection LT, ST, INST, neutral conductor protection requires an external neutral point current sensor, trip alarm switch (1 x CO), connection at rear vertical, guide frame with shutter, without position signaling switch with internal voltage tap on lower stab of circuit breaker, with voltage tap module VTM680 and power supply of ETU600, able to communication, integrated metering type PMF-1 Energy Efficiency, Voltage, Active energy Ea Manual operating mechanism with mechanical closing, without Spring charging motor, Ready-to-close signal. switch, Auxiliary switches 2NO+2NC, without Closing coil (CC), manual operating mechanism with mechanical closing, without Remote trip alarm reset coil (RR), without 2nd shunt trip, without 1st Shunt trip | 129870 | 1 | Z\ | 1
3WA1112-5EE32-0AA0 |  | withdrawable circuit breaker, with guide frame, IEC 60947-2, size 1, 3-pole, In=1250 A up to 690 V AC 50/60 Hz, breaking capacity H Icu=100/66 kA at 500/690 V, ETU600 LSI electronic trip unit upgradeable, color display, Bluetooth, USB interface, basic protection LT, ST, INST, neutral conductor protection requires an external neutral point current sensor, trip alarm switch (1 x CO), connection at rear horizontal guide frame with shutter, without position signaling switch with internal voltage tap on lower stab of circuit breaker, with voltage tap module VTM680 and power supply of ETU600, able to communication, integrated metering type PMF-1 Energy Efficiency, Voltage, Active energy Ea Manual operating mechanism with mechanical closing, without Spring charging motor, Ready-to-close signal. switch, Auxiliary switches 2NO+2NC, without Closing coil (CC), manual operating mechanism with mechanical closing, without Remote trip alarm reset coil (RR), without 2nd shunt trip, without 1st Shunt trip | 126870 | 1 | Z\ | 1
3WA1112-5EE34-0AA0 |  | withdrawable circuit breaker, with guide frame, IEC 60947-2, size 1, 3-pole, In=1250 A up to 690 V AC 50/60 Hz, breaking capacity H Icu=100/66 kA at 500/690 V, ETU600 LSI electronic trip unit upgradeable, color display, Bluetooth, USB interface, basic protection LT, ST, INST, neutral conductor protection requires an external neutral point current sensor, trip alarm switch (1 x CO), connection at rear flange, guide frame with shutter, without position signaling switch with internal voltage tap on lower stab of circuit breaker, with voltage tap module VTM680 and power supply of ETU600, able to communication, integrated metering type PMF-1 Energy Efficiency, Voltage, Active energy Ea Manual operating mechanism with mechanical closing, without Spring charging motor, Ready-to-close signal. switch, Auxiliary switches 2NO+2NC, without Closing coil (CC), manual operating mechanism with mechanical closing, without Remote trip alarm reset coil (RR), without 2nd shunt trip, without 1st Shunt trip | 126870 | 1 | Z\ | 1
3WA1112-5EE41-0AA0 |  | withdrawable circuit breaker, with guide frame, IEC 60947-2, size 1, 4-pole, N pole on left, In=1250 A up to 690 V AC 50/60 Hz, breaking capacity H Icu=100/66 kA at 500/690 V, ETU600 LSI electronic trip unit upgradeable, color display, Bluetooth, USB interface, basic protection LT, ST, INST, including protection of the N conductor (internal neutral point sensor available), trip alarm switch (1 x CO), connection at rear vertical, guide frame with shutter, without position signaling switch with internal voltage tap on lower stab of circuit breaker, with voltage tap module VTM680 and power supply of ETU600, able to communication, integrated metering type PMF-1 Energy Efficiency, Voltage, Active energy Ea Manual operating mechanism with mechanical closing, without Spring charging motor, Ready-to-close signal. switch, Auxiliary switches 2NO+2NC, without Closing coil (CC), manual operating mechanism with mechanical closing, without Remote trip alarm reset coil (RR), without 2nd shunt trip, without 1st Shunt trip | 167870 | 1 | Z\ | 1
3WA1112-5EE42-0AA0 |  | withdrawable circuit breaker, with guide frame, IEC 60947-2, size 1, 4-pole, N pole on left, In=1250 A up to 690 V AC 50/60 Hz, breaking capacity H Icu=100/66 kA at 500/690 V, ETU600 LSI electronic trip unit upgradeable, color display, Bluetooth, USB interface, basic protection LT, ST, INST, including protection of the N conductor (internal neutral point sensor available), trip alarm switch (1 x CO), connection at rear horizontal guide frame with shutter, without position signaling switch with internal voltage tap on lower stab of circuit breaker, with voltage tap module VTM680 and power supply of ETU600, able to communication, integrated metering type PMF-1 Energy Efficiency, Voltage, Active energy Ea Manual operating mechanism with mechanical closing, without Spring charging motor, Ready-to-close signal. switch, Auxiliary switches 2NO+2NC, without Closing coil (CC), manual operating mechanism with mechanical closing, without Remote trip alarm reset coil (RR), without 2nd shunt trip, without 1st Shunt trip | 164870 | 1 | Z\ | 1
3WA1112-5EE44-0AA0 |  | withdrawable circuit breaker, with guide frame, IEC 60947-2, size 1, 4-pole, N pole on left, In=1250 A up to 690 V AC 50/60 Hz, breaking capacity H Icu=100/66 kA at 500/690 V, ETU600 LSI electronic trip unit upgradeable, color display, Bluetooth, USB interface, basic protection LT, ST, INST, including protection of the N conductor (internal neutral point sensor available), trip alarm switch (1 x CO), connection at rear flange, guide frame with shutter, without position signaling switch with internal voltage tap on lower stab of circuit breaker, with voltage tap module VTM680 and power supply of ETU600, able to communication, integrated metering type PMF-1 Energy Efficiency, Voltage, Active energy Ea Manual operating mechanism with mechanical closing, without Spring charging motor, Ready-to-close signal. switch, Auxiliary switches 2NO+2NC, without Closing coil (CC), manual operating mechanism with mechanical closing, without Remote trip alarm reset coil (RR), without 2nd shunt trip, without 1st Shunt trip | 164870 | 1 | Z\ | 1
3WA1112-5EF01-0AA0 |  | fixed-mounted circuit breaker, IEC 60947-2, size 1, 3-pole, In=1250 A up to 690 V AC 50/60 Hz, breaking capacity H Icu=100/66 kA at 500/690 V, ETU600 LSIG electronic trip unit upgradeable, color display, Bluetooth, USB interface, basic protection LT, ST, INST, GFx, neutral conductor protection requires an external neutral point current sensor, trip alarm switch (1 x CO), connection at rear vertical, with internal voltage tap on lower stab of circuit breaker, with voltage tap module VTM680 and power supply of ETU600, able to communication, integrated metering type PMF-1 Energy Efficiency, Voltage, Active energy Ea Manual operating mechanism with mechanical closing, without Spring charging motor, Ready-to-close signal. switch, Auxiliary switches 2NO+2NC, without Closing coil (CC), manual operating mechanism with mechanical closing, without Remote trip alarm reset coil (RR), without 2nd shunt trip, without 1st Shunt trip | 104170 | 1 | Z\ | 1
3WA1112-5EF02-0AA0 |  | fixed-mounted circuit breaker, IEC 60947-2, size 1, 3-pole, In=1250 A up to 690 V AC 50/60 Hz, breaking capacity H Icu=100/66 kA at 500/690 V, ETU600 LSIG electronic trip unit upgradeable, color display, Bluetooth, USB interface, basic protection LT, ST, INST, GFx, neutral conductor protection requires an external neutral point current sensor, trip alarm switch (1 x CO), connection at rear horizontal with internal voltage tap on lower stab of circuit breaker, with voltage tap module VTM680 and power supply of ETU600, able to communication, integrated metering type PMF-1 Energy Efficiency, Voltage, Active energy Ea Manual operating mechanism with mechanical closing, without Spring charging motor, Ready-to-close signal. switch, Auxiliary switches 2NO+2NC, without Closing coil (CC), manual operating mechanism with mechanical closing, without Remote trip alarm reset coil (RR), without 2nd shunt trip, without 1st Shunt trip | 102170 | 1 | Z\ | 1
3WA1112-5EF11-0AA0 |  | fixed-mounted circuit breaker, IEC 60947-2, size 1, 4-pole, N pole on left, In=1250 A up to 690 V AC 50/60 Hz, breaking capacity H Icu=100/66 kA at 500/690 V, ETU600 LSIG electronic trip unit upgradeable, color display, Bluetooth, USB interface, basic protection LT, ST, INST, GFx, including protection of the N conductor (internal neutral point sensor available), trip alarm switch (1 x CO), connection at rear vertical, with internal voltage tap on lower stab of circuit breaker, with voltage tap module VTM680 and power supply of ETU600, able to communication, integrated metering type PMF-1 Energy Efficiency, Voltage, Active energy Ea Manual operating mechanism with mechanical closing, without Spring charging motor, Ready-to-close signal. switch, Auxiliary switches 2NO+2NC, without Closing coil (CC), manual operating mechanism with mechanical closing, without Remote trip alarm reset coil (RR), without 2nd shunt trip, without 1st Shunt trip | 130870 | 1 | Z\ | 1
3WA1112-5EF12-0AA0 |  | fixed-mounted circuit breaker, IEC 60947-2, size 1, 4-pole, N pole on left, In=1250 A up to 690 V AC 50/60 Hz, breaking capacity H Icu=100/66 kA at 500/690 V, ETU600 LSIG electronic trip unit upgradeable, color display, Bluetooth, USB interface, basic protection LT, ST, INST, GFx, including protection of the N conductor (internal neutral point sensor available), trip alarm switch (1 x CO), connection at rear horizontal with internal voltage tap on lower stab of circuit breaker, with voltage tap module VTM680 and power supply of ETU600, able to communication, integrated metering type PMF-1 Energy Efficiency, Voltage, Active energy Ea Manual operating mechanism with mechanical closing, without Spring charging motor, Ready-to-close signal. switch, Auxiliary switches 2NO+2NC, without Closing coil (CC), manual operating mechanism with mechanical closing, without Remote trip alarm reset coil (RR), without 2nd shunt trip, without 1st Shunt trip | 128870 | 1 | Z\ | 1
3WA1112-5EF21-0AA0 |  | fixed-mounted circuit breaker, IEC 60947-2, size 1, 4-pole, N pole on right, In=1250 A up to 690 V AC 50/60 Hz, breaking capacity H Icu=100/66 kA at 500/690 V, ETU600 LSIG electronic trip unit upgradeable, color display, Bluetooth, USB interface, basic protection LT, ST, INST, GFx, including protection of the N conductor (internal neutral point sensor available), trip alarm switch (1 x CO), connection at rear vertical, with internal voltage tap on lower stab of circuit breaker, with voltage tap module VTM680 and power supply of ETU600, able to communication, integrated metering type PMF-1 Energy Efficiency, Voltage, Active energy Ea Manual operating mechanism with mechanical closing, without Spring charging motor, Ready-to-close signal. switch, Auxiliary switches 2NO+2NC, without Closing coil (CC), manual operating mechanism with mechanical closing, without Remote trip alarm reset coil (RR), without 2nd shunt trip, without 1st Shunt trip | 130870 | 1 | Z\ | 1
3WA1112-5EF22-0AA0 |  | fixed-mounted circuit breaker, IEC 60947-2, size 1, 4-pole, N pole on right, In=1250 A up to 690 V AC 50/60 Hz, breaking capacity H Icu=100/66 kA at 500/690 V, ETU600 LSIG electronic trip unit upgradeable, color display, Bluetooth, USB interface, basic protection LT, ST, INST, GFx, including protection of the N conductor (internal neutral point sensor available), trip alarm switch (1 x CO), connection at rear horizontal with internal voltage tap on lower stab of circuit breaker, with voltage tap module VTM680 and power supply of ETU600, able to communication, integrated metering type PMF-1 Energy Efficiency, Voltage, Active energy Ea Manual operating mechanism with mechanical closing, without Spring charging motor, Ready-to-close signal. switch, Auxiliary switches 2NO+2NC, without Closing coil (CC), manual operating mechanism with mechanical closing, without Remote trip alarm reset coil (RR), without 2nd shunt trip, without 1st Shunt trip | 128870 | 1 | Z\ | 1
3WA1112-5EF31-0AA0 |  | withdrawable circuit breaker, with guide frame, IEC 60947-2, size 1, 3-pole, In=1250 A up to 690 V AC 50/60 Hz, breaking capacity H Icu=100/66 kA at 500/690 V, ETU600 LSIG electronic trip unit upgradeable, color display, Bluetooth, USB interface, basic protection LT, ST, INST, GFx, neutral conductor protection requires an external neutral point current sensor, trip alarm switch (1 x CO), connection at rear vertical, guide frame with shutter, without position signaling switch with internal voltage tap on lower stab of circuit breaker, with voltage tap module VTM680 and power supply of ETU600, able to communication, integrated metering type PMF-1 Energy Efficiency, Voltage, Active energy Ea Manual operating mechanism with mechanical closing, without Spring charging motor, Ready-to-close signal. switch, Auxiliary switches 2NO+2NC, without Closing coil (CC), manual operating mechanism with mechanical closing, without Remote trip alarm reset coil (RR), without 2nd shunt trip, without 1st Shunt trip | 139870 | 1 | Z\ | 1
3WA1112-5EF32-0AA0 |  | withdrawable circuit breaker, with guide frame, IEC 60947-2, size 1, 3-pole, In=1250 A up to 690 V AC 50/60 Hz, breaking capacity H Icu=100/66 kA at 500/690 V, ETU600 LSIG electronic trip unit upgradeable, color display, Bluetooth, USB interface, basic protection LT, ST, INST, GFx, neutral conductor protection requires an external neutral point current sensor, trip alarm switch (1 x CO), connection at rear horizontal guide frame with shutter, without position signaling switch with internal voltage tap on lower stab of circuit breaker, with voltage tap module VTM680 and power supply of ETU600, able to communication, integrated metering type PMF-1 Energy Efficiency, Voltage, Active energy Ea Manual operating mechanism with mechanical closing, without Spring charging motor, Ready-to-close signal. switch, Auxiliary switches 2NO+2NC, without Closing coil (CC), manual operating mechanism with mechanical closing, without Remote trip alarm reset coil (RR), without 2nd shunt trip, without 1st Shunt trip | 137870 | 1 | Z\ | 1
3WA1112-5EF34-0AA0 |  | withdrawable circuit breaker, with guide frame, IEC 60947-2, size 1, 3-pole, In=1250 A up to 690 V AC 50/60 Hz, breaking capacity H Icu=100/66 kA at 500/690 V, ETU600 LSIG electronic trip unit upgradeable, color display, Bluetooth, USB interface, basic protection LT, ST, INST, GFx, neutral conductor protection requires an external neutral point current sensor, trip alarm switch (1 x CO), connection at rear flange, guide frame with shutter, without position signaling switch with internal voltage tap on lower stab of circuit breaker, with voltage tap module VTM680 and power supply of ETU600, able to communication, integrated metering type PMF-1 Energy Efficiency, Voltage, Active energy Ea Manual operating mechanism with mechanical closing, without Spring charging motor, Ready-to-close signal. switch, Auxiliary switches 2NO+2NC, without Closing coil (CC), manual operating mechanism with mechanical closing, without Remote trip alarm reset coil (RR), without 2nd shunt trip, without 1st Shunt trip | 137870 | 1 | Z\ | 1
3WA1112-5EF41-0AA0 |  | withdrawable circuit breaker, with guide frame, IEC 60947-2, size 1, 4-pole, N pole on left, In=1250 A up to 690 V AC 50/60 Hz, breaking capacity H Icu=100/66 kA at 500/690 V, ETU600 LSIG electronic trip unit upgradeable, color display, Bluetooth, USB interface, basic protection LT, ST, INST, GFx, including protection of the N conductor (internal neutral point sensor available), trip alarm switch (1 x CO), connection at rear vertical, guide frame with shutter, without position signaling switch with internal voltage tap on lower stab of circuit breaker, with voltage tap module VTM680 and power supply of ETU600, able to communication, integrated metering type PMF-1 Energy Efficiency, Voltage, Active energy Ea Manual operating mechanism with mechanical closing, without Spring charging motor, Ready-to-close signal. switch, Auxiliary switches 2NO+2NC, without Closing coil (CC), manual operating mechanism with mechanical closing, without Remote trip alarm reset coil (RR), without 2nd shunt trip, without 1st Shunt trip | 178870 | 1 | Z\ | 1
3WA1112-5EF42-0AA0 |  | withdrawable circuit breaker, with guide frame, IEC 60947-2, size 1, 4-pole, N pole on left, In=1250 A up to 690 V AC 50/60 Hz, breaking capacity H Icu=100/66 kA at 500/690 V, ETU600 LSIG electronic trip unit upgradeable, color display, Bluetooth, USB interface, basic protection LT, ST, INST, GFx, including protection of the N conductor (internal neutral point sensor available), trip alarm switch (1 x CO), connection at rear horizontal guide frame with shutter, without position signaling switch with internal voltage tap on lower stab of circuit breaker, with voltage tap module VTM680 and power supply of ETU600, able to communication, integrated metering type PMF-1 Energy Efficiency, Voltage, Active energy Ea Manual operating mechanism with mechanical closing, without Spring charging motor, Ready-to-close signal. switch, Auxiliary switches 2NO+2NC, without Closing coil (CC), manual operating mechanism with mechanical closing, without Remote trip alarm reset coil (RR), without 2nd shunt trip, without 1st Shunt trip | 174870 | 1 | Z\ | 1
3WA1112-5EF44-0AA0 |  | withdrawable circuit breaker, with guide frame, IEC 60947-2, size 1, 4-pole, N pole on left, In=1250 A up to 690 V AC 50/60 Hz, breaking capacity H Icu=100/66 kA at 500/690 V, ETU600 LSIG electronic trip unit upgradeable, color display, Bluetooth, USB interface, basic protection LT, ST, INST, GFx, including protection of the N conductor (internal neutral point sensor available), trip alarm switch (1 x CO), connection at rear flange, guide frame with shutter, without position signaling switch with internal voltage tap on lower stab of circuit breaker, with voltage tap module VTM680 and power supply of ETU600, able to communication, integrated metering type PMF-1 Energy Efficiency, Voltage, Active energy Ea Manual operating mechanism with mechanical closing, without Spring charging motor, Ready-to-close signal. switch, Auxiliary switches 2NO+2NC, without Closing coil (CC), manual operating mechanism with mechanical closing, without Remote trip alarm reset coil (RR), without 2nd shunt trip, without 1st Shunt trip | 174870 | 1 | Z\ | 1
3WA1112-5FE01-0AA0 |  | fixed-mounted circuit breaker, IEC 60947-2, size 1, 3-pole, In=1250 A up to 690 V AC 50/60 Hz, breaking capacity H Icu=100/66 kA at 500/690 V, ETU600 LSI electronic trip unit upgradeable, color display, Bluetooth, USB interface, basic protection LT, ST, INST, neutral conductor protection requires an external neutral point current sensor, trip alarm switch (1 x CO), connection at rear vertical, with internal voltage tap on lower stab of circuit breaker, with voltage tap module VTM680 and power supply of ETU600, able to communication, integrated metering type PMF-2 Basic Power Monitoring, Voltage, Energy, Power, Power factor, Frequency, Unbalance, Temperature, Manual operating mechanism with mechanical closing, without Spring charging motor, Ready-to-close signal. switch, Auxiliary switches 2NO+2NC, without Closing coil (CC), manual operating mechanism with mechanical closing, without Remote trip alarm reset coil (RR), without 2nd shunt trip, without 1st Shunt trip | 102400 | 1 | Z\ | 1
3WA1112-5FE02-0AA0 |  | fixed-mounted circuit breaker, IEC 60947-2, size 1, 3-pole, In=1250 A up to 690 V AC 50/60 Hz, breaking capacity H Icu=100/66 kA at 500/690 V, ETU600 LSI electronic trip unit upgradeable, color display, Bluetooth, USB interface, basic protection LT, ST, INST, neutral conductor protection requires an external neutral point current sensor, trip alarm switch (1 x CO), connection at rear horizontal with internal voltage tap on lower stab of circuit breaker, with voltage tap module VTM680 and power supply of ETU600, able to communication, integrated metering type PMF-2 Basic Power Monitoring, Voltage, Energy, Power, Power factor, Frequency, Unbalance, Temperature, Manual operating mechanism with mechanical closing, without Spring charging motor, Ready-to-close signal. switch, Auxiliary switches 2NO+2NC, without Closing coil (CC), manual operating mechanism with mechanical closing, without Remote trip alarm reset coil (RR), without 2nd shunt trip, without 1st Shunt trip | 100400 | 1 | Z\ | 1
3WA1112-5FE11-0AA0 |  | fixed-mounted circuit breaker, IEC 60947-2, size 1, 4-pole, N pole on left, In=1250 A up to 690 V AC 50/60 Hz, breaking capacity H Icu=100/66 kA at 500/690 V, ETU600 LSI electronic trip unit upgradeable, color display, Bluetooth, USB interface, basic protection LT, ST, INST, including protection of the N conductor (internal neutral point sensor available), trip alarm switch (1 x CO), connection at rear vertical, with internal voltage tap on lower stab of circuit breaker, with voltage tap module VTM680 and power supply of ETU600, able to communication, integrated metering type PMF-2 Basic Power Monitoring, Voltage, Energy, Power, Power factor, Frequency, Unbalance, Temperature, Manual operating mechanism with mechanical closing, without Spring charging motor, Ready-to-close signal. switch, Auxiliary switches 2NO+2NC, without Closing coil (CC), manual operating mechanism with mechanical closing, without Remote trip alarm reset coil (RR), without 2nd shunt trip, without 1st Shunt trip | 129700 | 1 | Z\ | 1
3WA1112-5FE12-0AA0 |  | fixed-mounted circuit breaker, IEC 60947-2, size 1, 4-pole, N pole on left, In=1250 A up to 690 V AC 50/60 Hz, breaking capacity H Icu=100/66 kA at 500/690 V, ETU600 LSI electronic trip unit upgradeable, color display, Bluetooth, USB interface, basic protection LT, ST, INST, including protection of the N conductor (internal neutral point sensor available), trip alarm switch (1 x CO), connection at rear horizontal with internal voltage tap on lower stab of circuit breaker, with voltage tap module VTM680 and power supply of ETU600, able to communication, integrated metering type PMF-2 Basic Power Monitoring, Voltage, Energy, Power, Power factor, Frequency, Unbalance, Temperature, Manual operating mechanism with mechanical closing, without Spring charging motor, Ready-to-close signal. switch, Auxiliary switches 2NO+2NC, without Closing coil (CC), manual operating mechanism with mechanical closing, without Remote trip alarm reset coil (RR), without 2nd shunt trip, without 1st Shunt trip | 126700 | 1 | Z\ | 1
3WA1112-5FE21-0AA0 |  | fixed-mounted circuit breaker, IEC 60947-2, size 1, 4-pole, N pole on right, In=1250 A up to 690 V AC 50/60 Hz, breaking capacity H Icu=100/66 kA at 500/690 V, ETU600 LSI electronic trip unit upgradeable, color display, Bluetooth, USB interface, basic protection LT, ST, INST, including protection of the N conductor (internal neutral point sensor available), trip alarm switch (1 x CO), connection at rear vertical, with internal voltage tap on lower stab of circuit breaker, with voltage tap module VTM680 and power supply of ETU600, able to communication, integrated metering type PMF-2 Basic Power Monitoring, Voltage, Energy, Power, Power factor, Frequency, Unbalance, Temperature, Manual operating mechanism with mechanical closing, without Spring charging motor, Ready-to-close signal. switch, Auxiliary switches 2NO+2NC, without Closing coil (CC), manual operating mechanism with mechanical closing, without Remote trip alarm reset coil (RR), without 2nd shunt trip, without 1st Shunt trip | 129700 | 1 | Z\ | 1
3WA1112-5FE22-0AA0 |  | fixed-mounted circuit breaker, IEC 60947-2, size 1, 4-pole, N pole on right, In=1250 A up to 690 V AC 50/60 Hz, breaking capacity H Icu=100/66 kA at 500/690 V, ETU600 LSI electronic trip unit upgradeable, color display, Bluetooth, USB interface, basic protection LT, ST, INST, including protection of the N conductor (internal neutral point sensor available), trip alarm switch (1 x CO), connection at rear horizontal with internal voltage tap on lower stab of circuit breaker, with voltage tap module VTM680 and power supply of ETU600, able to communication, integrated metering type PMF-2 Basic Power Monitoring, Voltage, Energy, Power, Power factor, Frequency, Unbalance, Temperature, Manual operating mechanism with mechanical closing, without Spring charging motor, Ready-to-close signal. switch, Auxiliary switches 2NO+2NC, without Closing coil (CC), manual operating mechanism with mechanical closing, without Remote trip alarm reset coil (RR), without 2nd shunt trip, without 1st Shunt trip | 126700 | 1 | Z\ | 1
3WA1112-5FE31-0AA0 |  | withdrawable circuit breaker, with guide frame, IEC 60947-2, size 1, 3-pole, In=1250 A up to 690 V AC 50/60 Hz, breaking capacity H Icu=100/66 kA at 500/690 V, ETU600 LSI electronic trip unit upgradeable, color display, Bluetooth, USB interface, basic protection LT, ST, INST, neutral conductor protection requires an external neutral point current sensor, trip alarm switch (1 x CO), connection at rear vertical, guide frame with shutter, without position signaling switch with internal voltage tap on lower stab of circuit breaker, with voltage tap module VTM680 and power supply of ETU600, able to communication, integrated metering type PMF-2 Basic Power Monitoring, Voltage, Energy, Power, Power factor, Frequency, Unbalance, Temperature, Manual operating mechanism with mechanical closing, without Spring charging motor, Ready-to-close signal. switch, Auxiliary switches 2NO+2NC, without Closing coil (CC), manual operating mechanism with mechanical closing, without Remote trip alarm reset coil (RR), without 2nd shunt trip, without 1st Shunt trip | 138700 | 1 | Z\ | 1
3WA1112-5FE32-0AA0 |  | withdrawable circuit breaker, with guide frame, IEC 60947-2, size 1, 3-pole, In=1250 A up to 690 V AC 50/60 Hz, breaking capacity H Icu=100/66 kA at 500/690 V, ETU600 LSI electronic trip unit upgradeable, color display, Bluetooth, USB interface, basic protection LT, ST, INST, neutral conductor protection requires an external neutral point current sensor, trip alarm switch (1 x CO), connection at rear horizontal guide frame with shutter, without position signaling switch with internal voltage tap on lower stab of circuit breaker, with voltage tap module VTM680 and power supply of ETU600, able to communication, integrated metering type PMF-2 Basic Power Monitoring, Voltage, Energy, Power, Power factor, Frequency, Unbalance, Temperature, Manual operating mechanism with mechanical closing, without Spring charging motor, Ready-to-close signal. switch, Auxiliary switches 2NO+2NC, without Closing coil (CC), manual operating mechanism with mechanical closing, without Remote trip alarm reset coil (RR), without 2nd shunt trip, without 1st Shunt trip | 135700 | 1 | Z\ | 1
3WA1112-5FE34-0AA0 |  | withdrawable circuit breaker, with guide frame, IEC 60947-2, size 1, 3-pole, In=1250 A up to 690 V AC 50/60 Hz, breaking capacity H Icu=100/66 kA at 500/690 V, ETU600 LSI electronic trip unit upgradeable, color display, Bluetooth, USB interface, basic protection LT, ST, INST, neutral conductor protection requires an external neutral point current sensor, trip alarm switch (1 x CO), connection at rear flange, guide frame with shutter, without position signaling switch with internal voltage tap on lower stab of circuit breaker, with voltage tap module VTM680 and power supply of ETU600, able to communication, integrated metering type PMF-2 Basic Power Monitoring, Voltage, Energy, Power, Power factor, Frequency, Unbalance, Temperature, Manual operating mechanism with mechanical closing, without Spring charging motor, Ready-to-close signal. switch, Auxiliary switches 2NO+2NC, without Closing coil (CC), manual operating mechanism with mechanical closing, without Remote trip alarm reset coil (RR), without 2nd shunt trip, without 1st Shunt trip | 135700 | 1 | Z\ | 1
3WA1112-5FE41-0AA0 |  | withdrawable circuit breaker, with guide frame, IEC 60947-2, size 1, 4-pole, N pole on left, In=1250 A up to 690 V AC 50/60 Hz, breaking capacity H Icu=100/66 kA at 500/690 V, ETU600 LSI electronic trip unit upgradeable, color display, Bluetooth, USB interface, basic protection LT, ST, INST, including protection of the N conductor (internal neutral point sensor available), trip alarm switch (1 x CO), connection at rear vertical, guide frame with shutter, without position signaling switch with internal voltage tap on lower stab of circuit breaker, with voltage tap module VTM680 and power supply of ETU600, able to communication, integrated metering type PMF-2 Basic Power Monitoring, Voltage, Energy, Power, Power factor, Frequency, Unbalance, Temperature, Manual operating mechanism with mechanical closing, without Spring charging motor, Ready-to-close signal. switch, Auxiliary switches 2NO+2NC, without Closing coil (CC), manual operating mechanism with mechanical closing, without Remote trip alarm reset coil (RR), without 2nd shunt trip, without 1st Shunt trip | 176700 | 1 | Z\ | 1
3WA1112-5FE42-0AA0 |  | withdrawable circuit breaker, with guide frame, IEC 60947-2, size 1, 4-pole, N pole on left, In=1250 A up to 690 V AC 50/60 Hz, breaking capacity H Icu=100/66 kA at 500/690 V, ETU600 LSI electronic trip unit upgradeable, color display, Bluetooth, USB interface, basic protection LT, ST, INST, including protection of the N conductor (internal neutral point sensor available), trip alarm switch (1 x CO), connection at rear horizontal guide frame with shutter, without position signaling switch with internal voltage tap on lower stab of circuit breaker, with voltage tap module VTM680 and power supply of ETU600, able to communication, integrated metering type PMF-2 Basic Power Monitoring, Voltage, Energy, Power, Power factor, Frequency, Unbalance, Temperature, Manual operating mechanism with mechanical closing, without Spring charging motor, Ready-to-close signal. switch, Auxiliary switches 2NO+2NC, without Closing coil (CC), manual operating mechanism with mechanical closing, without Remote trip alarm reset coil (RR), without 2nd shunt trip, without 1st Shunt trip | 173700 | 1 | Z\ | 1
3WA1112-5FE44-0AA0 |  | withdrawable circuit breaker, with guide frame, IEC 60947-2, size 1, 4-pole, N pole on left, In=1250 A up to 690 V AC 50/60 Hz, breaking capacity H Icu=100/66 kA at 500/690 V, ETU600 LSI electronic trip unit upgradeable, color display, Bluetooth, USB interface, basic protection LT, ST, INST, including protection of the N conductor (internal neutral point sensor available), trip alarm switch (1 x CO), connection at rear flange, guide frame with shutter, without position signaling switch with internal voltage tap on lower stab of circuit breaker, with voltage tap module VTM680 and power supply of ETU600, able to communication, integrated metering type PMF-2 Basic Power Monitoring, Voltage, Energy, Power, Power factor, Frequency, Unbalance, Temperature, Manual operating mechanism with mechanical closing, without Spring charging motor, Ready-to-close signal. switch, Auxiliary switches 2NO+2NC, without Closing coil (CC), manual operating mechanism with mechanical closing, without Remote trip alarm reset coil (RR), without 2nd shunt trip, without 1st Shunt trip | 173700 | 1 | Z\ | 1
3WA1112-5FF01-0AA0 |  | fixed-mounted circuit breaker, IEC 60947-2, size 1, 3-pole, In=1250 A up to 690 V AC 50/60 Hz, breaking capacity H Icu=100/66 kA at 500/690 V, ETU600 LSIG electronic trip unit upgradeable, color display, Bluetooth, USB interface, basic protection LT, ST, INST, GFx, neutral conductor protection requires an external neutral point current sensor, trip alarm switch (1 x CO), connection at rear vertical, with internal voltage tap on lower stab of circuit breaker, with voltage tap module VTM680 and power supply of ETU600, able to communication, integrated metering type PMF-2 Basic Power Monitoring, Voltage, Energy, Power, Power factor, Frequency, Unbalance, Temperature, Manual operating mechanism with mechanical closing, without Spring charging motor, Ready-to-close signal. switch, Auxiliary switches 2NO+2NC, without Closing coil (CC), manual operating mechanism with mechanical closing, without Remote trip alarm reset coil (RR), without 2nd shunt trip, without 1st Shunt trip | 113000 | 1 | Z\ | 1
3WA1112-5FF02-0AA0 |  | fixed-mounted circuit breaker, IEC 60947-2, size 1, 3-pole, In=1250 A up to 690 V AC 50/60 Hz, breaking capacity H Icu=100/66 kA at 500/690 V, ETU600 LSIG electronic trip unit upgradeable, color display, Bluetooth, USB interface, basic protection LT, ST, INST, GFx, neutral conductor protection requires an external neutral point current sensor, trip alarm switch (1 x CO), connection at rear horizontal with internal voltage tap on lower stab of circuit breaker, with voltage tap module VTM680 and power supply of ETU600, able to communication, integrated metering type PMF-2 Basic Power Monitoring, Voltage, Energy, Power, Power factor, Frequency, Unbalance, Temperature, Manual operating mechanism with mechanical closing, without Spring charging motor, Ready-to-close signal. switch, Auxiliary switches 2NO+2NC, without Closing coil (CC), manual operating mechanism with mechanical closing, without Remote trip alarm reset coil (RR), without 2nd shunt trip, without 1st Shunt trip | 111000 | 1 | Z\ | 1
3WA1112-5FF11-0AA0 |  | fixed-mounted circuit breaker, IEC 60947-2, size 1, 4-pole, N pole on left, In=1250 A up to 690 V AC 50/60 Hz, breaking capacity H Icu=100/66 kA at 500/690 V, ETU600 LSIG electronic trip unit upgradeable, color display, Bluetooth, USB interface, basic protection LT, ST, INST, GFx, including protection of the N conductor (internal neutral point sensor available), trip alarm switch (1 x CO), connection at rear vertical, with internal voltage tap on lower stab of circuit breaker, with voltage tap module VTM680 and power supply of ETU600, able to communication, integrated metering type PMF-2 Basic Power Monitoring, Voltage, Energy, Power, Power factor, Frequency, Unbalance, Temperature, Manual operating mechanism with mechanical closing, without Spring charging motor, Ready-to-close signal. switch, Auxiliary switches 2NO+2NC, without Closing coil (CC), manual operating mechanism with mechanical closing, without Remote trip alarm reset coil (RR), without 2nd shunt trip, without 1st Shunt trip | 139700 | 1 | Z\ | 1
3WA1112-5FF12-0AA0 |  | fixed-mounted circuit breaker, IEC 60947-2, size 1, 4-pole, N pole on left, In=1250 A up to 690 V AC 50/60 Hz, breaking capacity H Icu=100/66 kA at 500/690 V, ETU600 LSIG electronic trip unit upgradeable, color display, Bluetooth, USB interface, basic protection LT, ST, INST, GFx, including protection of the N conductor (internal neutral point sensor available), trip alarm switch (1 x CO), connection at rear horizontal with internal voltage tap on lower stab of circuit breaker, with voltage tap module VTM680 and power supply of ETU600, able to communication, integrated metering type PMF-2 Basic Power Monitoring, Voltage, Energy, Power, Power factor, Frequency, Unbalance, Temperature, Manual operating mechanism with mechanical closing, without Spring charging motor, Ready-to-close signal. switch, Auxiliary switches 2NO+2NC, without Closing coil (CC), manual operating mechanism with mechanical closing, without Remote trip alarm reset coil (RR), without 2nd shunt trip, without 1st Shunt trip | 137700 | 1 | Z\ | 1
3WA1112-5FF21-0AA0 |  | fixed-mounted circuit breaker, IEC 60947-2, size 1, 4-pole, N pole on right, In=1250 A up to 690 V AC 50/60 Hz, breaking capacity H Icu=100/66 kA at 500/690 V, ETU600 LSIG electronic trip unit upgradeable, color display, Bluetooth, USB interface, basic protection LT, ST, INST, GFx, including protection of the N conductor (internal neutral point sensor available), trip alarm switch (1 x CO), connection at rear vertical, with internal voltage tap on lower stab of circuit breaker, with voltage tap module VTM680 and power supply of ETU600, able to communication, integrated metering type PMF-2 Basic Power Monitoring, Voltage, Energy, Power, Power factor, Frequency, Unbalance, Temperature, Manual operating mechanism with mechanical closing, without Spring charging motor, Ready-to-close signal. switch, Auxiliary switches 2NO+2NC, without Closing coil (CC), manual operating mechanism with mechanical closing, without Remote trip alarm reset coil (RR), without 2nd shunt trip, without 1st Shunt trip | 139700 | 1 | Z\ | 1
3WA1112-5FF22-0AA0 |  | fixed-mounted circuit breaker, IEC 60947-2, size 1, 4-pole, N pole on right, In=1250 A up to 690 V AC 50/60 Hz, breaking capacity H Icu=100/66 kA at 500/690 V, ETU600 LSIG electronic trip unit upgradeable, color display, Bluetooth, USB interface, basic protection LT, ST, INST, GFx, including protection of the N conductor (internal neutral point sensor available), trip alarm switch (1 x CO), connection at rear horizontal with internal voltage tap on lower stab of circuit breaker, with voltage tap module VTM680 and power supply of ETU600, able to communication, integrated metering type PMF-2 Basic Power Monitoring, Voltage, Energy, Power, Power factor, Frequency, Unbalance, Temperature, Manual operating mechanism with mechanical closing, without Spring charging motor, Ready-to-close signal. switch, Auxiliary switches 2NO+2NC, without Closing coil (CC), manual operating mechanism with mechanical closing, without Remote trip alarm reset coil (RR), without 2nd shunt trip, without 1st Shunt trip | 137700 | 1 | Z\ | 1
3WA1112-5FF31-0AA0 |  | withdrawable circuit breaker, with guide frame, IEC 60947-2, size 1, 3-pole, In=1250 A up to 690 V AC 50/60 Hz, breaking capacity H Icu=100/66 kA at 500/690 V, ETU600 LSIG electronic trip unit upgradeable, color display, Bluetooth, USB interface, basic protection LT, ST, INST, GFx, neutral conductor protection requires an external neutral point current sensor, trip alarm switch (1 x CO), connection at rear vertical, guide frame with shutter, without position signaling switch with internal voltage tap on lower stab of circuit breaker, with voltage tap module VTM680 and power supply of ETU600, able to communication, integrated metering type PMF-2 Basic Power Monitoring, Voltage, Energy, Power, Power factor, Frequency, Unbalance, Temperature, Manual operating mechanism with mechanical closing, without Spring charging motor, Ready-to-close signal. switch, Auxiliary switches 2NO+2NC, without Closing coil (CC), manual operating mechanism with mechanical closing, without Remote trip alarm reset coil (RR), without 2nd shunt trip, without 1st Shunt trip | 148700 | 1 | Z\ | 1
3WA1112-5FF32-0AA0 |  | withdrawable circuit breaker, with guide frame, IEC 60947-2, size 1, 3-pole, In=1250 A up to 690 V AC 50/60 Hz, breaking capacity H Icu=100/66 kA at 500/690 V, ETU600 LSIG electronic trip unit upgradeable, color display, Bluetooth, USB interface, basic protection LT, ST, INST, GFx, neutral conductor protection requires an external neutral point current sensor, trip alarm switch (1 x CO), connection at rear horizontal guide frame with shutter, without position signaling switch with internal voltage tap on lower stab of circuit breaker, with voltage tap module VTM680 and power supply of ETU600, able to communication, integrated metering type PMF-2 Basic Power Monitoring, Voltage, Energy, Power, Power factor, Frequency, Unbalance, Temperature, Manual operating mechanism with mechanical closing, without Spring charging motor, Ready-to-close signal. switch, Auxiliary switches 2NO+2NC, without Closing coil (CC), manual operating mechanism with mechanical closing, without Remote trip alarm reset coil (RR), without 2nd shunt trip, without 1st Shunt trip | 146700 | 1 | Z\ | 1
3WA1112-5FF34-0AA0 |  | withdrawable circuit breaker, with guide frame, IEC 60947-2, size 1, 3-pole, In=1250 A up to 690 V AC 50/60 Hz, breaking capacity H Icu=100/66 kA at 500/690 V, ETU600 LSIG electronic trip unit upgradeable, color display, Bluetooth, USB interface, basic protection LT, ST, INST, GFx, neutral conductor protection requires an external neutral point current sensor, trip alarm switch (1 x CO), connection at rear flange, guide frame with shutter, without position signaling switch with internal voltage tap on lower stab of circuit breaker, with voltage tap module VTM680 and power supply of ETU600, able to communication, integrated metering type PMF-2 Basic Power Monitoring, Voltage, Energy, Power, Power factor, Frequency, Unbalance, Temperature, Manual operating mechanism with mechanical closing, without Spring charging motor, Ready-to-close signal. switch, Auxiliary switches 2NO+2NC, without Closing coil (CC), manual operating mechanism with mechanical closing, without Remote trip alarm reset coil (RR), without 2nd shunt trip, without 1st Shunt trip | 146700 | 1 | Z\ | 1
3WA1112-5FF41-0AA0 |  | withdrawable circuit breaker, with guide frame, IEC 60947-2, size 1, 4-pole, N pole on left, In=1250 A up to 690 V AC 50/60 Hz, breaking capacity H Icu=100/66 kA at 500/690 V, ETU600 LSIG electronic trip unit upgradeable, color display, Bluetooth, USB interface, basic protection LT, ST, INST, GFx, including protection of the N conductor (internal neutral point sensor available), trip alarm switch (1 x CO), connection at rear vertical, guide frame with shutter, without position signaling switch with internal voltage tap on lower stab of circuit breaker, with voltage tap module VTM680 and power supply of ETU600, able to communication, integrated metering type PMF-2 Basic Power Monitoring, Voltage, Energy, Power, Power factor, Frequency, Unbalance, Temperature, Manual operating mechanism with mechanical closing, without Spring charging motor, Ready-to-close signal. switch, Auxiliary switches 2NO+2NC, without Closing coil (CC), manual operating mechanism with mechanical closing, without Remote trip alarm reset coil (RR), without 2nd shunt trip, without 1st Shunt trip | 187700 | 1 | Z\ | 1
3WA1112-5FF42-0AA0 |  | withdrawable circuit breaker, with guide frame, IEC 60947-2, size 1, 4-pole, N pole on left, In=1250 A up to 690 V AC 50/60 Hz, breaking capacity H Icu=100/66 kA at 500/690 V, ETU600 LSIG electronic trip unit upgradeable, color display, Bluetooth, USB interface, basic protection LT, ST, INST, GFx, including protection of the N conductor (internal neutral point sensor available), trip alarm switch (1 x CO), connection at rear horizontal guide frame with shutter, without position signaling switch with internal voltage tap on lower stab of circuit breaker, with voltage tap module VTM680 and power supply of ETU600, able to communication, integrated metering type PMF-2 Basic Power Monitoring, Voltage, Energy, Power, Power factor, Frequency, Unbalance, Temperature, Manual operating mechanism with mechanical closing, without Spring charging motor, Ready-to-close signal. switch, Auxiliary switches 2NO+2NC, without Closing coil (CC), manual operating mechanism with mechanical closing, without Remote trip alarm reset coil (RR), without 2nd shunt trip, without 1st Shunt trip | 183700 | 1 | Z\ | 1
3WA1112-5FF44-0AA0 |  | withdrawable circuit breaker, with guide frame, IEC 60947-2, size 1, 4-pole, N pole on left, In=1250 A up to 690 V AC 50/60 Hz, breaking capacity H Icu=100/66 kA at 500/690 V, ETU600 LSIG electronic trip unit upgradeable, color display, Bluetooth, USB interface, basic protection LT, ST, INST, GFx, including protection of the N conductor (internal neutral point sensor available), trip alarm switch (1 x CO), connection at rear flange, guide frame with shutter, without position signaling switch with internal voltage tap on lower stab of circuit breaker, with voltage tap module VTM680 and power supply of ETU600, able to communication, integrated metering type PMF-2 Basic Power Monitoring, Voltage, Energy, Power, Power factor, Frequency, Unbalance, Temperature, Manual operating mechanism with mechanical closing, without Spring charging motor, Ready-to-close signal. switch, Auxiliary switches 2NO+2NC, without Closing coil (CC), manual operating mechanism with mechanical closing, without Remote trip alarm reset coil (RR), without 2nd shunt trip, without 1st Shunt trip | 183700 | 1 | Z\ | 1
3WA1112-5GE01-0AA0 |  | fixed-mounted circuit breaker, IEC 60947-2, size 1, 3-pole, In=1250 A up to 690 V AC 50/60 Hz, breaking capacity H Icu=100/66 kA at 500/690 V, ETU600 LSI electronic trip unit upgradeable, color display, Bluetooth, USB interface, basic protection LT, ST, INST, neutral conductor protection requires an external neutral point current sensor, trip alarm switch (1 x CO), connection at rear vertical, with internal voltage tap on lower stab of circuit breaker, with voltage tap module VTM680 and power supply of ETU600, able to communication, integrated metering type PMF-3 Advanced Power Monitor., Voltage, Energy, Power, Power factor, Frequency, Unbalance, Temperature, Power quality, Manual operating mechanism with mechanical closing, without Spring charging motor, Ready-to-close signal. switch, Auxiliary switches 2NO+2NC, without Closing coil (CC), manual operating mechanism with mechanical closing, without Remote trip alarm reset coil (RR), without 2nd shunt trip, without 1st Shunt trip | 108800 | 1 | Z\ | 1
3WA1112-5GE02-0AA0 |  | fixed-mounted circuit breaker, IEC 60947-2, size 1, 3-pole, In=1250 A up to 690 V AC 50/60 Hz, breaking capacity H Icu=100/66 kA at 500/690 V, ETU600 LSI electronic trip unit upgradeable, color display, Bluetooth, USB interface, basic protection LT, ST, INST, neutral conductor protection requires an external neutral point current sensor, trip alarm switch (1 x CO), connection at rear horizontal with internal voltage tap on lower stab of circuit breaker, with voltage tap module VTM680 and power supply of ETU600, able to communication, integrated metering type PMF-3 Advanced Power Monitor., Voltage, Energy, Power, Power factor, Frequency, Unbalance, Temperature, Power quality, Manual operating mechanism with mechanical closing, without Spring charging motor, Ready-to-close signal. switch, Auxiliary switches 2NO+2NC, without Closing coil (CC), manual operating mechanism with mechanical closing, without Remote trip alarm reset coil (RR), without 2nd shunt trip, without 1st Shunt trip | 106800 | 1 | Z\ | 1
3WA1112-5GE11-0AA0 |  | fixed-mounted circuit breaker, IEC 60947-2, size 1, 4-pole, N pole on left, In=1250 A up to 690 V AC 50/60 Hz, breaking capacity H Icu=100/66 kA at 500/690 V, ETU600 LSI electronic trip unit upgradeable, color display, Bluetooth, USB interface, basic protection LT, ST, INST, including protection of the N conductor (internal neutral point sensor available), trip alarm switch (1 x CO), connection at rear vertical, with internal voltage tap on lower stab of circuit breaker, with voltage tap module VTM680 and power supply of ETU600, able to communication, integrated metering type PMF-3 Advanced Power Monitor., Voltage, Energy, Power, Power factor, Frequency, Unbalance, Temperature, Power quality, Manual operating mechanism with mechanical closing, without Spring charging motor, Ready-to-close signal. switch, Auxiliary switches 2NO+2NC, without Closing coil (CC), manual operating mechanism with mechanical closing, without Remote trip alarm reset coil (RR), without 2nd shunt trip, without 1st Shunt trip | 136100 | 1 | Z\ | 1
3WA1112-5GE12-0AA0 |  | fixed-mounted circuit breaker, IEC 60947-2, size 1, 4-pole, N pole on left, In=1250 A up to 690 V AC 50/60 Hz, breaking capacity H Icu=100/66 kA at 500/690 V, ETU600 LSI electronic trip unit upgradeable, color display, Bluetooth, USB interface, basic protection LT, ST, INST, including protection of the N conductor (internal neutral point sensor available), trip alarm switch (1 x CO), connection at rear horizontal with internal voltage tap on lower stab of circuit breaker, with voltage tap module VTM680 and power supply of ETU600, able to communication, integrated metering type PMF-3 Advanced Power Monitor., Voltage, Energy, Power, Power factor, Frequency, Unbalance, Temperature, Power quality, Manual operating mechanism with mechanical closing, without Spring charging motor, Ready-to-close signal. switch, Auxiliary switches 2NO+2NC, without Closing coil (CC), manual operating mechanism with mechanical closing, without Remote trip alarm reset coil (RR), without 2nd shunt trip, without 1st Shunt trip | 133100 | 1 | Z\ | 1
3WA1112-5GE21-0AA0 |  | fixed-mounted circuit breaker, IEC 60947-2, size 1, 4-pole, N pole on right, In=1250 A up to 690 V AC 50/60 Hz, breaking capacity H Icu=100/66 kA at 500/690 V, ETU600 LSI electronic trip unit upgradeable, color display, Bluetooth, USB interface, basic protection LT, ST, INST, including protection of the N conductor (internal neutral point sensor available), trip alarm switch (1 x CO), connection at rear vertical, with internal voltage tap on lower stab of circuit breaker, with voltage tap module VTM680 and power supply of ETU600, able to communication, integrated metering type PMF-3 Advanced Power Monitor., Voltage, Energy, Power, Power factor, Frequency, Unbalance, Temperature, Power quality, Manual operating mechanism with mechanical closing, without Spring charging motor, Ready-to-close signal. switch, Auxiliary switches 2NO+2NC, without Closing coil (CC), manual operating mechanism with mechanical closing, without Remote trip alarm reset coil (RR), without 2nd shunt trip, without 1st Shunt trip | 136100 | 1 | Z\ | 1
3WA1112-5GE22-0AA0 |  | fixed-mounted circuit breaker, IEC 60947-2, size 1, 4-pole, N pole on right, In=1250 A up to 690 V AC 50/60 Hz, breaking capacity H Icu=100/66 kA at 500/690 V, ETU600 LSI electronic trip unit upgradeable, color display, Bluetooth, USB interface, basic protection LT, ST, INST, including protection of the N conductor (internal neutral point sensor available), trip alarm switch (1 x CO), connection at rear horizontal with internal voltage tap on lower stab of circuit breaker, with voltage tap module VTM680 and power supply of ETU600, able to communication, integrated metering type PMF-3 Advanced Power Monitor., Voltage, Energy, Power, Power factor, Frequency, Unbalance, Temperature, Power quality, Manual operating mechanism with mechanical closing, without Spring charging motor, Ready-to-close signal. switch, Auxiliary switches 2NO+2NC, without Closing coil (CC), manual operating mechanism with mechanical closing, without Remote trip alarm reset coil (RR), without 2nd shunt trip, without 1st Shunt trip | 133100 | 1 | Z\ | 1
3WA1112-5GE31-0AA0 |  | withdrawable circuit breaker, with guide frame, IEC 60947-2, size 1, 3-pole, In=1250 A up to 690 V AC 50/60 Hz, breaking capacity H Icu=100/66 kA at 500/690 V, ETU600 LSI electronic trip unit upgradeable, color display, Bluetooth, USB interface, basic protection LT, ST, INST, neutral conductor protection requires an external neutral point current sensor, trip alarm switch (1 x CO), connection at rear vertical, guide frame with shutter, without position signaling switch with internal voltage tap on lower stab of circuit breaker, with voltage tap module VTM680 and power supply of ETU600, able to communication, integrated metering type PMF-3 Advanced Power Monitor., Voltage, Energy, Power, Power factor, Frequency, Unbalance, Temperature, Power quality, Manual operating mechanism with mechanical closing, without Spring charging motor, Ready-to-close signal. switch, Auxiliary switches 2NO+2NC, without Closing coil (CC), manual operating mechanism with mechanical closing, without Remote trip alarm reset coil (RR), without 2nd shunt trip, without 1st Shunt trip | 145100 | 1 | Z\ | 1
3WA1112-5GE32-0AA0 |  | withdrawable circuit breaker, with guide frame, IEC 60947-2, size 1, 3-pole, In=1250 A up to 690 V AC 50/60 Hz, breaking capacity H Icu=100/66 kA at 500/690 V, ETU600 LSI electronic trip unit upgradeable, color display, Bluetooth, USB interface, basic protection LT, ST, INST, neutral conductor protection requires an external neutral point current sensor, trip alarm switch (1 x CO), connection at rear horizontal guide frame with shutter, without position signaling switch with internal voltage tap on lower stab of circuit breaker, with voltage tap module VTM680 and power supply of ETU600, able to communication, integrated metering type PMF-3 Advanced Power Monitor., Voltage, Energy, Power, Power factor, Frequency, Unbalance, Temperature, Power quality, Manual operating mechanism with mechanical closing, without Spring charging motor, Ready-to-close signal. switch, Auxiliary switches 2NO+2NC, without Closing coil (CC), manual operating mechanism with mechanical closing, without Remote trip alarm reset coil (RR), without 2nd shunt trip, without 1st Shunt trip | 142100 | 1 | Z\ | 1
3WA1112-5GE34-0AA0 |  | withdrawable circuit breaker, with guide frame, IEC 60947-2, size 1, 3-pole, In=1250 A up to 690 V AC 50/60 Hz, breaking capacity H Icu=100/66 kA at 500/690 V, ETU600 LSI electronic trip unit upgradeable, color display, Bluetooth, USB interface, basic protection LT, ST, INST, neutral conductor protection requires an external neutral point current sensor, trip alarm switch (1 x CO), connection at rear flange, guide frame with shutter, without position signaling switch with internal voltage tap on lower stab of circuit breaker, with voltage tap module VTM680 and power supply of ETU600, able to communication, integrated metering type PMF-3 Advanced Power Monitor., Voltage, Energy, Power, Power factor, Frequency, Unbalance, Temperature, Power quality, Manual operating mechanism with mechanical closing, without Spring charging motor, Ready-to-close signal. switch, Auxiliary switches 2NO+2NC, without Closing coil (CC), manual operating mechanism with mechanical closing, without Remote trip alarm reset coil (RR), without 2nd shunt trip, without 1st Shunt trip | 142100 | 1 | Z\ | 1
3WA1112-5GE41-0AA0 |  | withdrawable circuit breaker, with guide frame, IEC 60947-2, size 1, 4-pole, N pole on left, In=1250 A up to 690 V AC 50/60 Hz, breaking capacity H Icu=100/66 kA at 500/690 V, ETU600 LSI electronic trip unit upgradeable, color display, Bluetooth, USB interface, basic protection LT, ST, INST, including protection of the N conductor (internal neutral point sensor available), trip alarm switch (1 x CO), connection at rear vertical, guide frame with shutter, without position signaling switch with internal voltage tap on lower stab of circuit breaker, with voltage tap module VTM680 and power supply of ETU600, able to communication, integrated metering type PMF-3 Advanced Power Monitor., Voltage, Energy, Power, Power factor, Frequency, Unbalance, Temperature, Power quality, Manual operating mechanism with mechanical closing, without Spring charging motor, Ready-to-close signal. switch, Auxiliary switches 2NO+2NC, without Closing coil (CC), manual operating mechanism with mechanical closing, without Remote trip alarm reset coil (RR), without 2nd shunt trip, without 1st Shunt trip | 183100 | 1 | Z\ | 1
3WA1112-5GE42-0AA0 |  | withdrawable circuit breaker, with guide frame, IEC 60947-2, size 1, 4-pole, N pole on left, In=1250 A up to 690 V AC 50/60 Hz, breaking capacity H Icu=100/66 kA at 500/690 V, ETU600 LSI electronic trip unit upgradeable, color display, Bluetooth, USB interface, basic protection LT, ST, INST, including protection of the N conductor (internal neutral point sensor available), trip alarm switch (1 x CO), connection at rear horizontal guide frame with shutter, without position signaling switch with internal voltage tap on lower stab of circuit breaker, with voltage tap module VTM680 and power supply of ETU600, able to communication, integrated metering type PMF-3 Advanced Power Monitor., Voltage, Energy, Power, Power factor, Frequency, Unbalance, Temperature, Power quality, Manual operating mechanism with mechanical closing, without Spring charging motor, Ready-to-close signal. switch, Auxiliary switches 2NO+2NC, without Closing coil (CC), manual operating mechanism with mechanical closing, without Remote trip alarm reset coil (RR), without 2nd shunt trip, without 1st Shunt trip | 180100 | 1 | Z\ | 1
3WA1112-5GE44-0AA0 |  | withdrawable circuit breaker, with guide frame, IEC 60947-2, size 1, 4-pole, N pole on left, In=1250 A up to 690 V AC 50/60 Hz, breaking capacity H Icu=100/66 kA at 500/690 V, ETU600 LSI electronic trip unit upgradeable, color display, Bluetooth, USB interface, basic protection LT, ST, INST, including protection of the N conductor (internal neutral point sensor available), trip alarm switch (1 x CO), connection at rear flange, guide frame with shutter, without position signaling switch with internal voltage tap on lower stab of circuit breaker, with voltage tap module VTM680 and power supply of ETU600, able to communication, integrated metering type PMF-3 Advanced Power Monitor., Voltage, Energy, Power, Power factor, Frequency, Unbalance, Temperature, Power quality, Manual operating mechanism with mechanical closing, without Spring charging motor, Ready-to-close signal. switch, Auxiliary switches 2NO+2NC, without Closing coil (CC), manual operating mechanism with mechanical closing, without Remote trip alarm reset coil (RR), without 2nd shunt trip, without 1st Shunt trip | 180100 | 1 | Z\ | 1
3WA1112-5GF01-0AA0 |  | fixed-mounted circuit breaker, IEC 60947-2, size 1, 3-pole, In=1250 A up to 690 V AC 50/60 Hz, breaking capacity H Icu=100/66 kA at 500/690 V, ETU600 LSIG electronic trip unit upgradeable, color display, Bluetooth, USB interface, basic protection LT, ST, INST, GFx, neutral conductor protection requires an external neutral point current sensor, trip alarm switch (1 x CO), connection at rear vertical, with internal voltage tap on lower stab of circuit breaker, with voltage tap module VTM680 and power supply of ETU600, able to communication, integrated metering type PMF-3 Advanced Power Monitor., Voltage, Energy, Power, Power factor, Frequency, Unbalance, Temperature, Power quality, Manual operating mechanism with mechanical closing, without Spring charging motor, Ready-to-close signal. switch, Auxiliary switches 2NO+2NC, without Closing coil (CC), manual operating mechanism with mechanical closing, without Remote trip alarm reset coil (RR), without 2nd shunt trip, without 1st Shunt trip | 119400 | 1 | Z\ | 1
3WA1112-5GF02-0AA0 |  | fixed-mounted circuit breaker, IEC 60947-2, size 1, 3-pole, In=1250 A up to 690 V AC 50/60 Hz, breaking capacity H Icu=100/66 kA at 500/690 V, ETU600 LSIG electronic trip unit upgradeable, color display, Bluetooth, USB interface, basic protection LT, ST, INST, GFx, neutral conductor protection requires an external neutral point current sensor, trip alarm switch (1 x CO), connection at rear horizontal with internal voltage tap on lower stab of circuit breaker, with voltage tap module VTM680 and power supply of ETU600, able to communication, integrated metering type PMF-3 Advanced Power Monitor., Voltage, Energy, Power, Power factor, Frequency, Unbalance, Temperature, Power quality, Manual operating mechanism with mechanical closing, without Spring charging motor, Ready-to-close signal. switch, Auxiliary switches 2NO+2NC, without Closing coil (CC), manual operating mechanism with mechanical closing, without Remote trip alarm reset coil (RR), without 2nd shunt trip, without 1st Shunt trip | 117400 | 1 | Z\ | 1
3WA1112-5GF11-0AA0 |  | fixed-mounted circuit breaker, IEC 60947-2, size 1, 4-pole, N pole on left, In=1250 A up to 690 V AC 50/60 Hz, breaking capacity H Icu=100/66 kA at 500/690 V, ETU600 LSIG electronic trip unit upgradeable, color display, Bluetooth, USB interface, basic protection LT, ST, INST, GFx, including protection of the N conductor (internal neutral point sensor available), trip alarm switch (1 x CO), connection at rear vertical, with internal voltage tap on lower stab of circuit breaker, with voltage tap module VTM680 and power supply of ETU600, able to communication, integrated metering type PMF-3 Advanced Power Monitor., Voltage, Energy, Power, Power factor, Frequency, Unbalance, Temperature, Power quality, Manual operating mechanism with mechanical closing, without Spring charging motor, Ready-to-close signal. switch, Auxiliary switches 2NO+2NC, without Closing coil (CC), manual operating mechanism with mechanical closing, without Remote trip alarm reset coil (RR), without 2nd shunt trip, without 1st Shunt trip | 146100 | 1 | Z\ | 1
3WA1112-5GF12-0AA0 |  | fixed-mounted circuit breaker, IEC 60947-2, size 1, 4-pole, N pole on left, In=1250 A up to 690 V AC 50/60 Hz, breaking capacity H Icu=100/66 kA at 500/690 V, ETU600 LSIG electronic trip unit upgradeable, color display, Bluetooth, USB interface, basic protection LT, ST, INST, GFx, including protection of the N conductor (internal neutral point sensor available), trip alarm switch (1 x CO), connection at rear horizontal with internal voltage tap on lower stab of circuit breaker, with voltage tap module VTM680 and power supply of ETU600, able to communication, integrated metering type PMF-3 Advanced Power Monitor., Voltage, Energy, Power, Power factor, Frequency, Unbalance, Temperature, Power quality, Manual operating mechanism with mechanical closing, without Spring charging motor, Ready-to-close signal. switch, Auxiliary switches 2NO+2NC, without Closing coil (CC), manual operating mechanism with mechanical closing, without Remote trip alarm reset coil (RR), without 2nd shunt trip, without 1st Shunt trip | 144100 | 1 | Z\ | 1
3WA1112-5GF21-0AA0 |  | fixed-mounted circuit breaker, IEC 60947-2, size 1, 4-pole, N pole on right, In=1250 A up to 690 V AC 50/60 Hz, breaking capacity H Icu=100/66 kA at 500/690 V, ETU600 LSIG electronic trip unit upgradeable, color display, Bluetooth, USB interface, basic protection LT, ST, INST, GFx, including protection of the N conductor (internal neutral point sensor available), trip alarm switch (1 x CO), connection at rear vertical, with internal voltage tap on lower stab of circuit breaker, with voltage tap module VTM680 and power supply of ETU600, able to communication, integrated metering type PMF-3 Advanced Power Monitor., Voltage, Energy, Power, Power factor, Frequency, Unbalance, Temperature, Power quality, Manual operating mechanism with mechanical closing, without Spring charging motor, Ready-to-close signal. switch, Auxiliary switches 2NO+2NC, without Closing coil (CC), manual operating mechanism with mechanical closing, without Remote trip alarm reset coil (RR), without 2nd shunt trip, without 1st Shunt trip | 146100 | 1 | Z\ | 1
3WA1112-5GF22-0AA0 |  | fixed-mounted circuit breaker, IEC 60947-2, size 1, 4-pole, N pole on right, In=1250 A up to 690 V AC 50/60 Hz, breaking capacity H Icu=100/66 kA at 500/690 V, ETU600 LSIG electronic trip unit upgradeable, color display, Bluetooth, USB interface, basic protection LT, ST, INST, GFx, including protection of the N conductor (internal neutral point sensor available), trip alarm switch (1 x CO), connection at rear horizontal with internal voltage tap on lower stab of circuit breaker, with voltage tap module VTM680 and power supply of ETU600, able to communication, integrated metering type PMF-3 Advanced Power Monitor., Voltage, Energy, Power, Power factor, Frequency, Unbalance, Temperature, Power quality, Manual operating mechanism with mechanical closing, without Spring charging motor, Ready-to-close signal. switch, Auxiliary switches 2NO+2NC, without Closing coil (CC), manual operating mechanism with mechanical closing, without Remote trip alarm reset coil (RR), without 2nd shunt trip, without 1st Shunt trip | 144100 | 1 | Z\ | 1
3WA1112-5GF31-0AA0 |  | withdrawable circuit breaker, with guide frame, IEC 60947-2, size 1, 3-pole, In=1250 A up to 690 V AC 50/60 Hz, breaking capacity H Icu=100/66 kA at 500/690 V, ETU600 LSIG electronic trip unit upgradeable, color display, Bluetooth, USB interface, basic protection LT, ST, INST, GFx, neutral conductor protection requires an external neutral point current sensor, trip alarm switch (1 x CO), connection at rear vertical, guide frame with shutter, without position signaling switch with internal voltage tap on lower stab of circuit breaker, with voltage tap module VTM680 and power supply of ETU600, able to communication, integrated metering type PMF-3 Advanced Power Monitor., Voltage, Energy, Power, Power factor, Frequency, Unbalance, Temperature, Power quality, Manual operating mechanism with mechanical closing, without Spring charging motor, Ready-to-close signal. switch, Auxiliary switches 2NO+2NC, without Closing coil (CC), manual operating mechanism with mechanical closing, without Remote trip alarm reset coil (RR), without 2nd shunt trip, without 1st Shunt trip | 155100 | 1 | Z\ | 1
3WA1112-5GF32-0AA0 |  | withdrawable circuit breaker, with guide frame, IEC 60947-2, size 1, 3-pole, In=1250 A up to 690 V AC 50/60 Hz, breaking capacity H Icu=100/66 kA at 500/690 V, ETU600 LSIG electronic trip unit upgradeable, color display, Bluetooth, USB interface, basic protection LT, ST, INST, GFx, neutral conductor protection requires an external neutral point current sensor, trip alarm switch (1 x CO), connection at rear horizontal guide frame with shutter, without position signaling switch with internal voltage tap on lower stab of circuit breaker, with voltage tap module VTM680 and power supply of ETU600, able to communication, integrated metering type PMF-3 Advanced Power Monitor., Voltage, Energy, Power, Power factor, Frequency, Unbalance, Temperature, Power quality, Manual operating mechanism with mechanical closing, without Spring charging motor, Ready-to-close signal. switch, Auxiliary switches 2NO+2NC, without Closing coil (CC), manual operating mechanism with mechanical closing, without Remote trip alarm reset coil (RR), without 2nd shunt trip, without 1st Shunt trip | 153100 | 1 | Z\ | 1
3WA1112-5GF34-0AA0 |  | withdrawable circuit breaker, with guide frame, IEC 60947-2, size 1, 3-pole, In=1250 A up to 690 V AC 50/60 Hz, breaking capacity H Icu=100/66 kA at 500/690 V, ETU600 LSIG electronic trip unit upgradeable, color display, Bluetooth, USB interface, basic protection LT, ST, INST, GFx, neutral conductor protection requires an external neutral point current sensor, trip alarm switch (1 x CO), connection at rear flange, guide frame with shutter, without position signaling switch with internal voltage tap on lower stab of circuit breaker, with voltage tap module VTM680 and power supply of ETU600, able to communication, integrated metering type PMF-3 Advanced Power Monitor., Voltage, Energy, Power, Power factor, Frequency, Unbalance, Temperature, Power quality, Manual operating mechanism with mechanical closing, without Spring charging motor, Ready-to-close signal. switch, Auxiliary switches 2NO+2NC, without Closing coil (CC), manual operating mechanism with mechanical closing, without Remote trip alarm reset coil (RR), without 2nd shunt trip, without 1st Shunt trip | 153100 | 1 | Z\ | 1
3WA1112-5GF41-0AA0 |  | withdrawable circuit breaker, with guide frame, IEC 60947-2, size 1, 4-pole, N pole on left, In=1250 A up to 690 V AC 50/60 Hz, breaking capacity H Icu=100/66 kA at 500/690 V, ETU600 LSIG electronic trip unit upgradeable, color display, Bluetooth, USB interface, basic protection LT, ST, INST, GFx, including protection of the N conductor (internal neutral point sensor available), trip alarm switch (1 x CO), connection at rear vertical, guide frame with shutter, without position signaling switch with internal voltage tap on lower stab of circuit breaker, with voltage tap module VTM680 and power supply of ETU600, able to communication, integrated metering type PMF-3 Advanced Power Monitor., Voltage, Energy, Power, Power factor, Frequency, Unbalance, Temperature, Power quality, Manual operating mechanism with mechanical closing, without Spring charging motor, Ready-to-close signal. switch, Auxiliary switches 2NO+2NC, without Closing coil (CC), manual operating mechanism with mechanical closing, without Remote trip alarm reset coil (RR), without 2nd shunt trip, without 1st Shunt trip | 194100 | 1 | Z\ | 1
3WA1112-5GF42-0AA0 |  | withdrawable circuit breaker, with guide frame, IEC 60947-2, size 1, 4-pole, N pole on left, In=1250 A up to 690 V AC 50/60 Hz, breaking capacity H Icu=100/66 kA at 500/690 V, ETU600 LSIG electronic trip unit upgradeable, color display, Bluetooth, USB interface, basic protection LT, ST, INST, GFx, including protection of the N conductor (internal neutral point sensor available), trip alarm switch (1 x CO), connection at rear horizontal guide frame with shutter, without position signaling switch with internal voltage tap on lower stab of circuit breaker, with voltage tap module VTM680 and power supply of ETU600, able to communication, integrated metering type PMF-3 Advanced Power Monitor., Voltage, Energy, Power, Power factor, Frequency, Unbalance, Temperature, Power quality, Manual operating mechanism with mechanical closing, without Spring charging motor, Ready-to-close signal. switch, Auxiliary switches 2NO+2NC, without Closing coil (CC), manual operating mechanism with mechanical closing, without Remote trip alarm reset coil (RR), without 2nd shunt trip, without 1st Shunt trip | 190100 | 1 | Z\ | 1
3WA1112-5GF44-0AA0 |  | withdrawable circuit breaker, with guide frame, IEC 60947-2, size 1, 4-pole, N pole on left, In=1250 A up to 690 V AC 50/60 Hz, breaking capacity H Icu=100/66 kA at 500/690 V, ETU600 LSIG electronic trip unit upgradeable, color display, Bluetooth, USB interface, basic protection LT, ST, INST, GFx, including protection of the N conductor (internal neutral point sensor available), trip alarm switch (1 x CO), connection at rear flange, guide frame with shutter, without position signaling switch with internal voltage tap on lower stab of circuit breaker, with voltage tap module VTM680 and power supply of ETU600, able to communication, integrated metering type PMF-3 Advanced Power Monitor., Voltage, Energy, Power, Power factor, Frequency, Unbalance, Temperature, Power quality, Manual operating mechanism with mechanical closing, without Spring charging motor, Ready-to-close signal. switch, Auxiliary switches 2NO+2NC, without Closing coil (CC), manual operating mechanism with mechanical closing, without Remote trip alarm reset coil (RR), without 2nd shunt trip, without 1st Shunt trip | 190100 | 1 | Z\ | 1
3WA1112-5LE01-0AA0 |  | fixed-mounted circuit breaker, IEC 60947-2, size 1, 3-pole, In=1250 A up to 690 V AC 50/60 Hz, breaking capacity H Icu=100/66 kA at 500/690 V, ETU600 LSI electronic trip unit upgradeable, color display, Bluetooth, USB interface, basic protection LT, ST, INST, neutral conductor protection requires an external neutral point current sensor, trip alarm switch (1 x CO), connection at rear vertical, with internal voltage tap on upper stab of circuit breaker, with voltage tap module VTM680 and power supply of ETU600, able to communication, integrated metering type PMF-1 Energy Efficiency, Voltage, Active energy Ea Manual operating mechanism with mechanical closing, without Spring charging motor, Ready-to-close signal. switch, Auxiliary switches 2NO+2NC, without Closing coil (CC), manual operating mechanism with mechanical closing, without Remote trip alarm reset coil (RR), without 2nd shunt trip, without 1st Shunt trip | 93570 | 1 | Z\ | 1
3WA1112-5LE02-0AA0 |  | fixed-mounted circuit breaker, IEC 60947-2, size 1, 3-pole, In=1250 A up to 690 V AC 50/60 Hz, breaking capacity H Icu=100/66 kA at 500/690 V, ETU600 LSI electronic trip unit upgradeable, color display, Bluetooth, USB interface, basic protection LT, ST, INST, neutral conductor protection requires an external neutral point current sensor, trip alarm switch (1 x CO), connection at rear horizontal with internal voltage tap on upper stab of circuit breaker, with voltage tap module VTM680 and power supply of ETU600, able to communication, integrated metering type PMF-1 Energy Efficiency, Voltage, Active energy Ea Manual operating mechanism with mechanical closing, without Spring charging motor, Ready-to-close signal. switch, Auxiliary switches 2NO+2NC, without Closing coil (CC), manual operating mechanism with mechanical closing, without Remote trip alarm reset coil (RR), without 2nd shunt trip, without 1st Shunt trip | 91570 | 1 | Z\ | 1
3WA1112-5LE11-0AA0 |  | fixed-mounted circuit breaker, IEC 60947-2, size 1, 4-pole, N pole on left, In=1250 A up to 690 V AC 50/60 Hz, breaking capacity H Icu=100/66 kA at 500/690 V, ETU600 LSI electronic trip unit upgradeable, color display, Bluetooth, USB interface, basic protection LT, ST, INST, including protection of the N conductor (internal neutral point sensor available), trip alarm switch (1 x CO), connection at rear vertical, with internal voltage tap on upper stab of circuit breaker, with voltage tap module VTM680 and power supply of ETU600, able to communication, integrated metering type PMF-1 Energy Efficiency, Voltage, Active energy Ea Manual operating mechanism with mechanical closing, without Spring charging motor, Ready-to-close signal. switch, Auxiliary switches 2NO+2NC, without Closing coil (CC), manual operating mechanism with mechanical closing, without Remote trip alarm reset coil (RR), without 2nd shunt trip, without 1st Shunt trip | 120870 | 1 | Z\ | 1
3WA1112-5LE12-0AA0 |  | fixed-mounted circuit breaker, IEC 60947-2, size 1, 4-pole, N pole on left, In=1250 A up to 690 V AC 50/60 Hz, breaking capacity H Icu=100/66 kA at 500/690 V, ETU600 LSI electronic trip unit upgradeable, color display, Bluetooth, USB interface, basic protection LT, ST, INST, including protection of the N conductor (internal neutral point sensor available), trip alarm switch (1 x CO), connection at rear horizontal with internal voltage tap on upper stab of circuit breaker, with voltage tap module VTM680 and power supply of ETU600, able to communication, integrated metering type PMF-1 Energy Efficiency, Voltage, Active energy Ea Manual operating mechanism with mechanical closing, without Spring charging motor, Ready-to-close signal. switch, Auxiliary switches 2NO+2NC, without Closing coil (CC), manual operating mechanism with mechanical closing, without Remote trip alarm reset coil (RR), without 2nd shunt trip, without 1st Shunt trip | 117870 | 1 | Z\ | 1
3WA1112-5LE21-0AA0 |  | fixed-mounted circuit breaker, IEC 60947-2, size 1, 4-pole, N pole on right, In=1250 A up to 690 V AC 50/60 Hz, breaking capacity H Icu=100/66 kA at 500/690 V, ETU600 LSI electronic trip unit upgradeable, color display, Bluetooth, USB interface, basic protection LT, ST, INST, including protection of the N conductor (internal neutral point sensor available), trip alarm switch (1 x CO), connection at rear vertical, with internal voltage tap on upper stab of circuit breaker, with voltage tap module VTM680 and power supply of ETU600, able to communication, integrated metering type PMF-1 Energy Efficiency, Voltage, Active energy Ea Manual operating mechanism with mechanical closing, without Spring charging motor, Ready-to-close signal. switch, Auxiliary switches 2NO+2NC, without Closing coil (CC), manual operating mechanism with mechanical closing, without Remote trip alarm reset coil (RR), without 2nd shunt trip, without 1st Shunt trip | 120870 | 1 | Z\ | 1
3WA1112-5LE22-0AA0 |  | fixed-mounted circuit breaker, IEC 60947-2, size 1, 4-pole, N pole on right, In=1250 A up to 690 V AC 50/60 Hz, breaking capacity H Icu=100/66 kA at 500/690 V, ETU600 LSI electronic trip unit upgradeable, color display, Bluetooth, USB interface, basic protection LT, ST, INST, including protection of the N conductor (internal neutral point sensor available), trip alarm switch (1 x CO), connection at rear horizontal with internal voltage tap on upper stab of circuit breaker, with voltage tap module VTM680 and power supply of ETU600, able to communication, integrated metering type PMF-1 Energy Efficiency, Voltage, Active energy Ea Manual operating mechanism with mechanical closing, without Spring charging motor, Ready-to-close signal. switch, Auxiliary switches 2NO+2NC, without Closing coil (CC), manual operating mechanism with mechanical closing, without Remote trip alarm reset coil (RR), without 2nd shunt trip, without 1st Shunt trip | 117870 | 1 | Z\ | 1
3WA1112-5LE31-0AA0 |  | withdrawable circuit breaker, with guide frame, IEC 60947-2, size 1, 3-pole, In=1250 A up to 690 V AC 50/60 Hz, breaking capacity H Icu=100/66 kA at 500/690 V, ETU600 LSI electronic trip unit upgradeable, color display, Bluetooth, USB interface, basic protection LT, ST, INST, neutral conductor protection requires an external neutral point current sensor, trip alarm switch (1 x CO), connection at rear vertical, guide frame with shutter, without position signaling switch with internal voltage tap on upper stab of circuit breaker, with voltage tap module VTM680 and power supply of ETU600, able to communication, integrated metering type PMF-1 Energy Efficiency, Voltage, Active energy Ea Manual operating mechanism with mechanical closing, without Spring charging motor, Ready-to-close signal. switch, Auxiliary switches 2NO+2NC, without Closing coil (CC), manual operating mechanism with mechanical closing, without Remote trip alarm reset coil (RR), without 2nd shunt trip, without 1st Shunt trip | 129870 | 1 | Z\ | 1
3WA1112-5LE32-0AA0 |  | withdrawable circuit breaker, with guide frame, IEC 60947-2, size 1, 3-pole, In=1250 A up to 690 V AC 50/60 Hz, breaking capacity H Icu=100/66 kA at 500/690 V, ETU600 LSI electronic trip unit upgradeable, color display, Bluetooth, USB interface, basic protection LT, ST, INST, neutral conductor protection requires an external neutral point current sensor, trip alarm switch (1 x CO), connection at rear horizontal guide frame with shutter, without position signaling switch with internal voltage tap on upper stab of circuit breaker, with voltage tap module VTM680 and power supply of ETU600, able to communication, integrated metering type PMF-1 Energy Efficiency, Voltage, Active energy Ea Manual operating mechanism with mechanical closing, without Spring charging motor, Ready-to-close signal. switch, Auxiliary switches 2NO+2NC, without Closing coil (CC), manual operating mechanism with mechanical closing, without Remote trip alarm reset coil (RR), without 2nd shunt trip, without 1st Shunt trip | 126870 | 1 | Z\ | 1
3WA1112-5LE34-0AA0 |  | withdrawable circuit breaker, with guide frame, IEC 60947-2, size 1, 3-pole, In=1250 A up to 690 V AC 50/60 Hz, breaking capacity H Icu=100/66 kA at 500/690 V, ETU600 LSI electronic trip unit upgradeable, color display, Bluetooth, USB interface, basic protection LT, ST, INST, neutral conductor protection requires an external neutral point current sensor, trip alarm switch (1 x CO), connection at rear flange, guide frame with shutter, without position signaling switch with internal voltage tap on upper stab of circuit breaker, with voltage tap module VTM680 and power supply of ETU600, able to communication, integrated metering type PMF-1 Energy Efficiency, Voltage, Active energy Ea Manual operating mechanism with mechanical closing, without Spring charging motor, Ready-to-close signal. switch, Auxiliary switches 2NO+2NC, without Closing coil (CC), manual operating mechanism with mechanical closing, without Remote trip alarm reset coil (RR), without 2nd shunt trip, without 1st Shunt trip | 126870 | 1 | Z\ | 1
3WA1112-5LE41-0AA0 |  | withdrawable circuit breaker, with guide frame, IEC 60947-2, size 1, 4-pole, N pole on left, In=1250 A up to 690 V AC 50/60 Hz, breaking capacity H Icu=100/66 kA at 500/690 V, ETU600 LSI electronic trip unit upgradeable, color display, Bluetooth, USB interface, basic protection LT, ST, INST, including protection of the N conductor (internal neutral point sensor available), trip alarm switch (1 x CO), connection at rear vertical, guide frame with shutter, without position signaling switch with internal voltage tap on upper stab of circuit breaker, with voltage tap module VTM680 and power supply of ETU600, able to communication, integrated metering type PMF-1 Energy Efficiency, Voltage, Active energy Ea Manual operating mechanism with mechanical closing, without Spring charging motor, Ready-to-close signal. switch, Auxiliary switches 2NO+2NC, without Closing coil (CC), manual operating mechanism with mechanical closing, without Remote trip alarm reset coil (RR), without 2nd shunt trip, without 1st Shunt trip | 167870 | 1 | Z\ | 1
3WA1112-5LE42-0AA0 |  | withdrawable circuit breaker, with guide frame, IEC 60947-2, size 1, 4-pole, N pole on left, In=1250 A up to 690 V AC 50/60 Hz, breaking capacity H Icu=100/66 kA at 500/690 V, ETU600 LSI electronic trip unit upgradeable, color display, Bluetooth, USB interface, basic protection LT, ST, INST, including protection of the N conductor (internal neutral point sensor available), trip alarm switch (1 x CO), connection at rear horizontal guide frame with shutter, without position signaling switch with internal voltage tap on upper stab of circuit breaker, with voltage tap module VTM680 and power supply of ETU600, able to communication, integrated metering type PMF-1 Energy Efficiency, Voltage, Active energy Ea Manual operating mechanism with mechanical closing, without Spring charging motor, Ready-to-close signal. switch, Auxiliary switches 2NO+2NC, without Closing coil (CC), manual operating mechanism with mechanical closing, without Remote trip alarm reset coil (RR), without 2nd shunt trip, without 1st Shunt trip | 164870 | 1 | Z\ | 1
3WA1112-5LE44-0AA0 |  | withdrawable circuit breaker, with guide frame, IEC 60947-2, size 1, 4-pole, N pole on left, In=1250 A up to 690 V AC 50/60 Hz, breaking capacity H Icu=100/66 kA at 500/690 V, ETU600 LSI electronic trip unit upgradeable, color display, Bluetooth, USB interface, basic protection LT, ST, INST, including protection of the N conductor (internal neutral point sensor available), trip alarm switch (1 x CO), connection at rear flange, guide frame with shutter, without position signaling switch with internal voltage tap on upper stab of circuit breaker, with voltage tap module VTM680 and power supply of ETU600, able to communication, integrated metering type PMF-1 Energy Efficiency, Voltage, Active energy Ea Manual operating mechanism with mechanical closing, without Spring charging motor, Ready-to-close signal. switch, Auxiliary switches 2NO+2NC, without Closing coil (CC), manual operating mechanism with mechanical closing, without Remote trip alarm reset coil (RR), without 2nd shunt trip, without 1st Shunt trip | 164870 | 1 | Z\ | 1
3WA1112-5LF01-0AA0 |  | fixed-mounted circuit breaker, IEC 60947-2, size 1, 3-pole, In=1250 A up to 690 V AC 50/60 Hz, breaking capacity H Icu=100/66 kA at 500/690 V, ETU600 LSIG electronic trip unit upgradeable, color display, Bluetooth, USB interface, basic protection LT, ST, INST, GFx, neutral conductor protection requires an external neutral point current sensor, trip alarm switch (1 x CO), connection at rear vertical, with internal voltage tap on upper stab of circuit breaker, with voltage tap module VTM680 and power supply of ETU600, able to communication, integrated metering type PMF-1 Energy Efficiency, Voltage, Active energy Ea Manual operating mechanism with mechanical closing, without Spring charging motor, Ready-to-close signal. switch, Auxiliary switches 2NO+2NC, without Closing coil (CC), manual operating mechanism with mechanical closing, without Remote trip alarm reset coil (RR), without 2nd shunt trip, without 1st Shunt trip | 104170 | 1 | Z\ | 1
3WA1112-5LF02-0AA0 |  | fixed-mounted circuit breaker, IEC 60947-2, size 1, 3-pole, In=1250 A up to 690 V AC 50/60 Hz, breaking capacity H Icu=100/66 kA at 500/690 V, ETU600 LSIG electronic trip unit upgradeable, color display, Bluetooth, USB interface, basic protection LT, ST, INST, GFx, neutral conductor protection requires an external neutral point current sensor, trip alarm switch (1 x CO), connection at rear horizontal with internal voltage tap on upper stab of circuit breaker, with voltage tap module VTM680 and power supply of ETU600, able to communication, integrated metering type PMF-1 Energy Efficiency, Voltage, Active energy Ea Manual operating mechanism with mechanical closing, without Spring charging motor, Ready-to-close signal. switch, Auxiliary switches 2NO+2NC, without Closing coil (CC), manual operating mechanism with mechanical closing, without Remote trip alarm reset coil (RR), without 2nd shunt trip, without 1st Shunt trip | 102170 | 1 | Z\ | 1
3WA1112-5LF11-0AA0 |  | fixed-mounted circuit breaker, IEC 60947-2, size 1, 4-pole, N pole on left, In=1250 A up to 690 V AC 50/60 Hz, breaking capacity H Icu=100/66 kA at 500/690 V, ETU600 LSIG electronic trip unit upgradeable, color display, Bluetooth, USB interface, basic protection LT, ST, INST, GFx, including protection of the N conductor (internal neutral point sensor available), trip alarm switch (1 x CO), connection at rear vertical, with internal voltage tap on upper stab of circuit breaker, with voltage tap module VTM680 and power supply of ETU600, able to communication, integrated metering type PMF-1 Energy Efficiency, Voltage, Active energy Ea Manual operating mechanism with mechanical closing, without Spring charging motor, Ready-to-close signal. switch, Auxiliary switches 2NO+2NC, without Closing coil (CC), manual operating mechanism with mechanical closing, without Remote trip alarm reset coil (RR), without 2nd shunt trip, without 1st Shunt trip | 130870 | 1 | Z\ | 1
3WA1112-5LF12-0AA0 |  | fixed-mounted circuit breaker, IEC 60947-2, size 1, 4-pole, N pole on left, In=1250 A up to 690 V AC 50/60 Hz, breaking capacity H Icu=100/66 kA at 500/690 V, ETU600 LSIG electronic trip unit upgradeable, color display, Bluetooth, USB interface, basic protection LT, ST, INST, GFx, including protection of the N conductor (internal neutral point sensor available), trip alarm switch (1 x CO), connection at rear horizontal with internal voltage tap on upper stab of circuit breaker, with voltage tap module VTM680 and power supply of ETU600, able to communication, integrated metering type PMF-1 Energy Efficiency, Voltage, Active energy Ea Manual operating mechanism with mechanical closing, without Spring charging motor, Ready-to-close signal. switch, Auxiliary switches 2NO+2NC, without Closing coil (CC), manual operating mechanism with mechanical closing, without Remote trip alarm reset coil (RR), without 2nd shunt trip, without 1st Shunt trip | 128870 | 1 | Z\ | 1
3WA1112-5LF21-0AA0 |  | fixed-mounted circuit breaker, IEC 60947-2, size 1, 4-pole, N pole on right, In=1250 A up to 690 V AC 50/60 Hz, breaking capacity H Icu=100/66 kA at 500/690 V, ETU600 LSIG electronic trip unit upgradeable, color display, Bluetooth, USB interface, basic protection LT, ST, INST, GFx, including protection of the N conductor (internal neutral point sensor available), trip alarm switch (1 x CO), connection at rear vertical, with internal voltage tap on upper stab of circuit breaker, with voltage tap module VTM680 and power supply of ETU600, able to communication, integrated metering type PMF-1 Energy Efficiency, Voltage, Active energy Ea Manual operating mechanism with mechanical closing, without Spring charging motor, Ready-to-close signal. switch, Auxiliary switches 2NO+2NC, without Closing coil (CC), manual operating mechanism with mechanical closing, without Remote trip alarm reset coil (RR), without 2nd shunt trip, without 1st Shunt trip | 130870 | 1 | Z\ | 1
3WA1112-5LF22-0AA0 |  | fixed-mounted circuit breaker, IEC 60947-2, size 1, 4-pole, N pole on right, In=1250 A up to 690 V AC 50/60 Hz, breaking capacity H Icu=100/66 kA at 500/690 V, ETU600 LSIG electronic trip unit upgradeable, color display, Bluetooth, USB interface, basic protection LT, ST, INST, GFx, including protection of the N conductor (internal neutral point sensor available), trip alarm switch (1 x CO), connection at rear horizontal with internal voltage tap on upper stab of circuit breaker, with voltage tap module VTM680 and power supply of ETU600, able to communication, integrated metering type PMF-1 Energy Efficiency, Voltage, Active energy Ea Manual operating mechanism with mechanical closing, without Spring charging motor, Ready-to-close signal. switch, Auxiliary switches 2NO+2NC, without Closing coil (CC), manual operating mechanism with mechanical closing, without Remote trip alarm reset coil (RR), without 2nd shunt trip, without 1st Shunt trip | 128870 | 1 | Z\ | 1
3WA1112-5LF31-0AA0 |  | withdrawable circuit breaker, with guide frame, IEC 60947-2, size 1, 3-pole, In=1250 A up to 690 V AC 50/60 Hz, breaking capacity H Icu=100/66 kA at 500/690 V, ETU600 LSIG electronic trip unit upgradeable, color display, Bluetooth, USB interface, basic protection LT, ST, INST, GFx, neutral conductor protection requires an external neutral point current sensor, trip alarm switch (1 x CO), connection at rear vertical, guide frame with shutter, without position signaling switch with internal voltage tap on upper stab of circuit breaker, with voltage tap module VTM680 and power supply of ETU600, able to communication, integrated metering type PMF-1 Energy Efficiency, Voltage, Active energy Ea Manual operating mechanism with mechanical closing, without Spring charging motor, Ready-to-close signal. switch, Auxiliary switches 2NO+2NC, without Closing coil (CC), manual operating mechanism with mechanical closing, without Remote trip alarm reset coil (RR), without 2nd shunt trip, without 1st Shunt trip | 139870 | 1 | Z\ | 1
3WA1112-5LF32-0AA0 |  | withdrawable circuit breaker, with guide frame, IEC 60947-2, size 1, 3-pole, In=1250 A up to 690 V AC 50/60 Hz, breaking capacity H Icu=100/66 kA at 500/690 V, ETU600 LSIG electronic trip unit upgradeable, color display, Bluetooth, USB interface, basic protection LT, ST, INST, GFx, neutral conductor protection requires an external neutral point current sensor, trip alarm switch (1 x CO), connection at rear horizontal guide frame with shutter, without position signaling switch with internal voltage tap on upper stab of circuit breaker, with voltage tap module VTM680 and power supply of ETU600, able to communication, integrated metering type PMF-1 Energy Efficiency, Voltage, Active energy Ea Manual operating mechanism with mechanical closing, without Spring charging motor, Ready-to-close signal. switch, Auxiliary switches 2NO+2NC, without Closing coil (CC), manual operating mechanism with mechanical closing, without Remote trip alarm reset coil (RR), without 2nd shunt trip, without 1st Shunt trip | 137870 | 1 | Z\ | 1
3WA1112-5LF34-0AA0 |  | withdrawable circuit breaker, with guide frame, IEC 60947-2, size 1, 3-pole, In=1250 A up to 690 V AC 50/60 Hz, breaking capacity H Icu=100/66 kA at 500/690 V, ETU600 LSIG electronic trip unit upgradeable, color display, Bluetooth, USB interface, basic protection LT, ST, INST, GFx, neutral conductor protection requires an external neutral point current sensor, trip alarm switch (1 x CO), connection at rear flange, guide frame with shutter, without position signaling switch with internal voltage tap on upper stab of circuit breaker, with voltage tap module VTM680 and power supply of ETU600, able to communication, integrated metering type PMF-1 Energy Efficiency, Voltage, Active energy Ea Manual operating mechanism with mechanical closing, without Spring charging motor, Ready-to-close signal. switch, Auxiliary switches 2NO+2NC, without Closing coil (CC), manual operating mechanism with mechanical closing, without Remote trip alarm reset coil (RR), without 2nd shunt trip, without 1st Shunt trip | 137870 | 1 | Z\ | 1
3WA1112-5LF41-0AA0 |  | withdrawable circuit breaker, with guide frame, IEC 60947-2, size 1, 4-pole, N pole on left, In=1250 A up to 690 V AC 50/60 Hz, breaking capacity H Icu=100/66 kA at 500/690 V, ETU600 LSIG electronic trip unit upgradeable, color display, Bluetooth, USB interface, basic protection LT, ST, INST, GFx, including protection of the N conductor (internal neutral point sensor available), trip alarm switch (1 x CO), connection at rear vertical, guide frame with shutter, without position signaling switch with internal voltage tap on upper stab of circuit breaker, with voltage tap module VTM680 and power supply of ETU600, able to communication, integrated metering type PMF-1 Energy Efficiency, Voltage, Active energy Ea Manual operating mechanism with mechanical closing, without Spring charging motor, Ready-to-close signal. switch, Auxiliary switches 2NO+2NC, without Closing coil (CC), manual operating mechanism with mechanical closing, without Remote trip alarm reset coil (RR), without 2nd shunt trip, without 1st Shunt trip | 178870 | 1 | Z\ | 1
3WA1112-5LF42-0AA0 |  | withdrawable circuit breaker, with guide frame, IEC 60947-2, size 1, 4-pole, N pole on left, In=1250 A up to 690 V AC 50/60 Hz, breaking capacity H Icu=100/66 kA at 500/690 V, ETU600 LSIG electronic trip unit upgradeable, color display, Bluetooth, USB interface, basic protection LT, ST, INST, GFx, including protection of the N conductor (internal neutral point sensor available), trip alarm switch (1 x CO), connection at rear horizontal guide frame with shutter, without position signaling switch with internal voltage tap on upper stab of circuit breaker, with voltage tap module VTM680 and power supply of ETU600, able to communication, integrated metering type PMF-1 Energy Efficiency, Voltage, Active energy Ea Manual operating mechanism with mechanical closing, without Spring charging motor, Ready-to-close signal. switch, Auxiliary switches 2NO+2NC, without Closing coil (CC), manual operating mechanism with mechanical closing, without Remote trip alarm reset coil (RR), without 2nd shunt trip, without 1st Shunt trip | 174870 | 1 | Z\ | 1
3WA1112-5LF44-0AA0 |  | withdrawable circuit breaker, with guide frame, IEC 60947-2, size 1, 4-pole, N pole on left, In=1250 A up to 690 V AC 50/60 Hz, breaking capacity H Icu=100/66 kA at 500/690 V, ETU600 LSIG electronic trip unit upgradeable, color display, Bluetooth, USB interface, basic protection LT, ST, INST, GFx, including protection of the N conductor (internal neutral point sensor available), trip alarm switch (1 x CO), connection at rear flange, guide frame with shutter, without position signaling switch with internal voltage tap on upper stab of circuit breaker, with voltage tap module VTM680 and power supply of ETU600, able to communication, integrated metering type PMF-1 Energy Efficiency, Voltage, Active energy Ea Manual operating mechanism with mechanical closing, without Spring charging motor, Ready-to-close signal. switch, Auxiliary switches 2NO+2NC, without Closing coil (CC), manual operating mechanism with mechanical closing, without Remote trip alarm reset coil (RR), without 2nd shunt trip, without 1st Shunt trip | 174870 | 1 | Z\ | 1
3WA1112-5ME01-0AA0 |  | fixed-mounted circuit breaker, IEC 60947-2, size 1, 3-pole, In=1250 A up to 690 V AC 50/60 Hz, breaking capacity H Icu=100/66 kA at 500/690 V, ETU600 LSI electronic trip unit upgradeable, color display, Bluetooth, USB interface, basic protection LT, ST, INST, neutral conductor protection requires an external neutral point current sensor, trip alarm switch (1 x CO), connection at rear vertical, with internal voltage tap on upper stab of circuit breaker, with voltage tap module VTM680 and power supply of ETU600, able to communication, integrated metering type PMF-2 Basic Power Monitoring, Voltage, Energy, Power, Power factor, Frequency, Unbalance, Temperature, Manual operating mechanism with mechanical closing, without Spring charging motor, Ready-to-close signal. switch, Auxiliary switches 2NO+2NC, without Closing coil (CC), manual operating mechanism with mechanical closing, without Remote trip alarm reset coil (RR), without 2nd shunt trip, without 1st Shunt trip | 102400 | 1 | Z\ | 1
3WA1112-5ME02-0AA0 |  | fixed-mounted circuit breaker, IEC 60947-2, size 1, 3-pole, In=1250 A up to 690 V AC 50/60 Hz, breaking capacity H Icu=100/66 kA at 500/690 V, ETU600 LSI electronic trip unit upgradeable, color display, Bluetooth, USB interface, basic protection LT, ST, INST, neutral conductor protection requires an external neutral point current sensor, trip alarm switch (1 x CO), connection at rear horizontal with internal voltage tap on upper stab of circuit breaker, with voltage tap module VTM680 and power supply of ETU600, able to communication, integrated metering type PMF-2 Basic Power Monitoring, Voltage, Energy, Power, Power factor, Frequency, Unbalance, Temperature, Manual operating mechanism with mechanical closing, without Spring charging motor, Ready-to-close signal. switch, Auxiliary switches 2NO+2NC, without Closing coil (CC), manual operating mechanism with mechanical closing, without Remote trip alarm reset coil (RR), without 2nd shunt trip, without 1st Shunt trip | 100400 | 1 | Z\ | 1
3WA1112-5ME11-0AA0 |  | fixed-mounted circuit breaker, IEC 60947-2, size 1, 4-pole, N pole on left, In=1250 A up to 690 V AC 50/60 Hz, breaking capacity H Icu=100/66 kA at 500/690 V, ETU600 LSI electronic trip unit upgradeable, color display, Bluetooth, USB interface, basic protection LT, ST, INST, including protection of the N conductor (internal neutral point sensor available), trip alarm switch (1 x CO), connection at rear vertical, with internal voltage tap on upper stab of circuit breaker, with voltage tap module VTM680 and power supply of ETU600, able to communication, integrated metering type PMF-2 Basic Power Monitoring, Voltage, Energy, Power, Power factor, Frequency, Unbalance, Temperature, Manual operating mechanism with mechanical closing, without Spring charging motor, Ready-to-close signal. switch, Auxiliary switches 2NO+2NC, without Closing coil (CC), manual operating mechanism with mechanical closing, without Remote trip alarm reset coil (RR), without 2nd shunt trip, without 1st Shunt trip | 129700 | 1 | Z\ | 1
3WA1112-5ME12-0AA0 |  | fixed-mounted circuit breaker, IEC 60947-2, size 1, 4-pole, N pole on left, In=1250 A up to 690 V AC 50/60 Hz, breaking capacity H Icu=100/66 kA at 500/690 V, ETU600 LSI electronic trip unit upgradeable, color display, Bluetooth, USB interface, basic protection LT, ST, INST, including protection of the N conductor (internal neutral point sensor available), trip alarm switch (1 x CO), connection at rear horizontal with internal voltage tap on upper stab of circuit breaker, with voltage tap module VTM680 and power supply of ETU600, able to communication, integrated metering type PMF-2 Basic Power Monitoring, Voltage, Energy, Power, Power factor, Frequency, Unbalance, Temperature, Manual operating mechanism with mechanical closing, without Spring charging motor, Ready-to-close signal. switch, Auxiliary switches 2NO+2NC, without Closing coil (CC), manual operating mechanism with mechanical closing, without Remote trip alarm reset coil (RR), without 2nd shunt trip, without 1st Shunt trip | 126700 | 1 | Z\ | 1
3WA1112-5ME21-0AA0 |  | fixed-mounted circuit breaker, IEC 60947-2, size 1, 4-pole, N pole on right, In=1250 A up to 690 V AC 50/60 Hz, breaking capacity H Icu=100/66 kA at 500/690 V, ETU600 LSI electronic trip unit upgradeable, color display, Bluetooth, USB interface, basic protection LT, ST, INST, including protection of the N conductor (internal neutral point sensor available), trip alarm switch (1 x CO), connection at rear vertical, with internal voltage tap on upper stab of circuit breaker, with voltage tap module VTM680 and power supply of ETU600, able to communication, integrated metering type PMF-2 Basic Power Monitoring, Voltage, Energy, Power, Power factor, Frequency, Unbalance, Temperature, Manual operating mechanism with mechanical closing, without Spring charging motor, Ready-to-close signal. switch, Auxiliary switches 2NO+2NC, without Closing coil (CC), manual operating mechanism with mechanical closing, without Remote trip alarm reset coil (RR), without 2nd shunt trip, without 1st Shunt trip | 129700 | 1 | Z\ | 1
3WA1112-5ME22-0AA0 |  | fixed-mounted circuit breaker, IEC 60947-2, size 1, 4-pole, N pole on right, In=1250 A up to 690 V AC 50/60 Hz, breaking capacity H Icu=100/66 kA at 500/690 V, ETU600 LSI electronic trip unit upgradeable, color display, Bluetooth, USB interface, basic protection LT, ST, INST, including protection of the N conductor (internal neutral point sensor available), trip alarm switch (1 x CO), connection at rear horizontal with internal voltage tap on upper stab of circuit breaker, with voltage tap module VTM680 and power supply of ETU600, able to communication, integrated metering type PMF-2 Basic Power Monitoring, Voltage, Energy, Power, Power factor, Frequency, Unbalance, Temperature, Manual operating mechanism with mechanical closing, without Spring charging motor, Ready-to-close signal. switch, Auxiliary switches 2NO+2NC, without Closing coil (CC), manual operating mechanism with mechanical closing, without Remote trip alarm reset coil (RR), without 2nd shunt trip, without 1st Shunt trip | 126700 | 1 | Z\ | 1
3WA1112-5ME31-0AA0 |  | withdrawable circuit breaker, with guide frame, IEC 60947-2, size 1, 3-pole, In=1250 A up to 690 V AC 50/60 Hz, breaking capacity H Icu=100/66 kA at 500/690 V, ETU600 LSI electronic trip unit upgradeable, color display, Bluetooth, USB interface, basic protection LT, ST, INST, neutral conductor protection requires an external neutral point current sensor, trip alarm switch (1 x CO), connection at rear vertical, guide frame with shutter, without position signaling switch with internal voltage tap on upper stab of circuit breaker, with voltage tap module VTM680 and power supply of ETU600, able to communication, integrated metering type PMF-2 Basic Power Monitoring, Voltage, Energy, Power, Power factor, Frequency, Unbalance, Temperature, Manual operating mechanism with mechanical closing, without Spring charging motor, Ready-to-close signal. switch, Auxiliary switches 2NO+2NC, without Closing coil (CC), manual operating mechanism with mechanical closing, without Remote trip alarm reset coil (RR), without 2nd shunt trip, without 1st Shunt trip | 138700 | 1 | Z\ | 1
3WA1112-5ME32-0AA0 |  | withdrawable circuit breaker, with guide frame, IEC 60947-2, size 1, 3-pole, In=1250 A up to 690 V AC 50/60 Hz, breaking capacity H Icu=100/66 kA at 500/690 V, ETU600 LSI electronic trip unit upgradeable, color display, Bluetooth, USB interface, basic protection LT, ST, INST, neutral conductor protection requires an external neutral point current sensor, trip alarm switch (1 x CO), connection at rear horizontal guide frame with shutter, without position signaling switch with internal voltage tap on upper stab of circuit breaker, with voltage tap module VTM680 and power supply of ETU600, able to communication, integrated metering type PMF-2 Basic Power Monitoring, Voltage, Energy, Power, Power factor, Frequency, Unbalance, Temperature, Manual operating mechanism with mechanical closing, without Spring charging motor, Ready-to-close signal. switch, Auxiliary switches 2NO+2NC, without Closing coil (CC), manual operating mechanism with mechanical closing, without Remote trip alarm reset coil (RR), without 2nd shunt trip, without 1st Shunt trip | 135700 | 1 | Z\ | 1
3WA1112-5ME34-0AA0 |  | withdrawable circuit breaker, with guide frame, IEC 60947-2, size 1, 3-pole, In=1250 A up to 690 V AC 50/60 Hz, breaking capacity H Icu=100/66 kA at 500/690 V, ETU600 LSI electronic trip unit upgradeable, color display, Bluetooth, USB interface, basic protection LT, ST, INST, neutral conductor protection requires an external neutral point current sensor, trip alarm switch (1 x CO), connection at rear flange, guide frame with shutter, without position signaling switch with internal voltage tap on upper stab of circuit breaker, with voltage tap module VTM680 and power supply of ETU600, able to communication, integrated metering type PMF-2 Basic Power Monitoring, Voltage, Energy, Power, Power factor, Frequency, Unbalance, Temperature, Manual operating mechanism with mechanical closing, without Spring charging motor, Ready-to-close signal. switch, Auxiliary switches 2NO+2NC, without Closing coil (CC), manual operating mechanism with mechanical closing, without Remote trip alarm reset coil (RR), without 2nd shunt trip, without 1st Shunt trip | 135700 | 1 | Z\ | 1
3WA1112-5ME41-0AA0 |  | withdrawable circuit breaker, with guide frame, IEC 60947-2, size 1, 4-pole, N pole on left, In=1250 A up to 690 V AC 50/60 Hz, breaking capacity H Icu=100/66 kA at 500/690 V, ETU600 LSI electronic trip unit upgradeable, color display, Bluetooth, USB interface, basic protection LT, ST, INST, including protection of the N conductor (internal neutral point sensor available), trip alarm switch (1 x CO), connection at rear vertical, guide frame with shutter, without position signaling switch with internal voltage tap on upper stab of circuit breaker, with voltage tap module VTM680 and power supply of ETU600, able to communication, integrated metering type PMF-2 Basic Power Monitoring, Voltage, Energy, Power, Power factor, Frequency, Unbalance, Temperature, Manual operating mechanism with mechanical closing, without Spring charging motor, Ready-to-close signal. switch, Auxiliary switches 2NO+2NC, without Closing coil (CC), manual operating mechanism with mechanical closing, without Remote trip alarm reset coil (RR), without 2nd shunt trip, without 1st Shunt trip | 176700 | 1 | Z\ | 1
3WA1112-5ME42-0AA0 |  | withdrawable circuit breaker, with guide frame, IEC 60947-2, size 1, 4-pole, N pole on left, In=1250 A up to 690 V AC 50/60 Hz, breaking capacity H Icu=100/66 kA at 500/690 V, ETU600 LSI electronic trip unit upgradeable, color display, Bluetooth, USB interface, basic protection LT, ST, INST, including protection of the N conductor (internal neutral point sensor available), trip alarm switch (1 x CO), connection at rear horizontal guide frame with shutter, without position signaling switch with internal voltage tap on upper stab of circuit breaker, with voltage tap module VTM680 and power supply of ETU600, able to communication, integrated metering type PMF-2 Basic Power Monitoring, Voltage, Energy, Power, Power factor, Frequency, Unbalance, Temperature, Manual operating mechanism with mechanical closing, without Spring charging motor, Ready-to-close signal. switch, Auxiliary switches 2NO+2NC, without Closing coil (CC), manual operating mechanism with mechanical closing, without Remote trip alarm reset coil (RR), without 2nd shunt trip, without 1st Shunt trip | 173700 | 1 | Z\ | 1
3WA1112-5ME44-0AA0 |  | withdrawable circuit breaker, with guide frame, IEC 60947-2, size 1, 4-pole, N pole on left, In=1250 A up to 690 V AC 50/60 Hz, breaking capacity H Icu=100/66 kA at 500/690 V, ETU600 LSI electronic trip unit upgradeable, color display, Bluetooth, USB interface, basic protection LT, ST, INST, including protection of the N conductor (internal neutral point sensor available), trip alarm switch (1 x CO), connection at rear flange, guide frame with shutter, without position signaling switch with internal voltage tap on upper stab of circuit breaker, with voltage tap module VTM680 and power supply of ETU600, able to communication, integrated metering type PMF-2 Basic Power Monitoring, Voltage, Energy, Power, Power factor, Frequency, Unbalance, Temperature, Manual operating mechanism with mechanical closing, without Spring charging motor, Ready-to-close signal. switch, Auxiliary switches 2NO+2NC, without Closing coil (CC), manual operating mechanism with mechanical closing, without Remote trip alarm reset coil (RR), without 2nd shunt trip, without 1st Shunt trip | 173700 | 1 | Z\ | 1
3WA1112-5MF01-0AA0 |  | fixed-mounted circuit breaker, IEC 60947-2, size 1, 3-pole, In=1250 A up to 690 V AC 50/60 Hz, breaking capacity H Icu=100/66 kA at 500/690 V, ETU600 LSIG electronic trip unit upgradeable, color display, Bluetooth, USB interface, basic protection LT, ST, INST, GFx, neutral conductor protection requires an external neutral point current sensor, trip alarm switch (1 x CO), connection at rear vertical, with internal voltage tap on upper stab of circuit breaker, with voltage tap module VTM680 and power supply of ETU600, able to communication, integrated metering type PMF-2 Basic Power Monitoring, Voltage, Energy, Power, Power factor, Frequency, Unbalance, Temperature, Manual operating mechanism with mechanical closing, without Spring charging motor, Ready-to-close signal. switch, Auxiliary switches 2NO+2NC, without Closing coil (CC), manual operating mechanism with mechanical closing, without Remote trip alarm reset coil (RR), without 2nd shunt trip, without 1st Shunt trip | 113000 | 1 | Z\ | 1
3WA1112-5MF02-0AA0 |  | fixed-mounted circuit breaker, IEC 60947-2, size 1, 3-pole, In=1250 A up to 690 V AC 50/60 Hz, breaking capacity H Icu=100/66 kA at 500/690 V, ETU600 LSIG electronic trip unit upgradeable, color display, Bluetooth, USB interface, basic protection LT, ST, INST, GFx, neutral conductor protection requires an external neutral point current sensor, trip alarm switch (1 x CO), connection at rear horizontal with internal voltage tap on upper stab of circuit breaker, with voltage tap module VTM680 and power supply of ETU600, able to communication, integrated metering type PMF-2 Basic Power Monitoring, Voltage, Energy, Power, Power factor, Frequency, Unbalance, Temperature, Manual operating mechanism with mechanical closing, without Spring charging motor, Ready-to-close signal. switch, Auxiliary switches 2NO+2NC, without Closing coil (CC), manual operating mechanism with mechanical closing, without Remote trip alarm reset coil (RR), without 2nd shunt trip, without 1st Shunt trip | 111000 | 1 | Z\ | 1
3WA1112-5MF11-0AA0 |  | fixed-mounted circuit breaker, IEC 60947-2, size 1, 4-pole, N pole on left, In=1250 A up to 690 V AC 50/60 Hz, breaking capacity H Icu=100/66 kA at 500/690 V, ETU600 LSIG electronic trip unit upgradeable, color display, Bluetooth, USB interface, basic protection LT, ST, INST, GFx, including protection of the N conductor (internal neutral point sensor available), trip alarm switch (1 x CO), connection at rear vertical, with internal voltage tap on upper stab of circuit breaker, with voltage tap module VTM680 and power supply of ETU600, able to communication, integrated metering type PMF-2 Basic Power Monitoring, Voltage, Energy, Power, Power factor, Frequency, Unbalance, Temperature, Manual operating mechanism with mechanical closing, without Spring charging motor, Ready-to-close signal. switch, Auxiliary switches 2NO+2NC, without Closing coil (CC), manual operating mechanism with mechanical closing, without Remote trip alarm reset coil (RR), without 2nd shunt trip, without 1st Shunt trip | 139700 | 1 | Z\ | 1
3WA1112-5MF12-0AA0 |  | fixed-mounted circuit breaker, IEC 60947-2, size 1, 4-pole, N pole on left, In=1250 A up to 690 V AC 50/60 Hz, breaking capacity H Icu=100/66 kA at 500/690 V, ETU600 LSIG electronic trip unit upgradeable, color display, Bluetooth, USB interface, basic protection LT, ST, INST, GFx, including protection of the N conductor (internal neutral point sensor available), trip alarm switch (1 x CO), connection at rear horizontal with internal voltage tap on upper stab of circuit breaker, with voltage tap module VTM680 and power supply of ETU600, able to communication, integrated metering type PMF-2 Basic Power Monitoring, Voltage, Energy, Power, Power factor, Frequency, Unbalance, Temperature, Manual operating mechanism with mechanical closing, without Spring charging motor, Ready-to-close signal. switch, Auxiliary switches 2NO+2NC, without Closing coil (CC), manual operating mechanism with mechanical closing, without Remote trip alarm reset coil (RR), without 2nd shunt trip, without 1st Shunt trip | 137700 | 1 | Z\ | 1
3WA1112-5MF21-0AA0 |  | fixed-mounted circuit breaker, IEC 60947-2, size 1, 4-pole, N pole on right, In=1250 A up to 690 V AC 50/60 Hz, breaking capacity H Icu=100/66 kA at 500/690 V, ETU600 LSIG electronic trip unit upgradeable, color display, Bluetooth, USB interface, basic protection LT, ST, INST, GFx, including protection of the N conductor (internal neutral point sensor available), trip alarm switch (1 x CO), connection at rear vertical, with internal voltage tap on upper stab of circuit breaker, with voltage tap module VTM680 and power supply of ETU600, able to communication, integrated metering type PMF-2 Basic Power Monitoring, Voltage, Energy, Power, Power factor, Frequency, Unbalance, Temperature, Manual operating mechanism with mechanical closing, without Spring charging motor, Ready-to-close signal. switch, Auxiliary switches 2NO+2NC, without Closing coil (CC), manual operating mechanism with mechanical closing, without Remote trip alarm reset coil (RR), without 2nd shunt trip, without 1st Shunt trip | 139700 | 1 | Z\ | 1
3WA1112-5MF22-0AA0 |  | fixed-mounted circuit breaker, IEC 60947-2, size 1, 4-pole, N pole on right, In=1250 A up to 690 V AC 50/60 Hz, breaking capacity H Icu=100/66 kA at 500/690 V, ETU600 LSIG electronic trip unit upgradeable, color display, Bluetooth, USB interface, basic protection LT, ST, INST, GFx, including protection of the N conductor (internal neutral point sensor available), trip alarm switch (1 x CO), connection at rear horizontal with internal voltage tap on upper stab of circuit breaker, with voltage tap module VTM680 and power supply of ETU600, able to communication, integrated metering type PMF-2 Basic Power Monitoring, Voltage, Energy, Power, Power factor, Frequency, Unbalance, Temperature, Manual operating mechanism with mechanical closing, without Spring charging motor, Ready-to-close signal. switch, Auxiliary switches 2NO+2NC, without Closing coil (CC), manual operating mechanism with mechanical closing, without Remote trip alarm reset coil (RR), without 2nd shunt trip, without 1st Shunt trip | 137700 | 1 | Z\ | 1
3WA1112-5MF31-0AA0 |  | withdrawable circuit breaker, with guide frame, IEC 60947-2, size 1, 3-pole, In=1250 A up to 690 V AC 50/60 Hz, breaking capacity H Icu=100/66 kA at 500/690 V, ETU600 LSIG electronic trip unit upgradeable, color display, Bluetooth, USB interface, basic protection LT, ST, INST, GFx, neutral conductor protection requires an external neutral point current sensor, trip alarm switch (1 x CO), connection at rear vertical, guide frame with shutter, without position signaling switch with internal voltage tap on upper stab of circuit breaker, with voltage tap module VTM680 and power supply of ETU600, able to communication, integrated metering type PMF-2 Basic Power Monitoring, Voltage, Energy, Power, Power factor, Frequency, Unbalance, Temperature, Manual operating mechanism with mechanical closing, without Spring charging motor, Ready-to-close signal. switch, Auxiliary switches 2NO+2NC, without Closing coil (CC), manual operating mechanism with mechanical closing, without Remote trip alarm reset coil (RR), without 2nd shunt trip, without 1st Shunt trip | 148700 | 1 | Z\ | 1
3WA1112-5MF32-0AA0 |  | withdrawable circuit breaker, with guide frame, IEC 60947-2, size 1, 3-pole, In=1250 A up to 690 V AC 50/60 Hz, breaking capacity H Icu=100/66 kA at 500/690 V, ETU600 LSIG electronic trip unit upgradeable, color display, Bluetooth, USB interface, basic protection LT, ST, INST, GFx, neutral conductor protection requires an external neutral point current sensor, trip alarm switch (1 x CO), connection at rear horizontal guide frame with shutter, without position signaling switch with internal voltage tap on upper stab of circuit breaker, with voltage tap module VTM680 and power supply of ETU600, able to communication, integrated metering type PMF-2 Basic Power Monitoring, Voltage, Energy, Power, Power factor, Frequency, Unbalance, Temperature, Manual operating mechanism with mechanical closing, without Spring charging motor, Ready-to-close signal. switch, Auxiliary switches 2NO+2NC, without Closing coil (CC), manual operating mechanism with mechanical closing, without Remote trip alarm reset coil (RR), without 2nd shunt trip, without 1st Shunt trip | 146700 | 1 | Z\ | 1
3WA1112-5MF34-0AA0 |  | withdrawable circuit breaker, with guide frame, IEC 60947-2, size 1, 3-pole, In=1250 A up to 690 V AC 50/60 Hz, breaking capacity H Icu=100/66 kA at 500/690 V, ETU600 LSIG electronic trip unit upgradeable, color display, Bluetooth, USB interface, basic protection LT, ST, INST, GFx, neutral conductor protection requires an external neutral point current sensor, trip alarm switch (1 x CO), connection at rear flange, guide frame with shutter, without position signaling switch with internal voltage tap on upper stab of circuit breaker, with voltage tap module VTM680 and power supply of ETU600, able to communication, integrated metering type PMF-2 Basic Power Monitoring, Voltage, Energy, Power, Power factor, Frequency, Unbalance, Temperature, Manual operating mechanism with mechanical closing, without Spring charging motor, Ready-to-close signal. switch, Auxiliary switches 2NO+2NC, without Closing coil (CC), manual operating mechanism with mechanical closing, without Remote trip alarm reset coil (RR), without 2nd shunt trip, without 1st Shunt trip | 146700 | 1 | Z\ | 1
3WA1112-5MF41-0AA0 |  | withdrawable circuit breaker, with guide frame, IEC 60947-2, size 1, 4-pole, N pole on left, In=1250 A up to 690 V AC 50/60 Hz, breaking capacity H Icu=100/66 kA at 500/690 V, ETU600 LSIG electronic trip unit upgradeable, color display, Bluetooth, USB interface, basic protection LT, ST, INST, GFx, including protection of the N conductor (internal neutral point sensor available), trip alarm switch (1 x CO), connection at rear vertical, guide frame with shutter, without position signaling switch with internal voltage tap on upper stab of circuit breaker, with voltage tap module VTM680 and power supply of ETU600, able to communication, integrated metering type PMF-2 Basic Power Monitoring, Voltage, Energy, Power, Power factor, Frequency, Unbalance, Temperature, Manual operating mechanism with mechanical closing, without Spring charging motor, Ready-to-close signal. switch, Auxiliary switches 2NO+2NC, without Closing coil (CC), manual operating mechanism with mechanical closing, without Remote trip alarm reset coil (RR), without 2nd shunt trip, without 1st Shunt trip | 187700 | 1 | Z\ | 1
3WA1112-5MF42-0AA0 |  | withdrawable circuit breaker, with guide frame, IEC 60947-2, size 1, 4-pole, N pole on left, In=1250 A up to 690 V AC 50/60 Hz, breaking capacity H Icu=100/66 kA at 500/690 V, ETU600 LSIG electronic trip unit upgradeable, color display, Bluetooth, USB interface, basic protection LT, ST, INST, GFx, including protection of the N conductor (internal neutral point sensor available), trip alarm switch (1 x CO), connection at rear horizontal guide frame with shutter, without position signaling switch with internal voltage tap on upper stab of circuit breaker, with voltage tap module VTM680 and power supply of ETU600, able to communication, integrated metering type PMF-2 Basic Power Monitoring, Voltage, Energy, Power, Power factor, Frequency, Unbalance, Temperature, Manual operating mechanism with mechanical closing, without Spring charging motor, Ready-to-close signal. switch, Auxiliary switches 2NO+2NC, without Closing coil (CC), manual operating mechanism with mechanical closing, without Remote trip alarm reset coil (RR), without 2nd shunt trip, without 1st Shunt trip | 183700 | 1 | Z\ | 1
3WA1112-5MF44-0AA0 |  | withdrawable circuit breaker, with guide frame, IEC 60947-2, size 1, 4-pole, N pole on left, In=1250 A up to 690 V AC 50/60 Hz, breaking capacity H Icu=100/66 kA at 500/690 V, ETU600 LSIG electronic trip unit upgradeable, color display, Bluetooth, USB interface, basic protection LT, ST, INST, GFx, including protection of the N conductor (internal neutral point sensor available), trip alarm switch (1 x CO), connection at rear flange, guide frame with shutter, without position signaling switch with internal voltage tap on upper stab of circuit breaker, with voltage tap module VTM680 and power supply of ETU600, able to communication, integrated metering type PMF-2 Basic Power Monitoring, Voltage, Energy, Power, Power factor, Frequency, Unbalance, Temperature, Manual operating mechanism with mechanical closing, without Spring charging motor, Ready-to-close signal. switch, Auxiliary switches 2NO+2NC, without Closing coil (CC), manual operating mechanism with mechanical closing, without Remote trip alarm reset coil (RR), without 2nd shunt trip, without 1st Shunt trip | 183700 | 1 | Z\ | 1
3WA1112-5NE01-0AA0 |  | fixed-mounted circuit breaker, IEC 60947-2, size 1, 3-pole, In=1250 A up to 690 V AC 50/60 Hz, breaking capacity H Icu=100/66 kA at 500/690 V, ETU600 LSI electronic trip unit upgradeable, color display, Bluetooth, USB interface, basic protection LT, ST, INST, neutral conductor protection requires an external neutral point current sensor, trip alarm switch (1 x CO), connection at rear vertical, with internal voltage tap on upper stab of circuit breaker, with voltage tap module VTM680 and power supply of ETU600, able to communication, integrated metering type PMF-3 Advanced Power Monitor., Voltage, Energy, Power, Power factor, Frequency, Unbalance, Temperature, Power quality, Manual operating mechanism with mechanical closing, without Spring charging motor, Ready-to-close signal. switch, Auxiliary switches 2NO+2NC, without Closing coil (CC), manual operating mechanism with mechanical closing, without Remote trip alarm reset coil (RR), without 2nd shunt trip, without 1st Shunt trip | 108800 | 1 | Z\ | 1
3WA1112-5NE02-0AA0 |  | fixed-mounted circuit breaker, IEC 60947-2, size 1, 3-pole, In=1250 A up to 690 V AC 50/60 Hz, breaking capacity H Icu=100/66 kA at 500/690 V, ETU600 LSI electronic trip unit upgradeable, color display, Bluetooth, USB interface, basic protection LT, ST, INST, neutral conductor protection requires an external neutral point current sensor, trip alarm switch (1 x CO), connection at rear horizontal with internal voltage tap on upper stab of circuit breaker, with voltage tap module VTM680 and power supply of ETU600, able to communication, integrated metering type PMF-3 Advanced Power Monitor., Voltage, Energy, Power, Power factor, Frequency, Unbalance, Temperature, Power quality, Manual operating mechanism with mechanical closing, without Spring charging motor, Ready-to-close signal. switch, Auxiliary switches 2NO+2NC, without Closing coil (CC), manual operating mechanism with mechanical closing, without Remote trip alarm reset coil (RR), without 2nd shunt trip, without 1st Shunt trip | 106800 | 1 | Z\ | 1
3WA1112-5NE11-0AA0 |  | fixed-mounted circuit breaker, IEC 60947-2, size 1, 4-pole, N pole on left, In=1250 A up to 690 V AC 50/60 Hz, breaking capacity H Icu=100/66 kA at 500/690 V, ETU600 LSI electronic trip unit upgradeable, color display, Bluetooth, USB interface, basic protection LT, ST, INST, including protection of the N conductor (internal neutral point sensor available), trip alarm switch (1 x CO), connection at rear vertical, with internal voltage tap on upper stab of circuit breaker, with voltage tap module VTM680 and power supply of ETU600, able to communication, integrated metering type PMF-3 Advanced Power Monitor., Voltage, Energy, Power, Power factor, Frequency, Unbalance, Temperature, Power quality, Manual operating mechanism with mechanical closing, without Spring charging motor, Ready-to-close signal. switch, Auxiliary switches 2NO+2NC, without Closing coil (CC), manual operating mechanism with mechanical closing, without Remote trip alarm reset coil (RR), without 2nd shunt trip, without 1st Shunt trip | 136100 | 1 | Z\ | 1
3WA1112-5NE12-0AA0 |  | fixed-mounted circuit breaker, IEC 60947-2, size 1, 4-pole, N pole on left, In=1250 A up to 690 V AC 50/60 Hz, breaking capacity H Icu=100/66 kA at 500/690 V, ETU600 LSI electronic trip unit upgradeable, color display, Bluetooth, USB interface, basic protection LT, ST, INST, including protection of the N conductor (internal neutral point sensor available), trip alarm switch (1 x CO), connection at rear horizontal with internal voltage tap on upper stab of circuit breaker, with voltage tap module VTM680 and power supply of ETU600, able to communication, integrated metering type PMF-3 Advanced Power Monitor., Voltage, Energy, Power, Power factor, Frequency, Unbalance, Temperature, Power quality, Manual operating mechanism with mechanical closing, without Spring charging motor, Ready-to-close signal. switch, Auxiliary switches 2NO+2NC, without Closing coil (CC), manual operating mechanism with mechanical closing, without Remote trip alarm reset coil (RR), without 2nd shunt trip, without 1st Shunt trip | 133100 | 1 | Z\ | 1
3WA1112-5NE21-0AA0 |  | fixed-mounted circuit breaker, IEC 60947-2, size 1, 4-pole, N pole on right, In=1250 A up to 690 V AC 50/60 Hz, breaking capacity H Icu=100/66 kA at 500/690 V, ETU600 LSI electronic trip unit upgradeable, color display, Bluetooth, USB interface, basic protection LT, ST, INST, including protection of the N conductor (internal neutral point sensor available), trip alarm switch (1 x CO), connection at rear vertical, with internal voltage tap on upper stab of circuit breaker, with voltage tap module VTM680 and power supply of ETU600, able to communication, integrated metering type PMF-3 Advanced Power Monitor., Voltage, Energy, Power, Power factor, Frequency, Unbalance, Temperature, Power quality, Manual operating mechanism with mechanical closing, without Spring charging motor, Ready-to-close signal. switch, Auxiliary switches 2NO+2NC, without Closing coil (CC), manual operating mechanism with mechanical closing, without Remote trip alarm reset coil (RR), without 2nd shunt trip, without 1st Shunt trip | 136100 | 1 | Z\ | 1
3WA1112-5NE22-0AA0 |  | fixed-mounted circuit breaker, IEC 60947-2, size 1, 4-pole, N pole on right, In=1250 A up to 690 V AC 50/60 Hz, breaking capacity H Icu=100/66 kA at 500/690 V, ETU600 LSI electronic trip unit upgradeable, color display, Bluetooth, USB interface, basic protection LT, ST, INST, including protection of the N conductor (internal neutral point sensor available), trip alarm switch (1 x CO), connection at rear horizontal with internal voltage tap on upper stab of circuit breaker, with voltage tap module VTM680 and power supply of ETU600, able to communication, integrated metering type PMF-3 Advanced Power Monitor., Voltage, Energy, Power, Power factor, Frequency, Unbalance, Temperature, Power quality, Manual operating mechanism with mechanical closing, without Spring charging motor, Ready-to-close signal. switch, Auxiliary switches 2NO+2NC, without Closing coil (CC), manual operating mechanism with mechanical closing, without Remote trip alarm reset coil (RR), without 2nd shunt trip, without 1st Shunt trip | 133100 | 1 | Z\ | 1
3WA1112-5NE31-0AA0 |  | withdrawable circuit breaker, with guide frame, IEC 60947-2, size 1, 3-pole, In=1250 A up to 690 V AC 50/60 Hz, breaking capacity H Icu=100/66 kA at 500/690 V, ETU600 LSI electronic trip unit upgradeable, color display, Bluetooth, USB interface, basic protection LT, ST, INST, neutral conductor protection requires an external neutral point current sensor, trip alarm switch (1 x CO), connection at rear vertical, guide frame with shutter, without position signaling switch with internal voltage tap on upper stab of circuit breaker, with voltage tap module VTM680 and power supply of ETU600, able to communication, integrated metering type PMF-3 Advanced Power Monitor., Voltage, Energy, Power, Power factor, Frequency, Unbalance, Temperature, Power quality, Manual operating mechanism with mechanical closing, without Spring charging motor, Ready-to-close signal. switch, Auxiliary switches 2NO+2NC, without Closing coil (CC), manual operating mechanism with mechanical closing, without Remote trip alarm reset coil (RR), without 2nd shunt trip, without 1st Shunt trip | 145100 | 1 | Z\ | 1
3WA1112-5NE32-0AA0 |  | withdrawable circuit breaker, with guide frame, IEC 60947-2, size 1, 3-pole, In=1250 A up to 690 V AC 50/60 Hz, breaking capacity H Icu=100/66 kA at 500/690 V, ETU600 LSI electronic trip unit upgradeable, color display, Bluetooth, USB interface, basic protection LT, ST, INST, neutral conductor protection requires an external neutral point current sensor, trip alarm switch (1 x CO), connection at rear horizontal guide frame with shutter, without position signaling switch with internal voltage tap on upper stab of circuit breaker, with voltage tap module VTM680 and power supply of ETU600, able to communication, integrated metering type PMF-3 Advanced Power Monitor., Voltage, Energy, Power, Power factor, Frequency, Unbalance, Temperature, Power quality, Manual operating mechanism with mechanical closing, without Spring charging motor, Ready-to-close signal. switch, Auxiliary switches 2NO+2NC, without Closing coil (CC), manual operating mechanism with mechanical closing, without Remote trip alarm reset coil (RR), without 2nd shunt trip, without 1st Shunt trip | 142100 | 1 | Z\ | 1
3WA1112-5NE34-0AA0 |  | withdrawable circuit breaker, with guide frame, IEC 60947-2, size 1, 3-pole, In=1250 A up to 690 V AC 50/60 Hz, breaking capacity H Icu=100/66 kA at 500/690 V, ETU600 LSI electronic trip unit upgradeable, color display, Bluetooth, USB interface, basic protection LT, ST, INST, neutral conductor protection requires an external neutral point current sensor, trip alarm switch (1 x CO), connection at rear flange, guide frame with shutter, without position signaling switch with internal voltage tap on upper stab of circuit breaker, with voltage tap module VTM680 and power supply of ETU600, able to communication, integrated metering type PMF-3 Advanced Power Monitor., Voltage, Energy, Power, Power factor, Frequency, Unbalance, Temperature, Power quality, Manual operating mechanism with mechanical closing, without Spring charging motor, Ready-to-close signal. switch, Auxiliary switches 2NO+2NC, without Closing coil (CC), manual operating mechanism with mechanical closing, without Remote trip alarm reset coil (RR), without 2nd shunt trip, without 1st Shunt trip | 142100 | 1 | Z\ | 1
3WA1112-5NE41-0AA0 |  | withdrawable circuit breaker, with guide frame, IEC 60947-2, size 1, 4-pole, N pole on left, In=1250 A up to 690 V AC 50/60 Hz, breaking capacity H Icu=100/66 kA at 500/690 V, ETU600 LSI electronic trip unit upgradeable, color display, Bluetooth, USB interface, basic protection LT, ST, INST, including protection of the N conductor (internal neutral point sensor available), trip alarm switch (1 x CO), connection at rear vertical, guide frame with shutter, without position signaling switch with internal voltage tap on upper stab of circuit breaker, with voltage tap module VTM680 and power supply of ETU600, able to communication, integrated metering type PMF-3 Advanced Power Monitor., Voltage, Energy, Power, Power factor, Frequency, Unbalance, Temperature, Power quality, Manual operating mechanism with mechanical closing, without Spring charging motor, Ready-to-close signal. switch, Auxiliary switches 2NO+2NC, without Closing coil (CC), manual operating mechanism with mechanical closing, without Remote trip alarm reset coil (RR), without 2nd shunt trip, without 1st Shunt trip | 183100 | 1 | Z\ | 1
3WA1112-5NE42-0AA0 |  | withdrawable circuit breaker, with guide frame, IEC 60947-2, size 1, 4-pole, N pole on left, In=1250 A up to 690 V AC 50/60 Hz, breaking capacity H Icu=100/66 kA at 500/690 V, ETU600 LSI electronic trip unit upgradeable, color display, Bluetooth, USB interface, basic protection LT, ST, INST, including protection of the N conductor (internal neutral point sensor available), trip alarm switch (1 x CO), connection at rear horizontal guide frame with shutter, without position signaling switch with internal voltage tap on upper stab of circuit breaker, with voltage tap module VTM680 and power supply of ETU600, able to communication, integrated metering type PMF-3 Advanced Power Monitor., Voltage, Energy, Power, Power factor, Frequency, Unbalance, Temperature, Power quality, Manual operating mechanism with mechanical closing, without Spring charging motor, Ready-to-close signal. switch, Auxiliary switches 2NO+2NC, without Closing coil (CC), manual operating mechanism with mechanical closing, without Remote trip alarm reset coil (RR), without 2nd shunt trip, without 1st Shunt trip | 180100 | 1 | Z\ | 1
3WA1112-5NE44-0AA0 |  | withdrawable circuit breaker, with guide frame, IEC 60947-2, size 1, 4-pole, N pole on left, In=1250 A up to 690 V AC 50/60 Hz, breaking capacity H Icu=100/66 kA at 500/690 V, ETU600 LSI electronic trip unit upgradeable, color display, Bluetooth, USB interface, basic protection LT, ST, INST, including protection of the N conductor (internal neutral point sensor available), trip alarm switch (1 x CO), connection at rear flange, guide frame with shutter, without position signaling switch with internal voltage tap on upper stab of circuit breaker, with voltage tap module VTM680 and power supply of ETU600, able to communication, integrated metering type PMF-3 Advanced Power Monitor., Voltage, Energy, Power, Power factor, Frequency, Unbalance, Temperature, Power quality, Manual operating mechanism with mechanical closing, without Spring charging motor, Ready-to-close signal. switch, Auxiliary switches 2NO+2NC, without Closing coil (CC), manual operating mechanism with mechanical closing, without Remote trip alarm reset coil (RR), without 2nd shunt trip, without 1st Shunt trip | 180100 | 1 | Z\ | 1
3WA1112-5NF01-0AA0 |  | fixed-mounted circuit breaker, IEC 60947-2, size 1, 3-pole, In=1250 A up to 690 V AC 50/60 Hz, breaking capacity H Icu=100/66 kA at 500/690 V, ETU600 LSIG electronic trip unit upgradeable, color display, Bluetooth, USB interface, basic protection LT, ST, INST, GFx, neutral conductor protection requires an external neutral point current sensor, trip alarm switch (1 x CO), connection at rear vertical, with internal voltage tap on upper stab of circuit breaker, with voltage tap module VTM680 and power supply of ETU600, able to communication, integrated metering type PMF-3 Advanced Power Monitor., Voltage, Energy, Power, Power factor, Frequency, Unbalance, Temperature, Power quality, Manual operating mechanism with mechanical closing, without Spring charging motor, Ready-to-close signal. switch, Auxiliary switches 2NO+2NC, without Closing coil (CC), manual operating mechanism with mechanical closing, without Remote trip alarm reset coil (RR), without 2nd shunt trip, without 1st Shunt trip | 119400 | 1 | Z\ | 1
3WA1112-5NF02-0AA0 |  | fixed-mounted circuit breaker, IEC 60947-2, size 1, 3-pole, In=1250 A up to 690 V AC 50/60 Hz, breaking capacity H Icu=100/66 kA at 500/690 V, ETU600 LSIG electronic trip unit upgradeable, color display, Bluetooth, USB interface, basic protection LT, ST, INST, GFx, neutral conductor protection requires an external neutral point current sensor, trip alarm switch (1 x CO), connection at rear horizontal with internal voltage tap on upper stab of circuit breaker, with voltage tap module VTM680 and power supply of ETU600, able to communication, integrated metering type PMF-3 Advanced Power Monitor., Voltage, Energy, Power, Power factor, Frequency, Unbalance, Temperature, Power quality, Manual operating mechanism with mechanical closing, without Spring charging motor, Ready-to-close signal. switch, Auxiliary switches 2NO+2NC, without Closing coil (CC), manual operating mechanism with mechanical closing, without Remote trip alarm reset coil (RR), without 2nd shunt trip, without 1st Shunt trip | 117400 | 1 | Z\ | 1
3WA1112-5NF11-0AA0 |  | fixed-mounted circuit breaker, IEC 60947-2, size 1, 4-pole, N pole on left, In=1250 A up to 690 V AC 50/60 Hz, breaking capacity H Icu=100/66 kA at 500/690 V, ETU600 LSIG electronic trip unit upgradeable, color display, Bluetooth, USB interface, basic protection LT, ST, INST, GFx, including protection of the N conductor (internal neutral point sensor available), trip alarm switch (1 x CO), connection at rear vertical, with internal voltage tap on upper stab of circuit breaker, with voltage tap module VTM680 and power supply of ETU600, able to communication, integrated metering type PMF-3 Advanced Power Monitor., Voltage, Energy, Power, Power factor, Frequency, Unbalance, Temperature, Power quality, Manual operating mechanism with mechanical closing, without Spring charging motor, Ready-to-close signal. switch, Auxiliary switches 2NO+2NC, without Closing coil (CC), manual operating mechanism with mechanical closing, without Remote trip alarm reset coil (RR), without 2nd shunt trip, without 1st Shunt trip | 146100 | 1 | Z\ | 1
3WA1112-5NF12-0AA0 |  | fixed-mounted circuit breaker, IEC 60947-2, size 1, 4-pole, N pole on left, In=1250 A up to 690 V AC 50/60 Hz, breaking capacity H Icu=100/66 kA at 500/690 V, ETU600 LSIG electronic trip unit upgradeable, color display, Bluetooth, USB interface, basic protection LT, ST, INST, GFx, including protection of the N conductor (internal neutral point sensor available), trip alarm switch (1 x CO), connection at rear horizontal with internal voltage tap on upper stab of circuit breaker, with voltage tap module VTM680 and power supply of ETU600, able to communication, integrated metering type PMF-3 Advanced Power Monitor., Voltage, Energy, Power, Power factor, Frequency, Unbalance, Temperature, Power quality, Manual operating mechanism with mechanical closing, without Spring charging motor, Ready-to-close signal. switch, Auxiliary switches 2NO+2NC, without Closing coil (CC), manual operating mechanism with mechanical closing, without Remote trip alarm reset coil (RR), without 2nd shunt trip, without 1st Shunt trip | 144100 | 1 | Z\ | 1
3WA1112-5NF21-0AA0 |  | fixed-mounted circuit breaker, IEC 60947-2, size 1, 4-pole, N pole on right, In=1250 A up to 690 V AC 50/60 Hz, breaking capacity H Icu=100/66 kA at 500/690 V, ETU600 LSIG electronic trip unit upgradeable, color display, Bluetooth, USB interface, basic protection LT, ST, INST, GFx, including protection of the N conductor (internal neutral point sensor available), trip alarm switch (1 x CO), connection at rear vertical, with internal voltage tap on upper stab of circuit breaker, with voltage tap module VTM680 and power supply of ETU600, able to communication, integrated metering type PMF-3 Advanced Power Monitor., Voltage, Energy, Power, Power factor, Frequency, Unbalance, Temperature, Power quality, Manual operating mechanism with mechanical closing, without Spring charging motor, Ready-to-close signal. switch, Auxiliary switches 2NO+2NC, without Closing coil (CC), manual operating mechanism with mechanical closing, without Remote trip alarm reset coil (RR), without 2nd shunt trip, without 1st Shunt trip | 146100 | 1 | Z\ | 1
3WA1112-5NF22-0AA0 |  | fixed-mounted circuit breaker, IEC 60947-2, size 1, 4-pole, N pole on right, In=1250 A up to 690 V AC 50/60 Hz, breaking capacity H Icu=100/66 kA at 500/690 V, ETU600 LSIG electronic trip unit upgradeable, color display, Bluetooth, USB interface, basic protection LT, ST, INST, GFx, including protection of the N conductor (internal neutral point sensor available), trip alarm switch (1 x CO), connection at rear horizontal with internal voltage tap on upper stab of circuit breaker, with voltage tap module VTM680 and power supply of ETU600, able to communication, integrated metering type PMF-3 Advanced Power Monitor., Voltage, Energy, Power, Power factor, Frequency, Unbalance, Temperature, Power quality, Manual operating mechanism with mechanical closing, without Spring charging motor, Ready-to-close signal. switch, Auxiliary switches 2NO+2NC, without Closing coil (CC), manual operating mechanism with mechanical closing, without Remote trip alarm reset coil (RR), without 2nd shunt trip, without 1st Shunt trip | 144100 | 1 | Z\ | 1
3WA1112-5NF31-0AA0 |  | withdrawable circuit breaker, with guide frame, IEC 60947-2, size 1, 3-pole, In=1250 A up to 690 V AC 50/60 Hz, breaking capacity H Icu=100/66 kA at 500/690 V, ETU600 LSIG electronic trip unit upgradeable, color display, Bluetooth, USB interface, basic protection LT, ST, INST, GFx, neutral conductor protection requires an external neutral point current sensor, trip alarm switch (1 x CO), connection at rear vertical, guide frame with shutter, without position signaling switch with internal voltage tap on upper stab of circuit breaker, with voltage tap module VTM680 and power supply of ETU600, able to communication, integrated metering type PMF-3 Advanced Power Monitor., Voltage, Energy, Power, Power factor, Frequency, Unbalance, Temperature, Power quality, Manual operating mechanism with mechanical closing, without Spring charging motor, Ready-to-close signal. switch, Auxiliary switches 2NO+2NC, without Closing coil (CC), manual operating mechanism with mechanical closing, without Remote trip alarm reset coil (RR), without 2nd shunt trip, without 1st Shunt trip | 155100 | 1 | Z\ | 1
3WA1112-5NF32-0AA0 |  | withdrawable circuit breaker, with guide frame, IEC 60947-2, size 1, 3-pole, In=1250 A up to 690 V AC 50/60 Hz, breaking capacity H Icu=100/66 kA at 500/690 V, ETU600 LSIG electronic trip unit upgradeable, color display, Bluetooth, USB interface, basic protection LT, ST, INST, GFx, neutral conductor protection requires an external neutral point current sensor, trip alarm switch (1 x CO), connection at rear horizontal guide frame with shutter, without position signaling switch with internal voltage tap on upper stab of circuit breaker, with voltage tap module VTM680 and power supply of ETU600, able to communication, integrated metering type PMF-3 Advanced Power Monitor., Voltage, Energy, Power, Power factor, Frequency, Unbalance, Temperature, Power quality, Manual operating mechanism with mechanical closing, without Spring charging motor, Ready-to-close signal. switch, Auxiliary switches 2NO+2NC, without Closing coil (CC), manual operating mechanism with mechanical closing, without Remote trip alarm reset coil (RR), without 2nd shunt trip, without 1st Shunt trip | 153100 | 1 | Z\ | 1
3WA1112-5NF34-0AA0 |  | withdrawable circuit breaker, with guide frame, IEC 60947-2, size 1, 3-pole, In=1250 A up to 690 V AC 50/60 Hz, breaking capacity H Icu=100/66 kA at 500/690 V, ETU600 LSIG electronic trip unit upgradeable, color display, Bluetooth, USB interface, basic protection LT, ST, INST, GFx, neutral conductor protection requires an external neutral point current sensor, trip alarm switch (1 x CO), connection at rear flange, guide frame with shutter, without position signaling switch with internal voltage tap on upper stab of circuit breaker, with voltage tap module VTM680 and power supply of ETU600, able to communication, integrated metering type PMF-3 Advanced Power Monitor., Voltage, Energy, Power, Power factor, Frequency, Unbalance, Temperature, Power quality, Manual operating mechanism with mechanical closing, without Spring charging motor, Ready-to-close signal. switch, Auxiliary switches 2NO+2NC, without Closing coil (CC), manual operating mechanism with mechanical closing, without Remote trip alarm reset coil (RR), without 2nd shunt trip, without 1st Shunt trip | 153100 | 1 | Z\ | 1
3WA1112-5NF41-0AA0 |  | withdrawable circuit breaker, with guide frame, IEC 60947-2, size 1, 4-pole, N pole on left, In=1250 A up to 690 V AC 50/60 Hz, breaking capacity H Icu=100/66 kA at 500/690 V, ETU600 LSIG electronic trip unit upgradeable, color display, Bluetooth, USB interface, basic protection LT, ST, INST, GFx, including protection of the N conductor (internal neutral point sensor available), trip alarm switch (1 x CO), connection at rear vertical, guide frame with shutter, without position signaling switch with internal voltage tap on upper stab of circuit breaker, with voltage tap module VTM680 and power supply of ETU600, able to communication, integrated metering type PMF-3 Advanced Power Monitor., Voltage, Energy, Power, Power factor, Frequency, Unbalance, Temperature, Power quality, Manual operating mechanism with mechanical closing, without Spring charging motor, Ready-to-close signal. switch, Auxiliary switches 2NO+2NC, without Closing coil (CC), manual operating mechanism with mechanical closing, without Remote trip alarm reset coil (RR), without 2nd shunt trip, without 1st Shunt trip | 194100 | 1 | Z\ | 1
3WA1112-5NF42-0AA0 |  | withdrawable circuit breaker, with guide frame, IEC 60947-2, size 1, 4-pole, N pole on left, In=1250 A up to 690 V AC 50/60 Hz, breaking capacity H Icu=100/66 kA at 500/690 V, ETU600 LSIG electronic trip unit upgradeable, color display, Bluetooth, USB interface, basic protection LT, ST, INST, GFx, including protection of the N conductor (internal neutral point sensor available), trip alarm switch (1 x CO), connection at rear horizontal guide frame with shutter, without position signaling switch with internal voltage tap on upper stab of circuit breaker, with voltage tap module VTM680 and power supply of ETU600, able to communication, integrated metering type PMF-3 Advanced Power Monitor., Voltage, Energy, Power, Power factor, Frequency, Unbalance, Temperature, Power quality, Manual operating mechanism with mechanical closing, without Spring charging motor, Ready-to-close signal. switch, Auxiliary switches 2NO+2NC, without Closing coil (CC), manual operating mechanism with mechanical closing, without Remote trip alarm reset coil (RR), without 2nd shunt trip, without 1st Shunt trip | 190100 | 1 | Z\ | 1
3WA1112-5NF44-0AA0 |  | withdrawable circuit breaker, with guide frame, IEC 60947-2, size 1, 4-pole, N pole on left, In=1250 A up to 690 V AC 50/60 Hz, breaking capacity H Icu=100/66 kA at 500/690 V, ETU600 LSIG electronic trip unit upgradeable, color display, Bluetooth, USB interface, basic protection LT, ST, INST, GFx, including protection of the N conductor (internal neutral point sensor available), trip alarm switch (1 x CO), connection at rear flange, guide frame with shutter, without position signaling switch with internal voltage tap on upper stab of circuit breaker, with voltage tap module VTM680 and power supply of ETU600, able to communication, integrated metering type PMF-3 Advanced Power Monitor., Voltage, Energy, Power, Power factor, Frequency, Unbalance, Temperature, Power quality, Manual operating mechanism with mechanical closing, without Spring charging motor, Ready-to-close signal. switch, Auxiliary switches 2NO+2NC, without Closing coil (CC), manual operating mechanism with mechanical closing, without Remote trip alarm reset coil (RR), without 2nd shunt trip, without 1st Shunt trip | 190100 | 1 | Z\ | 1
3WA1112-8AA01-0AA0 |  | Non-automatic circuit breaker Fixed-mounted version, IEC 60947-2, frame size 1, 3-poles, In=1250A to 1000V AC 50/60Hz, breaking capacity E Icc=85/50kA at 690/1000V, without electr. trip unit ETU, rear connection vertical, without Com & metering function Manual operating mechanism with mechanical closing, without Spring charging motor, Ready-to-close signal. switch, Auxiliary switches 2NO+2NC, without Closing coil (CC), manual operating mechanism with mechanical closing, without Remote trip alarm reset coil (RR), without 2nd shunt trip, without 1st Shunt trip | 73600 | 1 | Z\ | 1
3WA1112-8AA02-0AA0 |  | Non-automatic circuit breaker Fixed-mounted version, IEC 60947-2, frame size 1, 3-poles, In=1250A to 1000V AC 50/60Hz, breaking capacity E Icc=85/50kA at 690/1000V, without electr. trip unit ETU, rear connection horizontal, without Com & metering function Manual operating mechanism with mechanical closing, without Spring charging motor, Ready-to-close signal. switch, Auxiliary switches 2NO+2NC, without Closing coil (CC), manual operating mechanism with mechanical closing, without Remote trip alarm reset coil (RR), without 2nd shunt trip, without 1st Shunt trip | 71600 | 1 | Z\ | 1
3WA1112-8AA03-0AA0 |  | Non-automatic circuit breaker Fixed-mounted version, IEC 60947-2, frame size 1, 3-poles, In=1250A to 1000V AC 50/60Hz, breaking capacity E Icc=85/50kA at 690/1000V, without electr. trip unit ETU, front connection double hole, without Com & metering function Manual operating mechanism with mechanical closing, without Spring charging motor, Ready-to-close signal. switch, Auxiliary switches 2NO+2NC, without Closing coil (CC), manual operating mechanism with mechanical closing, without Remote trip alarm reset coil (RR), without 2nd shunt trip, without 1st Shunt trip | 77600 | 1 | Z\ | 1
3WA1112-8AA11-0AA0 |  | Non-automatic circuit breaker Fixed-mounted version, IEC 60947-2, frame size 1, 4-poles, N-pole left, In=1250A to 1000V AC 50/60Hz, breaking capacity E Icc=85/50kA at 690/1000V, without electr. trip unit ETU, rear connection vertical, without Com & metering function Manual operating mechanism with mechanical closing, without Spring charging motor, Ready-to-close signal. switch, Auxiliary switches 2NO+2NC, without Closing coil (CC), manual operating mechanism with mechanical closing, without Remote trip alarm reset coil (RR), without 2nd shunt trip, without 1st Shunt trip | 97200 | 1 | Z\ | 1
3WA1112-8AA12-0AA0 |  | Non-automatic circuit breaker Fixed-mounted version, IEC 60947-2, frame size 1, 4-poles, N-pole left, In=1250A to 1000V AC 50/60Hz, breaking capacity E Icc=85/50kA at 690/1000V, without electr. trip unit ETU, rear connection horizontal, without Com & metering function Manual operating mechanism with mechanical closing, without Spring charging motor, Ready-to-close signal. switch, Auxiliary switches 2NO+2NC, without Closing coil (CC), manual operating mechanism with mechanical closing, without Remote trip alarm reset coil (RR), without 2nd shunt trip, without 1st Shunt trip | 94500 | 1 | Z\ | 1
3WA1112-8AA13-0AA0 |  | Non-automatic circuit breaker Fixed-mounted version, IEC 60947-2, frame size 1, 4-poles, N-pole left, In=1250A to 1000V AC 50/60Hz, breaking capacity E Icc=85/50kA at 690/1000V, without electr. trip unit ETU, front connection double hole, without Com & metering function Manual operating mechanism with mechanical closing, without Spring charging motor, Ready-to-close signal. switch, Auxiliary switches 2NO+2NC, without Closing coil (CC), manual operating mechanism with mechanical closing, without Remote trip alarm reset coil (RR), without 2nd shunt trip, without 1st Shunt trip | 102000 | 1 | Z\ | 1
3WA1112-8AA21-0AA0 |  | AC non-automatic air circuit breaker 3WA, fixed-mounted version, IEC 60947-2, size 1, 4-pole, N pole on right, In=1250 A up to 1000 AC 50/60 Hz, breaking capacity E, Icc=85/50 kA at 690/1000 V, without electronic trip unit ETU, connection at rear vertical, without Com & metering function Manual operating mechanism with mechanical closing, without Spring charging motor, Ready-to-close signal. switch, Auxiliary switches 2NO+2NC, without Closing coil (CC), manual operating mechanism with mechanical closing, without Remote trip alarm reset coil (RR), without 2nd shunt trip, without 1st Shunt trip | 97200 | 1 | Z\ | 1
3WA1112-8AA22-0AA0 |  | AC non-automatic air circuit breaker 3WA, fixed-mounted version, IEC 60947-2, size 1, 4-pole, N pole on right, In=1250 A up to 1000 AC 50/60 Hz, breaking capacity E, Icc=85/50 kA at 690/1000 V, without electronic trip unit ETU, connection at rear horizontal without Com & metering function Manual operating mechanism with mechanical closing, without Spring charging motor, Ready-to-close signal. switch, Auxiliary switches 2NO+2NC, without Closing coil (CC), manual operating mechanism with mechanical closing, without Remote trip alarm reset coil (RR), without 2nd shunt trip, without 1st Shunt trip | 94500 | 1 | Z\ | 1
3WA1112-8AA23-0AA0 |  | AC non-automatic air circuit breaker 3WA, fixed-mounted version, IEC 60947-2, size 1, 4-pole, N pole on right, In=1250 A up to 1000 AC 50/60 Hz, breaking capacity E, Icc=85/50 kA at 690/1000 V, without electronic trip unit ETU, front connection double hole, without Com & metering function Manual operating mechanism with mechanical closing, without Spring charging motor, Ready-to-close signal. switch, Auxiliary switches 2NO+2NC, without Closing coil (CC), manual operating mechanism with mechanical closing, without Remote trip alarm reset coil (RR), without 2nd shunt trip, without 1st Shunt trip | 102000 | 1 | Z\ | 1
3WA1112-8AA31-0AA0 |  | Non-automatic circuit breaker withdrawable version, with guide frame, IEC 60947-2, frame size 1, 3-poles, In=1250A to 1000V AC 50/60Hz, breaking capacity E Icc=85/50kA at 690/1000V, without electr. trip unit ETU, rear connection vertical, guide frame with shutter and w/o position signalling switch, without Com & metering function Manual operating mechanism with mechanical closing, without Spring charging motor, Ready-to-close signal. switch, Auxiliary switches 2NO+2NC, without Closing coil (CC), manual operating mechanism with mechanical closing, without Remote trip alarm reset coil (RR), without 2nd shunt trip, without 1st Shunt trip | 105000 | 1 | Z\ | 1
3WA1112-8AA32-0AA0 |  | Non-automatic circuit breaker withdrawable version, with guide frame, IEC 60947-2, frame size 1, 3-poles, In=1250A to 1000V AC 50/60Hz, breaking capacity E Icc=85/50kA at 690/1000V, without electr. trip unit ETU, rear connection horizontal, guide frame with shutter and w/o position signalling switch, without Com & metering function Manual operating mechanism with mechanical closing, without Spring charging motor, Ready-to-close signal. switch, Auxiliary switches 2NO+2NC, without Closing coil (CC), manual operating mechanism with mechanical closing, without Remote trip alarm reset coil (RR), without 2nd shunt trip, without 1st Shunt trip | 102000 | 1 | Z\ | 1
3WA1112-8AA33-0AA0 |  | Non-automatic circuit breaker withdrawable version, with guide frame, IEC 60947-2, frame size 1, 3-poles, In=1250A to 1000V AC 50/60Hz, breaking capacity E Icc=85/50kA at 690/1000V, without electr. trip unit ETU, front connection double hole, guide frame with shutter and w/o position signalling switch, without Com & metering function Manual operating mechanism with mechanical closing, without Spring charging motor, Ready-to-close signal. switch, Auxiliary switches 2NO+2NC, without Closing coil (CC), manual operating mechanism with mechanical closing, without Remote trip alarm reset coil (RR), without 2nd shunt trip, without 1st Shunt trip | 111000 | 1 | Z\ | 1
3WA1112-8AA34-0AA0 |  | Non-automatic circuit breaker withdrawable version, with guide frame, IEC 60947-2, frame size 1, 3-poles, In=1250A to 1000V AC 50/60Hz, breaking capacity E Icc=85/50kA at 690/1000V, without electr. trip unit ETU, rear connection flange, guide frame with shutter and w/o position signalling switch, without Com & metering function Manual operating mechanism with mechanical closing, without Spring charging motor, Ready-to-close signal. switch, Auxiliary switches 2NO+2NC, without Closing coil (CC), manual operating mechanism with mechanical closing, without Remote trip alarm reset coil (RR), without 2nd shunt trip, without 1st Shunt trip | 102000 | 1 | Z\ | 1
3WA1112-8AA41-0AA0 |  | Non-automatic circuit breaker withdrawable version, with guide frame, IEC 60947-2, frame size 1, 4-poles, N-pole left, In=1250A to 1000V AC 50/60Hz, breaking capacity E Icc=85/50kA at 690/1000V, without electr. trip unit ETU, rear connection vertical, guide frame with shutter and w/o position signalling switch, without Com & metering function Manual operating mechanism with mechanical closing, without Spring charging motor, Ready-to-close signal. switch, Auxiliary switches 2NO+2NC, without Closing coil (CC), manual operating mechanism with mechanical closing, without Remote trip alarm reset coil (RR), without 2nd shunt trip, without 1st Shunt trip | 139000 | 1 | Z\ | 1
3WA1112-8AA42-0AA0 |  | Non-automatic circuit breaker withdrawable version, with guide frame, IEC 60947-2, frame size 1, 4-poles, N-pole left, In=1250A to 1000V AC 50/60Hz, breaking capacity E Icc=85/50kA at 690/1000V, without electr. trip unit ETU, rear connection horizontal, guide frame with shutter and w/o position signalling switch, without Com & metering function Manual operating mechanism with mechanical closing, without Spring charging motor, Ready-to-close signal. switch, Auxiliary switches 2NO+2NC, without Closing coil (CC), manual operating mechanism with mechanical closing, without Remote trip alarm reset coil (RR), without 2nd shunt trip, without 1st Shunt trip | 135000 | 1 | Z\ | 1
3WA1112-8AA43-0AA0 |  | Non-automatic circuit breaker withdrawable version, with guide frame, IEC 60947-2, frame size 1, 4-poles, N-pole left, In=1250A to 1000V AC 50/60Hz, breaking capacity E Icc=85/50kA at 690/1000V, without electr. trip unit ETU, front connection double hole, guide frame with shutter and w/o position signalling switch, without Com & metering function Manual operating mechanism with mechanical closing, without Spring charging motor, Ready-to-close signal. switch, Auxiliary switches 2NO+2NC, without Closing coil (CC), manual operating mechanism with mechanical closing, without Remote trip alarm reset coil (RR), without 2nd shunt trip, without 1st Shunt trip | 146000 | 1 | Z\ | 1
3WA1112-8AA44-0AA0 |  | Non-automatic circuit breaker withdrawable version, with guide frame, IEC 60947-2, frame size 1, 4-poles, N-pole left, In=1250A to 1000V AC 50/60Hz, breaking capacity E Icc=85/50kA at 690/1000V, without electr. trip unit ETU, rear connection flange, guide frame with shutter and w/o position signalling switch, without Com & metering function Manual operating mechanism with mechanical closing, without Spring charging motor, Ready-to-close signal. switch, Auxiliary switches 2NO+2NC, without Closing coil (CC), manual operating mechanism with mechanical closing, without Remote trip alarm reset coil (RR), without 2nd shunt trip, without 1st Shunt trip | 135000 | 1 | Z\ | 1
3WA1112-8AB01-0AA0 |  | Fixed-mounted circuit breaker IEC 60947-2, frame size 1, 3-poles, In=1250A, breaking capacity E, up to 1000V AC 50/60Hz, Icu=85/50kA at 690/1000V, Trip unit ETU300 LSI optimized for standard applica- tions, without display Protection LT, ST, INST, N-protection required an external N-sensor, incl. trip alarm switch (1xCO), rear connection vertical, without Com & metering function Manual operating mechanism with mechanical closing, without Spring charging motor, Ready-to-close signal. switch, Auxiliary switches 2NO+2NC, without Closing coil (CC), manual operating mechanism with mechanical closing, without Remote trip alarm reset coil (RR), without 2nd shunt trip, without 1st Shunt trip | 81700 | 1 | Z\ | 1
3WA1112-8AB02-0AA0 |  | Fixed-mounted circuit breaker IEC 60947-2, frame size 1, 3-poles, In=1250A, breaking capacity E, up to 1000V AC 50/60Hz, Icu=85/50kA at 690/1000V, Trip unit ETU300 LSI optimized for standard applica- tions, without display Protection LT, ST, INST, N-protection required an external N-sensor, incl. trip alarm switch (1xCO), rear connection horizontal, without Com & metering function Manual operating mechanism with mechanical closing, without Spring charging motor, Ready-to-close signal. switch, Auxiliary switches 2NO+2NC, without Closing coil (CC), manual operating mechanism with mechanical closing, without Remote trip alarm reset coil (RR), without 2nd shunt trip, without 1st Shunt trip | 79700 | 1 | Z\ | 1
3WA1112-8AB03-0AA0 |  | Fixed-mounted circuit breaker IEC 60947-2, frame size 1, 3-poles, In=1250A, breaking capacity E, up to 1000V AC 50/60Hz, Icu=85/50kA at 690/1000V, Trip unit ETU300 LSI optimized for standard applica- tions, without display Protection LT, ST, INST, N-protection required an external N-sensor, incl. trip alarm switch (1xCO), front connection double hole, without Com & metering function Manual operating mechanism with mechanical closing, without Spring charging motor, Ready-to-close signal. switch, Auxiliary switches 2NO+2NC, without Closing coil (CC), manual operating mechanism with mechanical closing, without Remote trip alarm reset coil (RR), without 2nd shunt trip, without 1st Shunt trip | 85700 | 1 | Z\ | 1
3WA1112-8AB11-0AA0 |  | Fixed-mounted circuit breaker IEC 60947-2, frame size 1, 4-poles, N-pole left, In=1250A, breaking capacity E, up to 1000V AC 50/60Hz, Icu=85/50kA at 690/1000V, Trip unit ETU300 LSI optimized for standard applica- tions, without display Protection LT, ST, INST, include N-protection, (internal N-sensor available), incl. trip alarm switch (1xCO), rear connection vertical, without Com & metering function Manual operating mechanism with mechanical closing, without Spring charging motor, Ready-to-close signal. switch, Auxiliary switches 2NO+2NC, without Closing coil (CC), manual operating mechanism with mechanical closing, without Remote trip alarm reset coil (RR), without 2nd shunt trip, without 1st Shunt trip | 109000 | 1 | Z\ | 1
3WA1112-8AB12-0AA0 |  | Fixed-mounted circuit breaker IEC 60947-2, frame size 1, 4-poles, N-pole left, In=1250A, breaking capacity E, up to 1000V AC 50/60Hz, Icu=85/50kA at 690/1000V, Trip unit ETU300 LSI optimized for standard applica- tions, without display Protection LT, ST, INST, include N-protection, (internal N-sensor available), incl. trip alarm switch (1xCO), rear connection horizontal, without Com & metering function Manual operating mechanism with mechanical closing, without Spring charging motor, Ready-to-close signal. switch, Auxiliary switches 2NO+2NC, without Closing coil (CC), manual operating mechanism with mechanical closing, without Remote trip alarm reset coil (RR), without 2nd shunt trip, without 1st Shunt trip | 107000 | 1 | Z\ | 1
3WA1112-8AB13-0AA0 |  | Fixed-mounted circuit breaker IEC 60947-2, frame size 1, 4-poles, N-pole left, In=1250A, breaking capacity E, up to 1000V AC 50/60Hz, Icu=85/50kA at 690/1000V, Trip unit ETU300 LSI optimized for standard applica- tions, without display Protection LT, ST, INST, include N-protection, (internal N-sensor available), incl. trip alarm switch (1xCO), front connection double hole, without Com & metering function Manual operating mechanism with mechanical closing, without Spring charging motor, Ready-to-close signal. switch, Auxiliary switches 2NO+2NC, without Closing coil (CC), manual operating mechanism with mechanical closing, without Remote trip alarm reset coil (RR), without 2nd shunt trip, without 1st Shunt trip | 115000 | 1 | Z\ | 1
3WA1112-8AB21-0AA0 |  | fixed-mounted circuit breaker, IEC 60947-2, size 1, 4-pole, N pole on right, In=1250 A, breaking capacity E, up to 1000 V AC 50/60 Hz, Icc=85/50 kA at 690/1000 V, tripping unit ETU300 LSI optimized for standard applications, without display, basic protection LT, ST, INST, including protection of the N conductor (internal neutral point sensor available) trip alarm switch (1 x CO), connection at rear vertical, without Com & metering function Manual operating mechanism with mechanical closing, without Spring charging motor, Ready-to-close signal. switch, Auxiliary switches 2NO+2NC, without Closing coil (CC), manual operating mechanism with mechanical closing, without Remote trip alarm reset coil (RR), without 2nd shunt trip, without 1st Shunt trip | 109000 | 1 | Z\ | 1
3WA1112-8AB22-0AA0 |  | fixed-mounted circuit breaker, IEC 60947-2, size 1, 4-pole, N pole on right, In=1250 A, breaking capacity E, up to 1000 V AC 50/60 Hz, Icc=85/50 kA at 690/1000 V, tripping unit ETU300 LSI optimized for standard applications, without display, basic protection LT, ST, INST, including protection of the N conductor (internal neutral point sensor available) trip alarm switch (1 x CO), connection at rear horizontal without Com & metering function Manual operating mechanism with mechanical closing, without Spring charging motor, Ready-to-close signal. switch, Auxiliary switches 2NO+2NC, without Closing coil (CC), manual operating mechanism with mechanical closing, without Remote trip alarm reset coil (RR), without 2nd shunt trip, without 1st Shunt trip | 107000 | 1 | Z\ | 1
3WA1112-8AB23-0AA0 |  | fixed-mounted circuit breaker, IEC 60947-2, size 1, 4-pole, N pole on right, In=1250 A, breaking capacity E, up to 1000 V AC 50/60 Hz, Icc=85/50 kA at 690/1000 V, tripping unit ETU300 LSI optimized for standard applications, without display, basic protection LT, ST, INST, including protection of the N conductor (internal neutral point sensor available) trip alarm switch (1 x CO), front connection double hole, without Com & metering function Manual operating mechanism with mechanical closing, without Spring charging motor, Ready-to-close signal. switch, Auxiliary switches 2NO+2NC, without Closing coil (CC), manual operating mechanism with mechanical closing, without Remote trip alarm reset coil (RR), without 2nd shunt trip, without 1st Shunt trip | 115000 | 1 | Z\ | 1
3WA1112-8AB31-0AA0 |  | Withdrawable circuit breaker with guide frame, IEC 60947-2, frame size 1, 3-poles, In=1250A, breaking capacity E, up to 1000V AC 50/60Hz, Icu=85/50kA at 690/1000V, Trip unit ETU300 LSI optimized for standard applica- tions, without display Protection LT, ST, INST, N-protection required an external N-sensor, incl. trip alarm switch (1xCO), rear connection vertical, guide frame with shutter and w/o position signalling switch, without Com & metering function Manual operating mechanism with mechanical closing, without Spring charging motor, Ready-to-close signal. switch, Auxiliary switches 2NO+2NC, without Closing coil (CC), manual operating mechanism with mechanical closing, without Remote trip alarm reset coil (RR), without 2nd shunt trip, without 1st Shunt trip | 119000 | 1 | Z\ | 1
3WA1112-8AB32-0AA0 |  | Withdrawable circuit breaker with guide frame, IEC 60947-2, frame size 1, 3-poles, In=1250A, breaking capacity E, up to 1000V AC 50/60Hz, Icu=85/50kA at 690/1000V, Trip unit ETU300 LSI optimized for standard applica- tions, without display Protection LT, ST, INST, N-protection required an external N-sensor, incl. trip alarm switch (1xCO), rear connection horizontal, guide frame with shutter and w/o position signalling switch, without Com & metering function Manual operating mechanism with mechanical closing, without Spring charging motor, Ready-to-close signal. switch, Auxiliary switches 2NO+2NC, without Closing coil (CC), manual operating mechanism with mechanical closing, without Remote trip alarm reset coil (RR), without 2nd shunt trip, without 1st Shunt trip | 116000 | 1 | Z\ | 1
3WA1112-8AB33-0AA0 |  | Withdrawable circuit breaker with guide frame, IEC 60947-2, frame size 1, 3-poles, In=1250A, breaking capacity E, up to 1000V AC 50/60Hz, Icu=85/50kA at 690/1000V, Trip unit ETU300 LSI optimized for standard applica- tions, without display Protection LT, ST, INST, N-protection required an external N-sensor, incl. trip alarm switch (1xCO), front connection double hole, guide frame with shutter and w/o position signalling switch, without Com & metering function Manual operating mechanism with mechanical closing, without Spring charging motor, Ready-to-close signal. switch, Auxiliary switches 2NO+2NC, without Closing coil (CC), manual operating mechanism with mechanical closing, without Remote trip alarm reset coil (RR), without 2nd shunt trip, without 1st Shunt trip | 124000 | 1 | Z\ | 1
3WA1112-8AB34-0AA0 |  | Withdrawable circuit breaker with guide frame, IEC 60947-2, frame size 1, 3-poles, In=1250A, breaking capacity E, up to 1000V AC 50/60Hz, Icu=85/50kA at 690/1000V, Trip unit ETU300 LSI optimized for standard applica- tions, without display Protection LT, ST, INST, N-protection required an external N-sensor, incl. trip alarm switch (1xCO), rear connection flange, guide frame with shutter and w/o position signalling switch, without Com & metering function Manual operating mechanism with mechanical closing, without Spring charging motor, Ready-to-close signal. switch, Auxiliary switches 2NO+2NC, without Closing coil (CC), manual operating mechanism with mechanical closing, without Remote trip alarm reset coil (RR), without 2nd shunt trip, without 1st Shunt trip | 116000 | 1 | Z\ | 1
3WA1112-8AB41-0AA0 |  | Withdrawable circuit breaker with guide frame, IEC 60947-2, frame size 1, 4-poles, N-pole left, In=1250A, breaking capacity E, up to 1000V AC 50/60Hz, Icu=85/50kA at 690/1000V, Trip unit ETU300 LSI optimized for standard applica- tions, without display Protection LT, ST, INST, include N-protection, (internal N-sensor available), incl. trip alarm switch (1xCO), rear connection vertical, guide frame with shutter and w/o position signalling switch, without Com & metering function Manual operating mechanism with mechanical closing, without Spring charging motor, Ready-to-close signal. switch, Auxiliary switches 2NO+2NC, without Closing coil (CC), manual operating mechanism with mechanical closing, without Remote trip alarm reset coil (RR), without 2nd shunt trip, without 1st Shunt trip | 158000 | 1 | Z\ | 1
3WA1112-8AB42-0AA0 |  | Withdrawable circuit breaker with guide frame, IEC 60947-2, frame size 1, 4-poles, N-pole left, In=1250A, breaking capacity E, up to 1000V AC 50/60Hz, Icu=85/50kA at 690/1000V, Trip unit ETU300 LSI optimized for standard applica- tions, without display Protection LT, ST, INST, include N-protection, (internal N-sensor available), incl. trip alarm switch (1xCO), rear connection horizontal, guide frame with shutter and w/o position signalling switch, without Com & metering function Manual operating mechanism with mechanical closing, without Spring charging motor, Ready-to-close signal. switch, Auxiliary switches 2NO+2NC, without Closing coil (CC), manual operating mechanism with mechanical closing, without Remote trip alarm reset coil (RR), without 2nd shunt trip, without 1st Shunt trip | 154000 | 1 | Z\ | 1
3WA1112-8AB43-0AA0 |  | Withdrawable circuit breaker with guide frame, IEC 60947-2, frame size 1, 4-poles, N-pole left, In=1250A, breaking capacity E, up to 1000V AC 50/60Hz, Icu=85/50kA at 690/1000V, Trip unit ETU300 LSI optimized for standard applica- tions, without display Protection LT, ST, INST, include N-protection, (internal N-sensor available), incl. trip alarm switch (1xCO), front connection double hole, guide frame with shutter and w/o position signalling switch, without Com & metering function Manual operating mechanism with mechanical closing, without Spring charging motor, Ready-to-close signal. switch, Auxiliary switches 2NO+2NC, without Closing coil (CC), manual operating mechanism with mechanical closing, without Remote trip alarm reset coil (RR), without 2nd shunt trip, without 1st Shunt trip | 166000 | 1 | Z\ | 1
3WA1112-8AB44-0AA0 |  | Withdrawable circuit breaker with guide frame, IEC 60947-2, frame size 1, 4-poles, N-pole left, In=1250A, breaking capacity E, up to 1000V AC 50/60Hz, Icu=85/50kA at 690/1000V, Trip unit ETU300 LSI optimized for standard applica- tions, without display Protection LT, ST, INST, include N-protection, (internal N-sensor available), incl. trip alarm switch (1xCO), rear connection flange, guide frame with shutter and w/o position signalling switch, without Com & metering function Manual operating mechanism with mechanical closing, without Spring charging motor, Ready-to-close signal. switch, Auxiliary switches 2NO+2NC, without Closing coil (CC), manual operating mechanism with mechanical closing, without Remote trip alarm reset coil (RR), without 2nd shunt trip, without 1st Shunt trip | 154000 | 1 | Z\ | 1
3WA1112-8AC01-0AA0 |  | Fixed-mounted circuit breaker IEC 60947-2, frame size 1, 3-poles, In=1250A, breaking capacity E, up to 1000V AC 50/60Hz, Icu=85/50kA at 690/1000V, Trip unit ETU300 LSIG optimized for standard applica- tions, without display Protection LT, ST, INST, GF, N-protection required an external N-sensor, incl. trip alarm switch (1xCO), rear connection vertical, without Com & metering function Manual operating mechanism with mechanical closing, without Spring charging motor, Ready-to-close signal. switch, Auxiliary switches 2NO+2NC, without Closing coil (CC), manual operating mechanism with mechanical closing, without Remote trip alarm reset coil (RR), without 2nd shunt trip, without 1st Shunt trip | 87800 | 1 | Z\ | 1
3WA1112-8AC02-0AA0 |  | Fixed-mounted circuit breaker IEC 60947-2, frame size 1, 3-poles, In=1250A, breaking capacity E, up to 1000V AC 50/60Hz, Icu=85/50kA at 690/1000V, Trip unit ETU300 LSIG optimized for standard applica- tions, without display Protection LT, ST, INST, GF, N-protection required an external N-sensor, incl. trip alarm switch (1xCO), rear connection horizontal, without Com & metering function Manual operating mechanism with mechanical closing, without Spring charging motor, Ready-to-close signal. switch, Auxiliary switches 2NO+2NC, without Closing coil (CC), manual operating mechanism with mechanical closing, without Remote trip alarm reset coil (RR), without 2nd shunt trip, without 1st Shunt trip | 85800 | 1 | Z\ | 1
3WA1112-8AC03-0AA0 |  | Fixed-mounted circuit breaker IEC 60947-2, frame size 1, 3-poles, In=1250A, breaking capacity E, up to 1000V AC 50/60Hz, Icu=85/50kA at 690/1000V, Trip unit ETU300 LSIG optimized for standard applica- tions, without display Protection LT, ST, INST, GF, N-protection required an external N-sensor, incl. trip alarm switch (1xCO), front connection double hole, without Com & metering function Manual operating mechanism with mechanical closing, without Spring charging motor, Ready-to-close signal. switch, Auxiliary switches 2NO+2NC, without Closing coil (CC), manual operating mechanism with mechanical closing, without Remote trip alarm reset coil (RR), without 2nd shunt trip, without 1st Shunt trip | 91800 | 1 | Z\ | 1
3WA1112-8AC11-0AA0 |  | Fixed-mounted circuit breaker IEC 60947-2, frame size 1, 4-poles, N-pole left, In=1250A, breaking capacity E, up to 1000V AC 50/60Hz, Icu=85/50kA at 690/1000V, Trip unit ETU300 LSIG optimized for standard applica- tions, without display Protection LT, ST, INST, GF, include N-protection, (internal N-sensor available), incl. trip alarm switch (1xCO), rear connection vertical, without Com & metering function Manual operating mechanism with mechanical closing, without Spring charging motor, Ready-to-close signal. switch, Auxiliary switches 2NO+2NC, without Closing coil (CC), manual operating mechanism with mechanical closing, without Remote trip alarm reset coil (RR), without 2nd shunt trip, without 1st Shunt trip | 116000 | 1 | Z\ | 1
3WA1112-8AC12-0AA0 |  | Fixed-mounted circuit breaker IEC 60947-2, frame size 1, 4-poles, N-pole left, In=1250A, breaking capacity E, up to 1000V AC 50/60Hz, Icu=85/50kA at 690/1000V, Trip unit ETU300 LSIG optimized for standard applica- tions, without display Protection LT, ST, INST, GF, include N-protection, (internal N-sensor available), incl. trip alarm switch (1xCO), rear connection horizontal, without Com & metering function Manual operating mechanism with mechanical closing, without Spring charging motor, Ready-to-close signal. switch, Auxiliary switches 2NO+2NC, without Closing coil (CC), manual operating mechanism with mechanical closing, without Remote trip alarm reset coil (RR), without 2nd shunt trip, without 1st Shunt trip | 113000 | 1 | Z\ | 1
3WA1112-8AC13-0AA0 |  | Fixed-mounted circuit breaker IEC 60947-2, frame size 1, 4-poles, N-pole left, In=1250A, breaking capacity E, up to 1000V AC 50/60Hz, Icu=85/50kA at 690/1000V, Trip unit ETU300 LSIG optimized for standard applica- tions, without display Protection LT, ST, INST, GF, include N-protection, (internal N-sensor available), incl. trip alarm switch (1xCO), front connection double hole, without Com & metering function Manual operating mechanism with mechanical closing, without Spring charging motor, Ready-to-close signal. switch, Auxiliary switches 2NO+2NC, without Closing coil (CC), manual operating mechanism with mechanical closing, without Remote trip alarm reset coil (RR), without 2nd shunt trip, without 1st Shunt trip | 121000 | 1 | Z\ | 1
3WA1112-8AC21-0AA0 |  | fixed-mounted circuit breaker, IEC 60947-2, size 1, 4-pole, N pole on right, In=1250 A, breaking capacity E, up to 1000 V AC 50/60 Hz, Icc=85/50 kA at 690/1000 V, tripping unit ETU300 LSI G optimized for standard applications, without display, basic protection LT, ST, INST, GF, including protection of the N conductor (internal neutral point sensor available), trip alarm switch (1 x CO), connection at rear vertical, without Com & metering function Manual operating mechanism with mechanical closing, without Spring charging motor, Ready-to-close signal. switch, Auxiliary switches 2NO+2NC, without Closing coil (CC), manual operating mechanism with mechanical closing, without Remote trip alarm reset coil (RR), without 2nd shunt trip, without 1st Shunt trip | 116000 | 1 | Z\ | 1
3WA1112-8AC22-0AA0 |  | fixed-mounted circuit breaker, IEC 60947-2, size 1, 4-pole, N pole on right, In=1250 A, breaking capacity E, up to 1000 V AC 50/60 Hz, Icc=85/50 kA at 690/1000 V, tripping unit ETU300 LSI G optimized for standard applications, without display, basic protection LT, ST, INST, GF, including protection of the N conductor (internal neutral point sensor available), trip alarm switch (1 x CO), connection at rear horizontal without Com & metering function Manual operating mechanism with mechanical closing, without Spring charging motor, Ready-to-close signal. switch, Auxiliary switches 2NO+2NC, without Closing coil (CC), manual operating mechanism with mechanical closing, without Remote trip alarm reset coil (RR), without 2nd shunt trip, without 1st Shunt trip | 113000 | 1 | Z\ | 1
3WA1112-8AC23-0AA0 |  | fixed-mounted circuit breaker, IEC 60947-2, size 1, 4-pole, N pole on right, In=1250 A, breaking capacity E, up to 1000 V AC 50/60 Hz, Icc=85/50 kA at 690/1000 V, tripping unit ETU300 LSI G optimized for standard applications, without display, basic protection LT, ST, INST, GF, including protection of the N conductor (internal neutral point sensor available), trip alarm switch (1 x CO), front connection double hole, without Com & metering function Manual operating mechanism with mechanical closing, without Spring charging motor, Ready-to-close signal. switch, Auxiliary switches 2NO+2NC, without Closing coil (CC), manual operating mechanism with mechanical closing, without Remote trip alarm reset coil (RR), without 2nd shunt trip, without 1st Shunt trip | 121000 | 1 | Z\ | 1
3WA1112-8AC31-0AA0 |  | Withdrawable circuit breaker with guide frame, IEC 60947-2, frame size 1, 3-poles, In=1250A, breaking capacity E, up to 1000V AC 50/60Hz, Icu=85/50kA at 690/1000V, Trip unit ETU300 LSIG optimized for standard applica- tions, without display Protection LT, ST, INST, GF, N-protection required an external N-sensor, incl. trip alarm switch (1xCO), rear connection vertical, guide frame with shutter and w/o position signalling switch, without Com & metering function Manual operating mechanism with mechanical closing, without Spring charging motor, Ready-to-close signal. switch, Auxiliary switches 2NO+2NC, without Closing coil (CC), manual operating mechanism with mechanical closing, without Remote trip alarm reset coil (RR), without 2nd shunt trip, without 1st Shunt trip | 125000 | 1 | Z\ | 1
3WA1112-8AC32-0AA0 |  | Withdrawable circuit breaker with guide frame, IEC 60947-2, frame size 1, 3-poles, In=1250A, breaking capacity E, up to 1000V AC 50/60Hz, Icu=85/50kA at 690/1000V, Trip unit ETU300 LSIG optimized for standard applica- tions, without display Protection LT, ST, INST, GF, N-protection required an external N-sensor, incl. trip alarm switch (1xCO), rear connection horizontal, guide frame with shutter and w/o position signalling switch, without Com & metering function Manual operating mechanism with mechanical closing, without Spring charging motor, Ready-to-close signal. switch, Auxiliary switches 2NO+2NC, without Closing coil (CC), manual operating mechanism with mechanical closing, without Remote trip alarm reset coil (RR), without 2nd shunt trip, without 1st Shunt trip | 122000 | 1 | Z\ | 1
3WA1112-8AC33-0AA0 |  | Withdrawable circuit breaker with guide frame, IEC 60947-2, frame size 1, 3-poles, In=1250A, breaking capacity E, up to 1000V AC 50/60Hz, Icu=85/50kA at 690/1000V, Trip unit ETU300 LSIG optimized for standard applica- tions, without display Protection LT, ST, INST, GF, N-protection required an external N-sensor, incl. trip alarm switch (1xCO), front connection double hole, guide frame with shutter and w/o position signalling switch, without Com & metering function Manual operating mechanism with mechanical closing, without Spring charging motor, Ready-to-close signal. switch, Auxiliary switches 2NO+2NC, without Closing coil (CC), manual operating mechanism with mechanical closing, without Remote trip alarm reset coil (RR), without 2nd shunt trip, without 1st Shunt trip | 131000 | 1 | Z\ | 1
3WA1112-8AC34-0AA0 |  | Withdrawable circuit breaker with guide frame, IEC 60947-2, frame size 1, 3-poles, In=1250A, breaking capacity E, up to 1000V AC 50/60Hz, Icu=85/50kA at 690/1000V, Trip unit ETU300 LSIG optimized for standard applica- tions, without display Protection LT, ST, INST, GF, N-protection required an external N-sensor, incl. trip alarm switch (1xCO), rear connection flange, guide frame with shutter and w/o position signalling switch, without Com & metering function Manual operating mechanism with mechanical closing, without Spring charging motor, Ready-to-close signal. switch, Auxiliary switches 2NO+2NC, without Closing coil (CC), manual operating mechanism with mechanical closing, without Remote trip alarm reset coil (RR), without 2nd shunt trip, without 1st Shunt trip | 122000 | 1 | Z\ | 1
3WA1112-8AC41-0AA0 |  | Withdrawable circuit breaker with guide frame, IEC 60947-2, frame size 1, 4-poles, N-pole left, In=1250A, breaking capacity E, up to 1000V AC 50/60Hz, Icu=85/50kA at 690/1000V, Trip unit ETU300 LSIG optimized for standard applica- tions, without display Protection LT, ST, INST, GF, include N-protection, (internal N-sensor available), incl. trip alarm switch (1xCO), rear connection vertical, guide frame with shutter and w/o position signalling switch, without Com & metering function Manual operating mechanism with mechanical closing, without Spring charging motor, Ready-to-close signal. switch, Auxiliary switches 2NO+2NC, without Closing coil (CC), manual operating mechanism with mechanical closing, without Remote trip alarm reset coil (RR), without 2nd shunt trip, without 1st Shunt trip | 164000 | 1 | Z\ | 1
3WA1112-8AC42-0AA0 |  | Withdrawable circuit breaker with guide frame, IEC 60947-2, frame size 1, 4-poles, N-pole left, In=1250A, breaking capacity E, up to 1000V AC 50/60Hz, Icu=85/50kA at 690/1000V, Trip unit ETU300 LSIG optimized for standard applica- tions, without display Protection LT, ST, INST, GF, include N-protection, (internal N-sensor available), incl. trip alarm switch (1xCO), rear connection horizontal, guide frame with shutter and w/o position signalling switch, without Com & metering function Manual operating mechanism with mechanical closing, without Spring charging motor, Ready-to-close signal. switch, Auxiliary switches 2NO+2NC, without Closing coil (CC), manual operating mechanism with mechanical closing, without Remote trip alarm reset coil (RR), without 2nd shunt trip, without 1st Shunt trip | 161000 | 1 | Z\ | 1
3WA1112-8AC43-0AA0 |  | Withdrawable circuit breaker with guide frame, IEC 60947-2, frame size 1, 4-poles, N-pole left, In=1250A, breaking capacity E, up to 1000V AC 50/60Hz, Icu=85/50kA at 690/1000V, Trip unit ETU300 LSIG optimized for standard applica- tions, without display Protection LT, ST, INST, GF, include N-protection, (internal N-sensor available), incl. trip alarm switch (1xCO), front connection double hole, guide frame with shutter and w/o position signalling switch, without Com & metering function Manual operating mechanism with mechanical closing, without Spring charging motor, Ready-to-close signal. switch, Auxiliary switches 2NO+2NC, without Closing coil (CC), manual operating mechanism with mechanical closing, without Remote trip alarm reset coil (RR), without 2nd shunt trip, without 1st Shunt trip | 172000 | 1 | Z\ | 1
3WA1112-8AC44-0AA0 |  | Withdrawable circuit breaker with guide frame, IEC 60947-2, frame size 1, 4-poles, N-pole left, In=1250A, breaking capacity E, up to 1000V AC 50/60Hz, Icu=85/50kA at 690/1000V, Trip unit ETU300 LSIG optimized for standard applica- tions, without display Protection LT, ST, INST, GF, include N-protection, (internal N-sensor available), incl. trip alarm switch (1xCO), rear connection flange, guide frame with shutter and w/o position signalling switch, without Com & metering function Manual operating mechanism with mechanical closing, without Spring charging motor, Ready-to-close signal. switch, Auxiliary switches 2NO+2NC, without Closing coil (CC), manual operating mechanism with mechanical closing, without Remote trip alarm reset coil (RR), without 2nd shunt trip, without 1st Shunt trip | 161000 | 1 | Z\ | 1
3WA1112-8AE01-0AA0 |  | Fixed-mounted circuit breaker IEC 60947-2, frame size 1, 3-poles, In=1250A, breaking capacity E, up to 1000V AC 50/60Hz, Icu=85/50kA at 690/1000V, Trip unit ETU600 LSI upgrade ready , colordisplay, bluetooth and USB interface, Protection LT, ST, INST, N-protection required an external N-sensor, incl. trip alarm switch (1xCO), rear connection vertical, without Com & metering function Manual operating mechanism with mechanical closing, without Spring charging motor, Ready-to-close signal. switch, Auxiliary switches 2NO+2NC, without Closing coil (CC), manual operating mechanism with mechanical closing, without Remote trip alarm reset coil (RR), without 2nd shunt trip, without 1st Shunt trip | 86700 | 1 | Z\ | 1
3WA1112-8AE02-0AA0 |  | Fixed-mounted circuit breaker IEC 60947-2, frame size 1, 3-poles, In=1250A, breaking capacity E, up to 1000V AC 50/60Hz, Icu=85/50kA at 690/1000V, Trip unit ETU600 LSI upgrade ready , colordisplay, bluetooth and USB interface, Protection LT, ST, INST, N-protection required an external N-sensor, incl. trip alarm switch (1xCO), rear connection horizontal, without Com & metering function Manual operating mechanism with mechanical closing, without Spring charging motor, Ready-to-close signal. switch, Auxiliary switches 2NO+2NC, without Closing coil (CC), manual operating mechanism with mechanical closing, without Remote trip alarm reset coil (RR), without 2nd shunt trip, without 1st Shunt trip | 84700 | 1 | Z\ | 1
3WA1112-8AE03-0AA0 |  | Fixed-mounted circuit breaker IEC 60947-2, frame size 1, 3-poles, In=1250A, breaking capacity E, up to 1000V AC 50/60Hz, Icu=85/50kA at 690/1000V, Trip unit ETU600 LSI upgrade ready , colordisplay, bluetooth and USB interface, Protection LT, ST, INST, N-protection required an external N-sensor, incl. trip alarm switch (1xCO), front connection double hole, without Com & metering function Manual operating mechanism with mechanical closing, without Spring charging motor, Ready-to-close signal. switch, Auxiliary switches 2NO+2NC, without Closing coil (CC), manual operating mechanism with mechanical closing, without Remote trip alarm reset coil (RR), without 2nd shunt trip, without 1st Shunt trip | 90700 | 1 | Z\ | 1
3WA1112-8AE11-0AA0 |  | Fixed-mounted circuit breaker IEC 60947-2, frame size 1, 4-poles, N-pole left, In=1250A, breaking capacity E, up to 1000V AC 50/60Hz, Icu=85/50kA at 690/1000V, Trip unit ETU600 LSI upgrade ready , colordisplay, bluetooth and USB interface, Protection LT, ST, INST, include N-protection, (internal N-sensor available), incl. trip alarm switch (1xCO), rear connection vertical, without Com & metering function Manual operating mechanism with mechanical closing, without Spring charging motor, Ready-to-close signal. switch, Auxiliary switches 2NO+2NC, without Closing coil (CC), manual operating mechanism with mechanical closing, without Remote trip alarm reset coil (RR), without 2nd shunt trip, without 1st Shunt trip | 115000 | 1 | Z\ | 1
3WA1112-8AE12-0AA0 |  | Fixed-mounted circuit breaker IEC 60947-2, frame size 1, 4-poles, N-pole left, In=1250A, breaking capacity E, up to 1000V AC 50/60Hz, Icu=85/50kA at 690/1000V, Trip unit ETU600 LSI upgrade ready , colordisplay, bluetooth and USB interface, Protection LT, ST, INST, include N-protection, (internal N-sensor available), incl. trip alarm switch (1xCO), rear connection horizontal, without Com & metering function Manual operating mechanism with mechanical closing, without Spring charging motor, Ready-to-close signal. switch, Auxiliary switches 2NO+2NC, without Closing coil (CC), manual operating mechanism with mechanical closing, without Remote trip alarm reset coil (RR), without 2nd shunt trip, without 1st Shunt trip | 112000 | 1 | Z\ | 1
3WA1112-8AE13-0AA0 |  | Fixed-mounted circuit breaker IEC 60947-2, frame size 1, 4-poles, N-pole left, In=1250A, breaking capacity E, up to 1000V AC 50/60Hz, Icu=85/50kA at 690/1000V, Trip unit ETU600 LSI upgrade ready , colordisplay, bluetooth and USB interface, Protection LT, ST, INST, include N-protection, (internal N-sensor available), incl. trip alarm switch (1xCO), front connection double hole, without Com & metering function Manual operating mechanism with mechanical closing, without Spring charging motor, Ready-to-close signal. switch, Auxiliary switches 2NO+2NC, without Closing coil (CC), manual operating mechanism with mechanical closing, without Remote trip alarm reset coil (RR), without 2nd shunt trip, without 1st Shunt trip | 120000 | 1 | Z\ | 1
3WA1112-8AE21-0AA0 |  | fixed-mounted circuit breaker, IEC 60947-2, size 1, 4-pole, N pole on right, In=1250 A, breaking capacity E, up to 1000 V AC 50/60 Hz, Icc=85/50 kA at 690/1000 V, tripping unit ETU600 LSI upgradeable, color display, Bluetooth, USB interface, basic protection LT, ST, INST, including protection of the N conductor (internal neutral point sensor available), trip alarm switch (1 x CO), connection at rear vertical, without Com & metering function Manual operating mechanism with mechanical closing, without Spring charging motor, Ready-to-close signal. switch, Auxiliary switches 2NO+2NC, without Closing coil (CC), manual operating mechanism with mechanical closing, without Remote trip alarm reset coil (RR), without 2nd shunt trip, without 1st Shunt trip | 115000 | 1 | Z\ | 1
3WA1112-8AE22-0AA0 |  | fixed-mounted circuit breaker, IEC 60947-2, size 1, 4-pole, N pole on right, In=1250 A, breaking capacity E, up to 1000 V AC 50/60 Hz, Icc=85/50 kA at 690/1000 V, tripping unit ETU600 LSI upgradeable, color display, Bluetooth, USB interface, basic protection LT, ST, INST, including protection of the N conductor (internal neutral point sensor available), trip alarm switch (1 x CO), connection at rear horizontal without Com & metering function Manual operating mechanism with mechanical closing, without Spring charging motor, Ready-to-close signal. switch, Auxiliary switches 2NO+2NC, without Closing coil (CC), manual operating mechanism with mechanical closing, without Remote trip alarm reset coil (RR), without 2nd shunt trip, without 1st Shunt trip | 112000 | 1 | Z\ | 1
3WA1112-8AE23-0AA0 |  | fixed-mounted circuit breaker, IEC 60947-2, size 1, 4-pole, N pole on right, In=1250 A, breaking capacity E, up to 1000 V AC 50/60 Hz, Icc=85/50 kA at 690/1000 V, tripping unit ETU600 LSI upgradeable, color display, Bluetooth, USB interface, basic protection LT, ST, INST, including protection of the N conductor (internal neutral point sensor available), trip alarm switch (1 x CO), front connection double hole, without Com & metering function Manual operating mechanism with mechanical closing, without Spring charging motor, Ready-to-close signal. switch, Auxiliary switches 2NO+2NC, without Closing coil (CC), manual operating mechanism with mechanical closing, without Remote trip alarm reset coil (RR), without 2nd shunt trip, without 1st Shunt trip | 120000 | 1 | Z\ | 1
3WA1112-8AE31-0AA0 |  | Withdrawable circuit breaker with guide frame, IEC 60947-2, frame size 1, 3-poles, In=1250A, breaking capacity E, up to 1000V AC 50/60Hz, Icu=85/50kA at 690/1000V, Trip unit ETU600 LSI upgrade ready , colordisplay, bluetooth and USB interface, Protection LT, ST, INST, N-protection required an external N-sensor, incl. trip alarm switch (1xCO), rear connection vertical, guide frame with shutter and w/o position signalling switch, without Com & metering function Manual operating mechanism with mechanical closing, without Spring charging motor, Ready-to-close signal. switch, Auxiliary switches 2NO+2NC, without Closing coil (CC), manual operating mechanism with mechanical closing, without Remote trip alarm reset coil (RR), without 2nd shunt trip, without 1st Shunt trip | 124000 | 1 | Z\ | 1
3WA1112-8AE32-0AA0 |  | Withdrawable circuit breaker with guide frame, IEC 60947-2, frame size 1, 3-poles, In=1250A, breaking capacity E, up to 1000V AC 50/60Hz, Icu=85/50kA at 690/1000V, Trip unit ETU600 LSI upgrade ready , colordisplay, bluetooth and USB interface, Protection LT, ST, INST, N-protection required an external N-sensor, incl. trip alarm switch (1xCO), rear connection horizontal, guide frame with shutter and w/o position signalling switch, without Com & metering function Manual operating mechanism with mechanical closing, without Spring charging motor, Ready-to-close signal. switch, Auxiliary switches 2NO+2NC, without Closing coil (CC), manual operating mechanism with mechanical closing, without Remote trip alarm reset coil (RR), without 2nd shunt trip, without 1st Shunt trip | 121000 | 1 | Z\ | 1
3WA1112-8AE33-0AA0 |  | Withdrawable circuit breaker with guide frame, IEC 60947-2, frame size 1, 3-poles, In=1250A, breaking capacity E, up to 1000V AC 50/60Hz, Icu=85/50kA at 690/1000V, Trip unit ETU600 LSI upgrade ready , colordisplay, bluetooth and USB interface, Protection LT, ST, INST, N-protection required an external N-sensor, incl. trip alarm switch (1xCO), front connection double hole, guide frame with shutter and w/o position signalling switch, without Com & metering function Manual operating mechanism with mechanical closing, without Spring charging motor, Ready-to-close signal. switch, Auxiliary switches 2NO+2NC, without Closing coil (CC), manual operating mechanism with mechanical closing, without Remote trip alarm reset coil (RR), without 2nd shunt trip, without 1st Shunt trip | 129000 | 1 | Z\ | 1
3WA1112-8AE34-0AA0 |  | Withdrawable circuit breaker with guide frame, IEC 60947-2, frame size 1, 3-poles, In=1250A, breaking capacity E, up to 1000V AC 50/60Hz, Icu=85/50kA at 690/1000V, Trip unit ETU600 LSI upgrade ready , colordisplay, bluetooth and USB interface, Protection LT, ST, INST, N-protection required an external N-sensor, incl. trip alarm switch (1xCO), rear connection flange, guide frame with shutter and w/o position signalling switch, without Com & metering function Manual operating mechanism with mechanical closing, without Spring charging motor, Ready-to-close signal. switch, Auxiliary switches 2NO+2NC, without Closing coil (CC), manual operating mechanism with mechanical closing, without Remote trip alarm reset coil (RR), without 2nd shunt trip, without 1st Shunt trip | 121000 | 1 | Z\ | 1
3WA1112-8AE41-0AA0 |  | Withdrawable circuit breaker with guide frame, IEC 60947-2, frame size 1, 4-poles, N-pole left, In=1250A, breaking capacity E, up to 1000V AC 50/60Hz, Icu=85/50kA at 690/1000V, Trip unit ETU600 LSI upgrade ready , colordisplay, bluetooth and USB interface, Protection LT, ST, INST, include N-protection, (internal N-sensor available), incl. trip alarm switch (1xCO), rear connection vertical, guide frame with shutter and w/o position signalling switch, without Com & metering function Manual operating mechanism with mechanical closing, without Spring charging motor, Ready-to-close signal. switch, Auxiliary switches 2NO+2NC, without Closing coil (CC), manual operating mechanism with mechanical closing, without Remote trip alarm reset coil (RR), without 2nd shunt trip, without 1st Shunt trip | 163000 | 1 | Z\ | 1
3WA1112-8AE42-0AA0 |  | Withdrawable circuit breaker with guide frame, IEC 60947-2, frame size 1, 4-poles, N-pole left, In=1250A, breaking capacity E, up to 1000V AC 50/60Hz, Icu=85/50kA at 690/1000V, Trip unit ETU600 LSI upgrade ready , colordisplay, bluetooth and USB interface, Protection LT, ST, INST, include N-protection, (internal N-sensor available), incl. trip alarm switch (1xCO), rear connection horizontal, guide frame with shutter and w/o position signalling switch, without Com & metering function Manual operating mechanism with mechanical closing, without Spring charging motor, Ready-to-close signal. switch, Auxiliary switches 2NO+2NC, without Closing coil (CC), manual operating mechanism with mechanical closing, without Remote trip alarm reset coil (RR), without 2nd shunt trip, without 1st Shunt trip | 159000 | 1 | Z\ | 1
3WA1112-8AE43-0AA0 |  | Withdrawable circuit breaker with guide frame, IEC 60947-2, frame size 1, 4-poles, N-pole left, In=1250A, breaking capacity E, up to 1000V AC 50/60Hz, Icu=85/50kA at 690/1000V, Trip unit ETU600 LSI upgrade ready , colordisplay, bluetooth and USB interface, Protection LT, ST, INST, include N-protection, (internal N-sensor available), incl. trip alarm switch (1xCO), front connection double hole, guide frame with shutter and w/o position signalling switch, without Com & metering function Manual operating mechanism with mechanical closing, without Spring charging motor, Ready-to-close signal. switch, Auxiliary switches 2NO+2NC, without Closing coil (CC), manual operating mechanism with mechanical closing, without Remote trip alarm reset coil (RR), without 2nd shunt trip, without 1st Shunt trip | 171000 | 1 | Z\ | 1
3WA1112-8AE44-0AA0 |  | Withdrawable circuit breaker with guide frame, IEC 60947-2, frame size 1, 4-poles, N-pole left, In=1250A, breaking capacity E, up to 1000V AC 50/60Hz, Icu=85/50kA at 690/1000V, Trip unit ETU600 LSI upgrade ready , colordisplay, bluetooth and USB interface, Protection LT, ST, INST, include N-protection, (internal N-sensor available), incl. trip alarm switch (1xCO), rear connection flange, guide frame with shutter and w/o position signalling switch, without Com & metering function Manual operating mechanism with mechanical closing, without Spring charging motor, Ready-to-close signal. switch, Auxiliary switches 2NO+2NC, without Closing coil (CC), manual operating mechanism with mechanical closing, without Remote trip alarm reset coil (RR), without 2nd shunt trip, without 1st Shunt trip | 159000 | 1 | Z\ | 1
3WA1112-8AF01-0AA0 |  | Fixed-mounted circuit breaker IEC 60947-2, frame size 1, 3-poles, In=1250A, breaking capacity E, up to 1000V AC 50/60Hz, Icu=85/50kA at 690/1000V, Trip unit ETU600 LSIG upgrade ready , colordisplay, bluetooth and USB interface, Protection LT, ST, INST, GFx, N-protection required an external N-sensor, incl. trip alarm switch (1xCO), rear connection vertical, without Com & metering function Manual operating mechanism with mechanical closing, without Spring charging motor, Ready-to-close signal. switch, Auxiliary switches 2NO+2NC, without Closing coil (CC), manual operating mechanism with mechanical closing, without Remote trip alarm reset coil (RR), without 2nd shunt trip, without 1st Shunt trip | 97400 | 1 | Z\ | 1
3WA1112-8AF02-0AA0 |  | Fixed-mounted circuit breaker IEC 60947-2, frame size 1, 3-poles, In=1250A, breaking capacity E, up to 1000V AC 50/60Hz, Icu=85/50kA at 690/1000V, Trip unit ETU600 LSIG upgrade ready , colordisplay, bluetooth and USB interface, Protection LT, ST, INST, GFx, N-protection required an external N-sensor, incl. trip alarm switch (1xCO), rear connection horizontal, without Com & metering function Manual operating mechanism with mechanical closing, without Spring charging motor, Ready-to-close signal. switch, Auxiliary switches 2NO+2NC, without Closing coil (CC), manual operating mechanism with mechanical closing, without Remote trip alarm reset coil (RR), without 2nd shunt trip, without 1st Shunt trip | 95400 | 1 | Z\ | 1
3WA1112-8AF03-0AA0 |  | Fixed-mounted circuit breaker IEC 60947-2, frame size 1, 3-poles, In=1250A, breaking capacity E, up to 1000V AC 50/60Hz, Icu=85/50kA at 690/1000V, Trip unit ETU600 LSIG upgrade ready , colordisplay, bluetooth and USB interface, Protection LT, ST, INST, GFx, N-protection required an external N-sensor, incl. trip alarm switch (1xCO), front connection double hole, without Com & metering function Manual operating mechanism with mechanical closing, without Spring charging motor, Ready-to-close signal. switch, Auxiliary switches 2NO+2NC, without Closing coil (CC), manual operating mechanism with mechanical closing, without Remote trip alarm reset coil (RR), without 2nd shunt trip, without 1st Shunt trip | 101000 | 1 | Z\ | 1
3WA1112-8AF11-0AA0 |  | Fixed-mounted circuit breaker IEC 60947-2, frame size 1, 4-poles, N-pole left, In=1250A, breaking capacity E, up to 1000V AC 50/60Hz, Icu=85/50kA at 690/1000V, Trip unit ETU600 LSIG upgrade ready , colordisplay, bluetooth and USB interface, Protection LT, ST, INST, GFx, include N-protection, (internal N-sensor available), incl. trip alarm switch (1xCO), rear connection vertical, without Com & metering function Manual operating mechanism with mechanical closing, without Spring charging motor, Ready-to-close signal. switch, Auxiliary switches 2NO+2NC, without Closing coil (CC), manual operating mechanism with mechanical closing, without Remote trip alarm reset coil (RR), without 2nd shunt trip, without 1st Shunt trip | 125000 | 1 | Z\ | 1
3WA1112-8AF12-0AA0 |  | Fixed-mounted circuit breaker IEC 60947-2, frame size 1, 4-poles, N-pole left, In=1250A, breaking capacity E, up to 1000V AC 50/60Hz, Icu=85/50kA at 690/1000V, Trip unit ETU600 LSIG upgrade ready , colordisplay, bluetooth and USB interface, Protection LT, ST, INST, GFx, include N-protection, (internal N-sensor available), incl. trip alarm switch (1xCO), rear connection horizontal, without Com & metering function Manual operating mechanism with mechanical closing, without Spring charging motor, Ready-to-close signal. switch, Auxiliary switches 2NO+2NC, without Closing coil (CC), manual operating mechanism with mechanical closing, without Remote trip alarm reset coil (RR), without 2nd shunt trip, without 1st Shunt trip | 122000 | 1 | Z\ | 1
3WA1112-8AF13-0AA0 |  | Fixed-mounted circuit breaker IEC 60947-2, frame size 1, 4-poles, N-pole left, In=1250A, breaking capacity E, up to 1000V AC 50/60Hz, Icu=85/50kA at 690/1000V, Trip unit ETU600 LSIG upgrade ready , colordisplay, bluetooth and USB interface, Protection LT, ST, INST, GFx, include N-protection, (internal N-sensor available), incl. trip alarm switch (1xCO), front connection double hole, without Com & metering function Manual operating mechanism with mechanical closing, without Spring charging motor, Ready-to-close signal. switch, Auxiliary switches 2NO+2NC, without Closing coil (CC), manual operating mechanism with mechanical closing, without Remote trip alarm reset coil (RR), without 2nd shunt trip, without 1st Shunt trip | 130000 | 1 | Z\ | 1
3WA1112-8AF21-0AA0 |  | fixed-mounted circuit breaker, IEC 60947-2, size 1, 4-pole, N pole on right, In=1250 A, breaking capacity E, up to 1000 V AC 50/60 Hz, Icc=85/50 kA at 690/1000 V, tripping unit ETU600 LSIG upgradeable, color display, Bluetooth, USB interface, basic protection LT, ST, INST, GFx, including protection of the N conductor (internal neutral point sensor available), trip alarm switch (1 x CO), connection at rear vertical, without Com & metering function Manual operating mechanism with mechanical closing, without Spring charging motor, Ready-to-close signal. switch, Auxiliary switches 2NO+2NC, without Closing coil (CC), manual operating mechanism with mechanical closing, without Remote trip alarm reset coil (RR), without 2nd shunt trip, without 1st Shunt trip | 125000 | 1 | Z\ | 1
3WA1112-8AF22-0AA0 |  | fixed-mounted circuit breaker, IEC 60947-2, size 1, 4-pole, N pole on right, In=1250 A, breaking capacity E, up to 1000 V AC 50/60 Hz, Icc=85/50 kA at 690/1000 V, tripping unit ETU600 LSIG upgradeable, color display, Bluetooth, USB interface, basic protection LT, ST, INST, GFx, including protection of the N conductor (internal neutral point sensor available), trip alarm switch (1 x CO), connection at rear horizontal without Com & metering function Manual operating mechanism with mechanical closing, without Spring charging motor, Ready-to-close signal. switch, Auxiliary switches 2NO+2NC, without Closing coil (CC), manual operating mechanism with mechanical closing, without Remote trip alarm reset coil (RR), without 2nd shunt trip, without 1st Shunt trip | 122000 | 1 | Z\ | 1
3WA1112-8AF23-0AA0 |  | fixed-mounted circuit breaker, IEC 60947-2, size 1, 4-pole, N pole on right, In=1250 A, breaking capacity E, up to 1000 V AC 50/60 Hz, Icc=85/50 kA at 690/1000 V, tripping unit ETU600 LSIG upgradeable, color display, Bluetooth, USB interface, basic protection LT, ST, INST, GFx, including protection of the N conductor (internal neutral point sensor available), trip alarm switch (1 x CO), front connection double hole, without Com & metering function Manual operating mechanism with mechanical closing, without Spring charging motor, Ready-to-close signal. switch, Auxiliary switches 2NO+2NC, without Closing coil (CC), manual operating mechanism with mechanical closing, without Remote trip alarm reset coil (RR), without 2nd shunt trip, without 1st Shunt trip | 130000 | 1 | Z\ | 1
3WA1112-8AF31-0AA0 |  | Withdrawable circuit breaker with guide frame, IEC 60947-2, frame size 1, 3-poles, In=1250A, breaking capacity E, up to 1000V AC 50/60Hz, Icu=85/50kA at 690/1000V, Trip unit ETU600 LSIG upgrade ready , colordisplay, bluetooth and USB interface, Protection LT, ST, INST, GFx, N-protection required an external N-sensor, incl. trip alarm switch (1xCO), rear connection vertical, guide frame with shutter and w/o position signalling switch, without Com & metering function Manual operating mechanism with mechanical closing, without Spring charging motor, Ready-to-close signal. switch, Auxiliary switches 2NO+2NC, without Closing coil (CC), manual operating mechanism with mechanical closing, without Remote trip alarm reset coil (RR), without 2nd shunt trip, without 1st Shunt trip | 134000 | 1 | Z\ | 1
3WA1112-8AF32-0AA0 |  | Withdrawable circuit breaker with guide frame, IEC 60947-2, frame size 1, 3-poles, In=1250A, breaking capacity E, up to 1000V AC 50/60Hz, Icu=85/50kA at 690/1000V, Trip unit ETU600 LSIG upgrade ready , colordisplay, bluetooth and USB interface, Protection LT, ST, INST, GFx, N-protection required an external N-sensor, incl. trip alarm switch (1xCO), rear connection horizontal, guide frame with shutter and w/o position signalling switch, without Com & metering function Manual operating mechanism with mechanical closing, without Spring charging motor, Ready-to-close signal. switch, Auxiliary switches 2NO+2NC, without Closing coil (CC), manual operating mechanism with mechanical closing, without Remote trip alarm reset coil (RR), without 2nd shunt trip, without 1st Shunt trip | 131000 | 1 | Z\ | 1
3WA1112-8AF33-0AA0 |  | Withdrawable circuit breaker with guide frame, IEC 60947-2, frame size 1, 3-poles, In=1250A, breaking capacity E, up to 1000V AC 50/60Hz, Icu=85/50kA at 690/1000V, Trip unit ETU600 LSIG upgrade ready , colordisplay, bluetooth and USB interface, Protection LT, ST, INST, GFx, N-protection required an external N-sensor, incl. trip alarm switch (1xCO), front connection double hole, guide frame with shutter and w/o position signalling switch, without Com & metering function Manual operating mechanism with mechanical closing, without Spring charging motor, Ready-to-close signal. switch, Auxiliary switches 2NO+2NC, without Closing coil (CC), manual operating mechanism with mechanical closing, without Remote trip alarm reset coil (RR), without 2nd shunt trip, without 1st Shunt trip | 140000 | 1 | Z\ | 1
3WA1112-8AF34-0AA0 |  | Withdrawable circuit breaker with guide frame, IEC 60947-2, frame size 1, 3-poles, In=1250A, breaking capacity E, up to 1000V AC 50/60Hz, Icu=85/50kA at 690/1000V, Trip unit ETU600 LSIG upgrade ready , colordisplay, bluetooth and USB interface, Protection LT, ST, INST, GFx, N-protection required an external N-sensor, incl. trip alarm switch (1xCO), rear connection flange, guide frame with shutter and w/o position signalling switch, without Com & metering function Manual operating mechanism with mechanical closing, without Spring charging motor, Ready-to-close signal. switch, Auxiliary switches 2NO+2NC, without Closing coil (CC), manual operating mechanism with mechanical closing, without Remote trip alarm reset coil (RR), without 2nd shunt trip, without 1st Shunt trip | 131000 | 1 | Z\ | 1
3WA1112-8AF41-0AA0 |  | Withdrawable circuit breaker with guide frame, IEC 60947-2, frame size 1, 4-poles, N-pole left, In=1250A, breaking capacity E, up to 1000V AC 50/60Hz, Icu=85/50kA at 690/1000V, Trip unit ETU600 LSIG upgrade ready , colordisplay, bluetooth and USB interface, Protection LT, ST, INST, GFx, include N-protection, (internal N-sensor available), incl. trip alarm switch (1xCO), rear connection vertical, guide frame with shutter and w/o position signalling switch, without Com & metering function Manual operating mechanism with mechanical closing, without Spring charging motor, Ready-to-close signal. switch, Auxiliary switches 2NO+2NC, without Closing coil (CC), manual operating mechanism with mechanical closing, without Remote trip alarm reset coil (RR), without 2nd shunt trip, without 1st Shunt trip | 174000 | 1 | Z\ | 1
3WA1112-8AF42-0AA0 |  | Withdrawable circuit breaker with guide frame, IEC 60947-2, frame size 1, 4-poles, N-pole left, In=1250A, breaking capacity E, up to 1000V AC 50/60Hz, Icu=85/50kA at 690/1000V, Trip unit ETU600 LSIG upgrade ready , colordisplay, bluetooth and USB interface, Protection LT, ST, INST, GFx, include N-protection, (internal N-sensor available), incl. trip alarm switch (1xCO), rear connection horizontal, guide frame with shutter and w/o position signalling switch, without Com & metering function Manual operating mechanism with mechanical closing, without Spring charging motor, Ready-to-close signal. switch, Auxiliary switches 2NO+2NC, without Closing coil (CC), manual operating mechanism with mechanical closing, without Remote trip alarm reset coil (RR), without 2nd shunt trip, without 1st Shunt trip | 170000 | 1 | Z\ | 1
3WA1112-8AF43-0AA0 |  | Withdrawable circuit breaker with guide frame, IEC 60947-2, frame size 1, 4-poles, N-pole left, In=1250A, breaking capacity E, up to 1000V AC 50/60Hz, Icu=85/50kA at 690/1000V, Trip unit ETU600 LSIG upgrade ready , colordisplay, bluetooth and USB interface, Protection LT, ST, INST, GFx, include N-protection, (internal N-sensor available), incl. trip alarm switch (1xCO), front connection double hole, guide frame with shutter and w/o position signalling switch, without Com & metering function Manual operating mechanism with mechanical closing, without Spring charging motor, Ready-to-close signal. switch, Auxiliary switches 2NO+2NC, without Closing coil (CC), manual operating mechanism with mechanical closing, without Remote trip alarm reset coil (RR), without 2nd shunt trip, without 1st Shunt trip | 182000 | 1 | Z\ | 1
3WA1112-8AF44-0AA0 |  | Withdrawable circuit breaker with guide frame, IEC 60947-2, frame size 1, 4-poles, N-pole left, In=1250A, breaking capacity E, up to 1000V AC 50/60Hz, Icu=85/50kA at 690/1000V, Trip unit ETU600 LSIG upgrade ready , colordisplay, bluetooth and USB interface, Protection LT, ST, INST, GFx, include N-protection, (internal N-sensor available), incl. trip alarm switch (1xCO), rear connection flange, guide frame with shutter and w/o position signalling switch, without Com & metering function Manual operating mechanism with mechanical closing, without Spring charging motor, Ready-to-close signal. switch, Auxiliary switches 2NO+2NC, without Closing coil (CC), manual operating mechanism with mechanical closing, without Remote trip alarm reset coil (RR), without 2nd shunt trip, without 1st Shunt trip | 170000 | 1 | Z\ | 1
3WA1112-8CA01-0AA0 |  | Non-automatic circuit breaker Fixed-mounted version, IEC 60947-2, frame size 1, 3-poles, In=1250A to 1000V AC 50/60Hz, breaking capacity E Icc=85/50kA at 690/1000V, without electr. trip unit ETU, rear connection vertical, able to communication, Manual operating mechanism with mechanical closing, without Spring charging motor, Ready-to-close signal. switch, Auxiliary switches 2NO+2NC, without Closing coil (CC), manual operating mechanism with mechanical closing, without Remote trip alarm reset coil (RR), without 2nd shunt trip, without 1st Shunt trip | 78030 | 1 | Z\ | 1
3WA1112-8CA02-0AA0 |  | Non-automatic circuit breaker Fixed-mounted version, IEC 60947-2, frame size 1, 3-poles, In=1250A to 1000V AC 50/60Hz, breaking capacity E Icc=85/50kA at 690/1000V, without electr. trip unit ETU, rear connection horizontal, able to communication, Manual operating mechanism with mechanical closing, without Spring charging motor, Ready-to-close signal. switch, Auxiliary switches 2NO+2NC, without Closing coil (CC), manual operating mechanism with mechanical closing, without Remote trip alarm reset coil (RR), without 2nd shunt trip, without 1st Shunt trip | 76030 | 1 | Z\ | 1
3WA1112-8CA03-0AA0 |  | Non-automatic circuit breaker Fixed-mounted version, IEC 60947-2, frame size 1, 3-poles, In=1250A to 1000V AC 50/60Hz, breaking capacity E Icc=85/50kA at 690/1000V, without electr. trip unit ETU, front connection double hole, able to communication, Manual operating mechanism with mechanical closing, without Spring charging motor, Ready-to-close signal. switch, Auxiliary switches 2NO+2NC, without Closing coil (CC), manual operating mechanism with mechanical closing, without Remote trip alarm reset coil (RR), without 2nd shunt trip, without 1st Shunt trip | 82030 | 1 | Z\ | 1
3WA1112-8CA11-0AA0 |  | Non-automatic circuit breaker Fixed-mounted version, IEC 60947-2, frame size 1, 4-poles, N-pole left, In=1250A to 1000V AC 50/60Hz, breaking capacity E Icc=85/50kA at 690/1000V, without electr. trip unit ETU, rear connection vertical, able to communication, Manual operating mechanism with mechanical closing, without Spring charging motor, Ready-to-close signal. switch, Auxiliary switches 2NO+2NC, without Closing coil (CC), manual operating mechanism with mechanical closing, without Remote trip alarm reset coil (RR), without 2nd shunt trip, without 1st Shunt trip | 101630 | 1 | Z\ | 1
3WA1112-8CA12-0AA0 |  | Non-automatic circuit breaker Fixed-mounted version, IEC 60947-2, frame size 1, 4-poles, N-pole left, In=1250A to 1000V AC 50/60Hz, breaking capacity E Icc=85/50kA at 690/1000V, without electr. trip unit ETU, rear connection horizontal, able to communication, Manual operating mechanism with mechanical closing, without Spring charging motor, Ready-to-close signal. switch, Auxiliary switches 2NO+2NC, without Closing coil (CC), manual operating mechanism with mechanical closing, without Remote trip alarm reset coil (RR), without 2nd shunt trip, without 1st Shunt trip | 98930 | 1 | Z\ | 1
3WA1112-8CA13-0AA0 |  | Non-automatic circuit breaker Fixed-mounted version, IEC 60947-2, frame size 1, 4-poles, N-pole left, In=1250A to 1000V AC 50/60Hz, breaking capacity E Icc=85/50kA at 690/1000V, without electr. trip unit ETU, front connection double hole, able to communication, Manual operating mechanism with mechanical closing, without Spring charging motor, Ready-to-close signal. switch, Auxiliary switches 2NO+2NC, without Closing coil (CC), manual operating mechanism with mechanical closing, without Remote trip alarm reset coil (RR), without 2nd shunt trip, without 1st Shunt trip | 106430 | 1 | Z\ | 1
3WA1112-8CA21-0AA0 |  | AC non-automatic air circuit breaker 3WA, fixed-mounted version, IEC 60947-2, size 1, 4-pole, N pole on right, In=1250 A up to 1000 AC 50/60 Hz, breaking capacity E, Icc=85/50 kA at 690/1000 V, without electronic trip unit ETU, connection at rear vertical, able to communication, Manual operating mechanism with mechanical closing, without Spring charging motor, Ready-to-close signal. switch, Auxiliary switches 2NO+2NC, without Closing coil (CC), manual operating mechanism with mechanical closing, without Remote trip alarm reset coil (RR), without 2nd shunt trip, without 1st Shunt trip | 101630 | 1 | Z\ | 1
3WA1112-8CA22-0AA0 |  | AC non-automatic air circuit breaker 3WA, fixed-mounted version, IEC 60947-2, size 1, 4-pole, N pole on right, In=1250 A up to 1000 AC 50/60 Hz, breaking capacity E, Icc=85/50 kA at 690/1000 V, without electronic trip unit ETU, connection at rear horizontal able to communication, Manual operating mechanism with mechanical closing, without Spring charging motor, Ready-to-close signal. switch, Auxiliary switches 2NO+2NC, without Closing coil (CC), manual operating mechanism with mechanical closing, without Remote trip alarm reset coil (RR), without 2nd shunt trip, without 1st Shunt trip | 98930 | 1 | Z\ | 1
3WA1112-8CA23-0AA0 |  | AC non-automatic air circuit breaker 3WA, fixed-mounted version, IEC 60947-2, size 1, 4-pole, N pole on right, In=1250 A up to 1000 AC 50/60 Hz, breaking capacity E, Icc=85/50 kA at 690/1000 V, without electronic trip unit ETU, front connection double hole, able to communication, Manual operating mechanism with mechanical closing, without Spring charging motor, Ready-to-close signal. switch, Auxiliary switches 2NO+2NC, without Closing coil (CC), manual operating mechanism with mechanical closing, without Remote trip alarm reset coil (RR), without 2nd shunt trip, without 1st Shunt trip | 106430 | 1 | Z\ | 1
3WA1112-8CA31-0AA0 |  | Non-automatic circuit breaker withdrawable version, with guide frame, IEC 60947-2, frame size 1, 3-poles, In=1250A to 1000V AC 50/60Hz, breaking capacity E Icc=85/50kA at 690/1000V, without electr. trip unit ETU, rear connection vertical, guide frame with shutter and w/o position signalling switch, able to communication, Manual operating mechanism with mechanical closing, without Spring charging motor, Ready-to-close signal. switch, Auxiliary switches 2NO+2NC, without Closing coil (CC), manual operating mechanism with mechanical closing, without Remote trip alarm reset coil (RR), without 2nd shunt trip, without 1st Shunt trip | 109430 | 1 | Z\ | 1
3WA1112-8CA32-0AA0 |  | Non-automatic circuit breaker withdrawable version, with guide frame, IEC 60947-2, frame size 1, 3-poles, In=1250A to 1000V AC 50/60Hz, breaking capacity E Icc=85/50kA at 690/1000V, without electr. trip unit ETU, rear connection horizontal, guide frame with shutter and w/o position signalling switch, able to communication, Manual operating mechanism with mechanical closing, without Spring charging motor, Ready-to-close signal. switch, Auxiliary switches 2NO+2NC, without Closing coil (CC), manual operating mechanism with mechanical closing, without Remote trip alarm reset coil (RR), without 2nd shunt trip, without 1st Shunt trip | 106430 | 1 | Z\ | 1
3WA1112-8CA33-0AA0 |  | Non-automatic circuit breaker withdrawable version, with guide frame, IEC 60947-2, frame size 1, 3-poles, In=1250A to 1000V AC 50/60Hz, breaking capacity E Icc=85/50kA at 690/1000V, without electr. trip unit ETU, front connection double hole, guide frame with shutter and w/o position signalling switch, able to communication, Manual operating mechanism with mechanical closing, without Spring charging motor, Ready-to-close signal. switch, Auxiliary switches 2NO+2NC, without Closing coil (CC), manual operating mechanism with mechanical closing, without Remote trip alarm reset coil (RR), without 2nd shunt trip, without 1st Shunt trip | 115430 | 1 | Z\ | 1
3WA1112-8CA34-0AA0 |  | Non-automatic circuit breaker withdrawable version, with guide frame, IEC 60947-2, frame size 1, 3-poles, In=1250A to 1000V AC 50/60Hz, breaking capacity E Icc=85/50kA at 690/1000V, without electr. trip unit ETU, rear connection flange, guide frame with shutter and w/o position signalling switch, able to communication, Manual operating mechanism with mechanical closing, without Spring charging motor, Ready-to-close signal. switch, Auxiliary switches 2NO+2NC, without Closing coil (CC), manual operating mechanism with mechanical closing, without Remote trip alarm reset coil (RR), without 2nd shunt trip, without 1st Shunt trip | 106430 | 1 | Z\ | 1
3WA1112-8CA41-0AA0 |  | Non-automatic circuit breaker withdrawable version, with guide frame, IEC 60947-2, frame size 1, 4-poles, N-pole left, In=1250A to 1000V AC 50/60Hz, breaking capacity E Icc=85/50kA at 690/1000V, without electr. trip unit ETU, rear connection vertical, guide frame with shutter and w/o position signalling switch, able to communication, Manual operating mechanism with mechanical closing, without Spring charging motor, Ready-to-close signal. switch, Auxiliary switches 2NO+2NC, without Closing coil (CC), manual operating mechanism with mechanical closing, without Remote trip alarm reset coil (RR), without 2nd shunt trip, without 1st Shunt trip | 143430 | 1 | Z\ | 1
3WA1112-8CA42-0AA0 |  | Non-automatic circuit breaker withdrawable version, with guide frame, IEC 60947-2, frame size 1, 4-poles, N-pole left, In=1250A to 1000V AC 50/60Hz, breaking capacity E Icc=85/50kA at 690/1000V, without electr. trip unit ETU, rear connection horizontal, guide frame with shutter and w/o position signalling switch, able to communication, Manual operating mechanism with mechanical closing, without Spring charging motor, Ready-to-close signal. switch, Auxiliary switches 2NO+2NC, without Closing coil (CC), manual operating mechanism with mechanical closing, without Remote trip alarm reset coil (RR), without 2nd shunt trip, without 1st Shunt trip | 139430 | 1 | Z\ | 1
3WA1112-8CA43-0AA0 |  | Non-automatic circuit breaker withdrawable version, with guide frame, IEC 60947-2, frame size 1, 4-poles, N-pole left, In=1250A to 1000V AC 50/60Hz, breaking capacity E Icc=85/50kA at 690/1000V, without electr. trip unit ETU, front connection double hole, guide frame with shutter and w/o position signalling switch, able to communication, Manual operating mechanism with mechanical closing, without Spring charging motor, Ready-to-close signal. switch, Auxiliary switches 2NO+2NC, without Closing coil (CC), manual operating mechanism with mechanical closing, without Remote trip alarm reset coil (RR), without 2nd shunt trip, without 1st Shunt trip | 150430 | 1 | Z\ | 1
3WA1112-8CA44-0AA0 |  | Non-automatic circuit breaker withdrawable version, with guide frame, IEC 60947-2, frame size 1, 4-poles, N-pole left, In=1250A to 1000V AC 50/60Hz, breaking capacity E Icc=85/50kA at 690/1000V, without electr. trip unit ETU, rear connection flange, guide frame with shutter and w/o position signalling switch, able to communication, Manual operating mechanism with mechanical closing, without Spring charging motor, Ready-to-close signal. switch, Auxiliary switches 2NO+2NC, without Closing coil (CC), manual operating mechanism with mechanical closing, without Remote trip alarm reset coil (RR), without 2nd shunt trip, without 1st Shunt trip | 139430 | 1 | Z\ | 1
3WA1116-2AA01-0AA0 |  | Non-automatic circuit breaker Fixed-mounted version, IEC 60947-2, frame size 1, 3-poles, In=1600A up to 690V AC 50/60Hz, breaking capacity N Icc=55/42kA at 500/690V, without electr. trip unit ETU, rear connection vertical, without Com & metering function Manual operating mechanism with mechanical closing, without Spring charging motor, Ready-to-close signal. switch, Auxiliary switches 2NO+2NC, without Closing coil (CC), manual operating mechanism with mechanical closing, without Remote trip alarm reset coil (RR), without 2nd shunt trip, without 1st Shunt trip | 79700 | 1 | Z\ | 1
3WA1116-2AA02-0AA0 |  | Non-automatic circuit breaker Fixed-mounted version, IEC 60947-2, frame size 1, 3-poles, In=1600A up to 690V AC 50/60Hz, breaking capacity N Icc=55/42kA at 500/690V, without electr. trip unit ETU, rear connection horizontal, without Com & metering function Manual operating mechanism with mechanical closing, without Spring charging motor, Ready-to-close signal. switch, Auxiliary switches 2NO+2NC, without Closing coil (CC), manual operating mechanism with mechanical closing, without Remote trip alarm reset coil (RR), without 2nd shunt trip, without 1st Shunt trip | 76800 | 1 | Z\ | 1
3WA1116-2AA03-0AA0 |  | Non-automatic circuit breaker Fixed-mounted version, IEC 60947-2, frame size 1, 3-poles, In=1600A up to 690V AC 50/60Hz, breaking capacity N Icc=55/42kA at 500/690V, without electr. trip unit ETU, front connection double hole, without Com & metering function Manual operating mechanism with mechanical closing, without Spring charging motor, Ready-to-close signal. switch, Auxiliary switches 2NO+2NC, without Closing coil (CC), manual operating mechanism with mechanical closing, without Remote trip alarm reset coil (RR), without 2nd shunt trip, without 1st Shunt trip | 85500 | 1 | Z\ | 1
3WA1116-2AA11-0AA0 |  | Non-automatic circuit breaker Fixed-mounted version, IEC 60947-2, frame size 1, 4-poles, N-pole left, In=1600A up to 690V AC 50/60Hz, breaking capacity N Icc=55/42kA at 500/690V, without electr. trip unit ETU, rear connection vertical, without Com & metering function Manual operating mechanism with mechanical closing, without Spring charging motor, Ready-to-close signal. switch, Auxiliary switches 2NO+2NC, without Closing coil (CC), manual operating mechanism with mechanical closing, without Remote trip alarm reset coil (RR), without 2nd shunt trip, without 1st Shunt trip | 105000 | 1 | Z\ | 1
3WA1116-2AA12-0AA0 |  | Non-automatic circuit breaker Fixed-mounted version, IEC 60947-2, frame size 1, 4-poles, N-pole left, In=1600A up to 690V AC 50/60Hz, breaking capacity N Icc=55/42kA at 500/690V, without electr. trip unit ETU, rear connection horizontal, without Com & metering function Manual operating mechanism with mechanical closing, without Spring charging motor, Ready-to-close signal. switch, Auxiliary switches 2NO+2NC, without Closing coil (CC), manual operating mechanism with mechanical closing, without Remote trip alarm reset coil (RR), without 2nd shunt trip, without 1st Shunt trip | 101000 | 1 | Z\ | 1
3WA1116-2AA13-0AA0 |  | Non-automatic circuit breaker Fixed-mounted version, IEC 60947-2, frame size 1, 4-poles, N-pole left, In=1600A up to 690V AC 50/60Hz, breaking capacity N Icc=55/42kA at 500/690V, without electr. trip unit ETU, front connection double hole, without Com & metering function Manual operating mechanism with mechanical closing, without Spring charging motor, Ready-to-close signal. switch, Auxiliary switches 2NO+2NC, without Closing coil (CC), manual operating mechanism with mechanical closing, without Remote trip alarm reset coil (RR), without 2nd shunt trip, without 1st Shunt trip | 113000 | 1 | Z\ | 1
3WA1116-2AA21-0AA0 |  | AC non-automatic air circuit breaker 3WA, fixed-mounted version, IEC 60947-2, size 1, 4-pole, N pole on right, In=1600 A up to 690 V AC 50/60 Hz, breaking capacity N, Icc=55/42 kA at 500/690 V, without electronic trip unit ETU, connection at rear vertical, without Com & metering function Manual operating mechanism with mechanical closing, without Spring charging motor, Ready-to-close signal. switch, Auxiliary switches 2NO+2NC, without Closing coil (CC), manual operating mechanism with mechanical closing, without Remote trip alarm reset coil (RR), without 2nd shunt trip, without 1st Shunt trip | 105000 | 1 | Z\ | 1
3WA1116-2AA22-0AA0 |  | AC non-automatic air circuit breaker 3WA, fixed-mounted version, IEC 60947-2, size 1, 4-pole, N pole on right, In=1600 A up to 690 V AC 50/60 Hz, breaking capacity N, Icc=55/42 kA at 500/690 V, without electronic trip unit ETU, connection at rear horizontal without Com & metering function Manual operating mechanism with mechanical closing, without Spring charging motor, Ready-to-close signal. switch, Auxiliary switches 2NO+2NC, without Closing coil (CC), manual operating mechanism with mechanical closing, without Remote trip alarm reset coil (RR), without 2nd shunt trip, without 1st Shunt trip | 101000 | 1 | Z\ | 1
3WA1116-2AA23-0AA0 |  | AC non-automatic air circuit breaker 3WA, fixed-mounted version, IEC 60947-2, size 1, 4-pole, N pole on right, In=1600 A up to 690 V AC 50/60 Hz, breaking capacity N, Icc=55/42 kA at 500/690 V, without electronic trip unit ETU, front connection double hole, without Com & metering function Manual operating mechanism with mechanical closing, without Spring charging motor, Ready-to-close signal. switch, Auxiliary switches 2NO+2NC, without Closing coil (CC), manual operating mechanism with mechanical closing, without Remote trip alarm reset coil (RR), without 2nd shunt trip, without 1st Shunt trip | 113000 | 1 | Z\ | 1
3WA1116-2AA31-0AA0 |  | Non-automatic circuit breaker withdrawable version, with guide frame, IEC 60947-2, frame size 1, 3-poles, In=1600A up to 690V AC 50/60Hz, breaking capacity N Icc=55/42kA at 500/690V, without electr. trip unit ETU, rear connection vertical, guide frame with shutter and w/o position signalling switch, without Com & metering function Manual operating mechanism with mechanical closing, without Spring charging motor, Ready-to-close signal. switch, Auxiliary switches 2NO+2NC, without Closing coil (CC), manual operating mechanism with mechanical closing, without Remote trip alarm reset coil (RR), without 2nd shunt trip, without 1st Shunt trip | 105000 | 1 | Z\ | 1
3WA1116-2AA32-0AA0 |  | Non-automatic circuit breaker withdrawable version, with guide frame, IEC 60947-2, frame size 1, 3-poles, In=1600A up to 690V AC 50/60Hz, breaking capacity N Icc=55/42kA at 500/690V, without electr. trip unit ETU, rear connection horizontal, guide frame with shutter and w/o position signalling switch, without Com & metering function Manual operating mechanism with mechanical closing, without Spring charging motor, Ready-to-close signal. switch, Auxiliary switches 2NO+2NC, without Closing coil (CC), manual operating mechanism with mechanical closing, without Remote trip alarm reset coil (RR), without 2nd shunt trip, without 1st Shunt trip | 102000 | 1 | Z\ | 1
3WA1116-2AA32-0DD0-Z | R55S33T40 | Non-automatic circuit breaker withdrawable version, with guide frame, IEC 60947-2, frame size 1, 3-poles, In=1600A up to 690V AC 50/60Hz, breaking capacity N Icc=55/42kA at 500/690V, without electr. trip unit ETU, rear connection horizontal, guide frame with shutter and w/o position signalling switch, without Com & metering function Manual operating mechanism with mechanical closing, without Spring charging motor, Ready-to-close signal. switch, Auxiliary switches 2NO+2NC, Closing coil (CC) 100% OP 110-127 V AC / 110-125 V DC, applicable for continuous duty, without Remote trip alarm reset coil (RR), Shunt trip (ST2) 100% OP 110-127 V AC / 110-125 V DC, suitable for continuous duty, without 1st Shunt trip Option R55 = Mutual mechanical interlocking with 2 m bowden cable for circuit breakers in withdraw- able design necessary once for each circuit breaker. Option S33 = Locking provision for Padlock device for charging handle padlocks are not included Option T40 = Door sealing frame IP41 | 121300 | 1 | Z\ | 1
3WA1116-2AA32-0DD0-Z | S33T40 | Non-automatic circuit breaker withdrawable version, with guide frame, IEC 60947-2, frame size 1, 3-poles, In=1600A up to 690V AC 50/60Hz, breaking capacity N Icc=55/42kA at 500/690V, without electr. trip unit ETU, rear connection horizontal, guide frame with shutter and w/o position signalling switch, without Com & metering function Manual operating mechanism with mechanical closing, without Spring charging motor, Ready-to-close signal. switch, Auxiliary switches 2NO+2NC, Closing coil (CC) 100% OP 110-127 V AC / 110-125 V DC, applicable for continuous duty, without Remote trip alarm reset coil (RR), Shunt trip (ST2) 100% OP 110-127 V AC / 110-125 V DC, suitable for continuous duty, without 1st Shunt trip Option S33 = Locking provision for Padlock device for charging handle padlocks are not included Option T40 = Door sealing frame IP41 | 112940 | 1 | Z\ | 1
3WA1116-2AA33-0AA0 |  | Non-automatic circuit breaker withdrawable version, with guide frame, IEC 60947-2, frame size 1, 3-poles, In=1600A up to 690V AC 50/60Hz, breaking capacity N Icc=55/42kA at 500/690V, without electr. trip unit ETU, front connection double hole, guide frame with shutter and w/o position signalling switch, without Com & metering function Manual operating mechanism with mechanical closing, without Spring charging motor, Ready-to-close signal. switch, Auxiliary switches 2NO+2NC, without Closing coil (CC), manual operating mechanism with mechanical closing, without Remote trip alarm reset coil (RR), without 2nd shunt trip, without 1st Shunt trip | 110000 | 1 | Z\ | 1
3WA1116-2AA34-0AA0 |  | Non-automatic circuit breaker withdrawable version, with guide frame, IEC 60947-2, frame size 1, 3-poles, In=1600A up to 690V AC 50/60Hz, breaking capacity N Icc=55/42kA at 500/690V, without electr. trip unit ETU, rear connection flange, guide frame with shutter and w/o position signalling switch, without Com & metering function Manual operating mechanism with mechanical closing, without Spring charging motor, Ready-to-close signal. switch, Auxiliary switches 2NO+2NC, without Closing coil (CC), manual operating mechanism with mechanical closing, without Remote trip alarm reset coil (RR), without 2nd shunt trip, without 1st Shunt trip | 102000 | 1 | Z\ | 1
3WA1116-2AA34-1DD0-Z | S33T40 | Non-automatic circuit breaker withdrawable version, with guide frame, IEC 60947-2, frame size 1, 3-poles, In=1600A up to 690V AC 50/60Hz, breaking capacity N Icc=55/42kA at 500/690V, without electr. trip unit ETU, rear connection flange, guide frame with shutter and w/o position signalling switch, without Com & metering function Manual operating mechanism with mechanical closing, without Spring charging motor, Ready-to-close signal. switch, Auxiliary switches 4NO+4NC, Closing coil (CC) 100% OP 110-127 V AC / 110-125 V DC, applicable for continuous duty, without Remote trip alarm reset coil (RR), Shunt trip (ST2) 100% OP 110-127 V AC / 110-125 V DC, suitable for continuous duty, without 1st Shunt trip Option S33 = Locking provision for Padlock device for charging handle padlocks are not included Option T40 = Door sealing frame IP41 | 116120 | 1 | Z\ | 1
3WA1116-2AA41-0AA0 |  | Non-automatic circuit breaker withdrawable version, with guide frame, IEC 60947-2, frame size 1, 4-poles, N-pole left, In=1600A up to 690V AC 50/60Hz, breaking capacity N Icc=55/42kA at 500/690V, without electr. trip unit ETU, rear connection vertical, guide frame with shutter and w/o position signalling switch, without Com & metering function Manual operating mechanism with mechanical closing, without Spring charging motor, Ready-to-close signal. switch, Auxiliary switches 2NO+2NC, without Closing coil (CC), manual operating mechanism with mechanical closing, without Remote trip alarm reset coil (RR), without 2nd shunt trip, without 1st Shunt trip | 138000 | 1 | Z\ | 1
3WA1116-2AA42-0AA0 |  | Non-automatic circuit breaker withdrawable version, with guide frame, IEC 60947-2, frame size 1, 4-poles, N-pole left, In=1600A up to 690V AC 50/60Hz, breaking capacity N Icc=55/42kA at 500/690V, without electr. trip unit ETU, rear connection horizontal, guide frame with shutter and w/o position signalling switch, without Com & metering function Manual operating mechanism with mechanical closing, without Spring charging motor, Ready-to-close signal. switch, Auxiliary switches 2NO+2NC, without Closing coil (CC), manual operating mechanism with mechanical closing, without Remote trip alarm reset coil (RR), without 2nd shunt trip, without 1st Shunt trip | 134000 | 1 | Z\ | 1
3WA1116-2AA43-0AA0 |  | Non-automatic circuit breaker withdrawable version, with guide frame, IEC 60947-2, frame size 1, 4-poles, N-pole left, In=1600A up to 690V AC 50/60Hz, breaking capacity N Icc=55/42kA at 500/690V, without electr. trip unit ETU, front connection double hole, guide frame with shutter and w/o position signalling switch, without Com & metering function Manual operating mechanism with mechanical closing, without Spring charging motor, Ready-to-close signal. switch, Auxiliary switches 2NO+2NC, without Closing coil (CC), manual operating mechanism with mechanical closing, without Remote trip alarm reset coil (RR), without 2nd shunt trip, without 1st Shunt trip | 146000 | 1 | Z\ | 1
3WA1116-2AA44-0AA0 |  | Non-automatic circuit breaker withdrawable version, with guide frame, IEC 60947-2, frame size 1, 4-poles, N-pole left, In=1600A up to 690V AC 50/60Hz, breaking capacity N Icc=55/42kA at 500/690V, without electr. trip unit ETU, rear connection flange, guide frame with shutter and w/o position signalling switch, without Com & metering function Manual operating mechanism with mechanical closing, without Spring charging motor, Ready-to-close signal. switch, Auxiliary switches 2NO+2NC, without Closing coil (CC), manual operating mechanism with mechanical closing, without Remote trip alarm reset coil (RR), without 2nd shunt trip, without 1st Shunt trip | 134000 | 1 | Z\ | 1
3WA1116-2AB01-0AA0 |  | Fixed-mounted circuit breaker IEC 60947-2, frame size 1, 3-poles, In=1600A up to 690V AC 50/60Hz, breaking capacity N Icu=55/42kA at 500/690V, Trip unit ETU300 LSI optimized for standard applica- tions, without display Protection LT, ST, INST, N-protection required an external N-sensor, incl. trip alarm switch (1xCO), rear connection vertical, without Com & metering function Manual operating mechanism with mechanical closing, without Spring charging motor, Ready-to-close signal. switch, Auxiliary switches 2NO+2NC, without Closing coil (CC), manual operating mechanism with mechanical closing, without Remote trip alarm reset coil (RR), without 2nd shunt trip, without 1st Shunt trip | 88000 | 1 | Z\ | 1
3WA1116-2AB02-0AA0 |  | Fixed-mounted circuit breaker IEC 60947-2, frame size 1, 3-poles, In=1600A up to 690V AC 50/60Hz, breaking capacity N Icu=55/42kA at 500/690V, Trip unit ETU300 LSI optimized for standard applica- tions, without display Protection LT, ST, INST, N-protection required an external N-sensor, incl. trip alarm switch (1xCO), rear connection horizontal, without Com & metering function Manual operating mechanism with mechanical closing, without Spring charging motor, Ready-to-close signal. switch, Auxiliary switches 2NO+2NC, without Closing coil (CC), manual operating mechanism with mechanical closing, without Remote trip alarm reset coil (RR), without 2nd shunt trip, without 1st Shunt trip | 85200 | 1 | Z\ | 1
3WA1116-2AB02-0AA0-Z | S07T40 | Fixed-mounted circuit breaker IEC 60947-2, frame size 1, 3-poles, In=1600A up to 690V AC 50/60Hz, breaking capacity N Icu=55/42kA at 500/690V, Trip unit ETU300 LSI optimized for standard applica- tions, without display Protection LT, ST, INST, N-protection required an external N-sensor, incl. trip alarm switch (1xCO), rear connection horizontal, without Com & metering function Manual operating mechanism with mechanical closing, without Spring charging motor, Ready-to-close signal. switch, Auxiliary switches 2NO+2NC, without Closing coil (CC), manual operating mechanism with mechanical closing, without Remote trip alarm reset coil (RR), without 2nd shunt trip, without 1st Shunt trip Option S07 = Locking provision against unauthorized closing Secured Open; for padlock device Padlocks are not included. Option T40 = Door sealing frame IP41 | 89100 | 1 | Z\ | 1
3WA1116-2AB02-0AA1-Z | T40 | Fixed-mounted circuit breaker IEC 60947-2, frame size 1, 3-poles, In=1600A up to 690V AC 50/60Hz, breaking capacity N Icu=55/42kA at 500/690V, Trip unit ETU300 LSI optimized for standard applica- tions, without display Protection LT, ST, INST, N-protection required an external N-sensor, incl. trip alarm switch (1xCO), rear connection horizontal, without Com & metering function Manual operating mechanism with mechanical closing, without Spring charging motor, Ready-to-close signal. switch, Auxiliary switches 2NO+2NC, without Closing coil (CC), manual operating mechanism with mechanical closing, without Remote trip alarm reset coil (RR), without 2nd shunt trip, Shunt trip (ST) 100% OP 24-30 V DC, suitable for continuous duty, Option T40 = Door sealing frame IP41 | 90930 | 1 | Z\ | 1
3WA1116-2AB02-0AA3 |  | Fixed-mounted circuit breaker IEC 60947-2, frame size 1, 3-poles, In=1600A up to 690V AC 50/60Hz, breaking capacity N Icu=55/42kA at 500/690V, Trip unit ETU300 LSI optimized for standard applica- tions, without display Protection LT, ST, INST, N-protection required an external N-sensor, incl. trip alarm switch (1xCO), rear connection horizontal, without Com & metering function Manual operating mechanism with mechanical closing, without Spring charging motor, Ready-to-close signal. switch, Auxiliary switches 2NO+2NC, without Closing coil (CC), manual operating mechanism with mechanical closing, without Remote trip alarm reset coil (RR), without 2nd shunt trip, Shunt trip (ST) 100% OP 110-127 V AC / 110-125 V DC, suitable for continuous duty, | 88290 | 1 | Z\ | 1
3WA1116-2AB02-0AA3-Z | T40 | Fixed-mounted circuit breaker IEC 60947-2, frame size 1, 3-poles, In=1600A up to 690V AC 50/60Hz, breaking capacity N Icu=55/42kA at 500/690V, Trip unit ETU300 LSI optimized for standard applica- tions, without display Protection LT, ST, INST, N-protection required an external N-sensor, incl. trip alarm switch (1xCO), rear connection horizontal, without Com & metering function Manual operating mechanism with mechanical closing, without Spring charging motor, Ready-to-close signal. switch, Auxiliary switches 2NO+2NC, without Closing coil (CC), manual operating mechanism with mechanical closing, without Remote trip alarm reset coil (RR), without 2nd shunt trip, Shunt trip (ST) 100% OP 110-127 V AC / 110-125 V DC, suitable for continuous duty, Option T40 = Door sealing frame IP41 | 90930 | 1 | Z\ | 1
3WA1116-2AB02-0AA4 |  | Fixed-mounted circuit breaker IEC 60947-2, frame size 1, 3-poles, In=1600A up to 690V AC 50/60Hz, breaking capacity N Icu=55/42kA at 500/690V, Trip unit ETU300 LSI optimized for standard applica- tions, without display Protection LT, ST, INST, N-protection required an external N-sensor, incl. trip alarm switch (1xCO), rear connection horizontal, without Com & metering function Manual operating mechanism with mechanical closing, without Spring charging motor, Ready-to-close signal. switch, Auxiliary switches 2NO+2NC, without Closing coil (CC), manual operating mechanism with mechanical closing, without Remote trip alarm reset coil (RR), without 2nd shunt trip, Shunt trip (ST) 100% OP 208-240 V AC / 220-250 V DC, suitable for continuous duty, | 88290 | 1 | Z\ | 1
3WA1116-2AB03-0AA0 |  | Fixed-mounted circuit breaker IEC 60947-2, frame size 1, 3-poles, In=1600A up to 690V AC 50/60Hz, breaking capacity N Icu=55/42kA at 500/690V, Trip unit ETU300 LSI optimized for standard applica- tions, without display Protection LT, ST, INST, N-protection required an external N-sensor, incl. trip alarm switch (1xCO), front connection double hole, without Com & metering function Manual operating mechanism with mechanical closing, without Spring charging motor, Ready-to-close signal. switch, Auxiliary switches 2NO+2NC, without Closing coil (CC), manual operating mechanism with mechanical closing, without Remote trip alarm reset coil (RR), without 2nd shunt trip, without 1st Shunt trip | 93800 | 1 | Z\ | 1
3WA1116-2AB11-0AA0 |  | Fixed-mounted circuit breaker IEC 60947-2, frame size 1, 4-poles, N-pole left, In=1600A up to 690V AC 50/60Hz, breaking capacity N Icu=55/42kA at 500/690V, Trip unit ETU300 LSI optimized for standard applica- tions, without display Protection LT, ST, INST, include N-protection, (internal N-sensor available), incl. trip alarm switch (1xCO), rear connection vertical, without Com & metering function Manual operating mechanism with mechanical closing, without Spring charging motor, Ready-to-close signal. switch, Auxiliary switches 2NO+2NC, without Closing coil (CC), manual operating mechanism with mechanical closing, without Remote trip alarm reset coil (RR), without 2nd shunt trip, without 1st Shunt trip | 118000 | 1 | Z\ | 1
3WA1116-2AB11-8EA4-Z | S55T40 | Fixed-mounted circuit breaker IEC 60947-2, frame size 1, 4-poles, N-pole left, In=1600A up to 690V AC 50/60Hz, breaking capacity N Icu=55/42kA at 500/690V, Trip unit ETU300 LSI optimized for standard applica- tions, without display Protection LT, ST, INST, include N-protection, (internal N-sensor available), incl. trip alarm switch (1xCO), rear connection vertical, without Com & metering function with manual and motorized operating mechanism (M) 208-240 V AC / 220-250 V DC, Storage status and ready-to- close signaling switches, Auxiliary switches 4NO+4NC, Closing coil (CC) 100% OP 208-240 V AC / 220-250 V DC, applicable for continuous duty, without Remote trip alarm reset coil (RR), without 2nd shunt trip, Shunt trip (ST) 100% OP 208-240 V AC / 220-250 V DC, suitable for continuous duty, Option S55 = Mutual mechanical interlocking with 2 m bowden cable for circuit breakers in fixed- mounted design necessary once for each circuit breaker. Option T40 = Door sealing frame IP41 | 153380 | 1 | Z\ | 1
3WA1116-2AB12-0AA0 |  | Fixed-mounted circuit breaker IEC 60947-2, frame size 1, 4-poles, N-pole left, In=1600A up to 690V AC 50/60Hz, breaking capacity N Icu=55/42kA at 500/690V, Trip unit ETU300 LSI optimized for standard applica- tions, without display Protection LT, ST, INST, include N-protection, (internal N-sensor available), incl. trip alarm switch (1xCO), rear connection horizontal, without Com & metering function Manual operating mechanism with mechanical closing, without Spring charging motor, Ready-to-close signal. switch, Auxiliary switches 2NO+2NC, without Closing coil (CC), manual operating mechanism with mechanical closing, without Remote trip alarm reset coil (RR), without 2nd shunt trip, without 1st Shunt trip | 114000 | 1 | Z\ | 1
3WA1116-2AB13-0AA0 |  | Fixed-mounted circuit breaker IEC 60947-2, frame size 1, 4-poles, N-pole left, In=1600A up to 690V AC 50/60Hz, breaking capacity N Icu=55/42kA at 500/690V, Trip unit ETU300 LSI optimized for standard applica- tions, without display Protection LT, ST, INST, include N-protection, (internal N-sensor available), incl. trip alarm switch (1xCO), front connection double hole, without Com & metering function Manual operating mechanism with mechanical closing, without Spring charging motor, Ready-to-close signal. switch, Auxiliary switches 2NO+2NC, without Closing coil (CC), manual operating mechanism with mechanical closing, without Remote trip alarm reset coil (RR), without 2nd shunt trip, without 1st Shunt trip | 126000 | 1 | Z\ | 1
3WA1116-2AB21-0AA0 |  | fixed-mounted circuit breaker, IEC 60947-2, size 1, 4-pole, N pole on right, In=1600 A up to 690 V AC 50/60 Hz, breaking capacity N Icc=55/42 kA at 500/690 V, tripping unit ETU300 LSI optimized for standard applications, without display, basic protection LT, ST, INST, including protection of the N conductor (internal neutral point sensor available) trip alarm switch (1 x CO), connection at rear vertical, without Com & metering function Manual operating mechanism with mechanical closing, without Spring charging motor, Ready-to-close signal. switch, Auxiliary switches 2NO+2NC, without Closing coil (CC), manual operating mechanism with mechanical closing, without Remote trip alarm reset coil (RR), without 2nd shunt trip, without 1st Shunt trip | 118000 | 1 | Z\ | 1
3WA1116-2AB22-0AA0 |  | fixed-mounted circuit breaker, IEC 60947-2, size 1, 4-pole, N pole on right, In=1600 A up to 690 V AC 50/60 Hz, breaking capacity N Icc=55/42 kA at 500/690 V, tripping unit ETU300 LSI optimized for standard applications, without display, basic protection LT, ST, INST, including protection of the N conductor (internal neutral point sensor available) trip alarm switch (1 x CO), connection at rear horizontal without Com & metering function Manual operating mechanism with mechanical closing, without Spring charging motor, Ready-to-close signal. switch, Auxiliary switches 2NO+2NC, without Closing coil (CC), manual operating mechanism with mechanical closing, without Remote trip alarm reset coil (RR), without 2nd shunt trip, without 1st Shunt trip | 114000 | 1 | Z\ | 1
3WA1116-2AB23-0AA0 |  | fixed-mounted circuit breaker, IEC 60947-2, size 1, 4-pole, N pole on right, In=1600 A up to 690 V AC 50/60 Hz, breaking capacity N Icc=55/42 kA at 500/690 V, tripping unit ETU300 LSI optimized for standard applications, without display, basic protection LT, ST, INST, including protection of the N conductor (internal neutral point sensor available) trip alarm switch (1 x CO), front connection double hole, without Com & metering function Manual operating mechanism with mechanical closing, without Spring charging motor, Ready-to-close signal. switch, Auxiliary switches 2NO+2NC, without Closing coil (CC), manual operating mechanism with mechanical closing, without Remote trip alarm reset coil (RR), without 2nd shunt trip, without 1st Shunt trip | 126000 | 1 | Z\ | 1
3WA1116-2AB31-0AA0 |  | Withdrawable circuit breaker with guide frame, IEC 60947-2, frame size 1, 3-poles, In=1600A up to 690V AC 50/60Hz, breaking capacity N Icu=55/42kA at 500/690V, Trip unit ETU300 LSI optimized for standard applica- tions, without display Protection LT, ST, INST, N-protection required an external N-sensor, incl. trip alarm switch (1xCO), rear connection vertical, guide frame with shutter and w/o position signalling switch, without Com & metering function Manual operating mechanism with mechanical closing, without Spring charging motor, Ready-to-close signal. switch, Auxiliary switches 2NO+2NC, without Closing coil (CC), manual operating mechanism with mechanical closing, without Remote trip alarm reset coil (RR), without 2nd shunt trip, without 1st Shunt trip | 117000 | 1 | Z\ | 1
3WA1116-2AB32-0AA0 |  | Withdrawable circuit breaker with guide frame, IEC 60947-2, frame size 1, 3-poles, In=1600A up to 690V AC 50/60Hz, breaking capacity N Icu=55/42kA at 500/690V, Trip unit ETU300 LSI optimized for standard applica- tions, without display Protection LT, ST, INST, N-protection required an external N-sensor, incl. trip alarm switch (1xCO), rear connection horizontal, guide frame with shutter and w/o position signalling switch, without Com & metering function Manual operating mechanism with mechanical closing, without Spring charging motor, Ready-to-close signal. switch, Auxiliary switches 2NO+2NC, without Closing coil (CC), manual operating mechanism with mechanical closing, without Remote trip alarm reset coil (RR), without 2nd shunt trip, without 1st Shunt trip | 114000 | 1 | Z\ | 1
3WA1116-2AB32-8BA1-Z | C01R55T40 | Withdrawable circuit breaker with guide frame, IEC 60947-2, frame size 1, 3-poles, In=1600A up to 690V AC 50/60Hz, breaking capacity N Icu=55/42kA at 500/690V, Trip unit ETU300 LSI optimized for standard applica- tions, without display Protection LT, ST, INST, N-protection required an external N-sensor, incl. trip alarm switch (1xCO), rear connection horizontal, guide frame with shutter and w/o position signalling switch, without Com & metering function with manual and motorized operating mechanism (M) 208-240 V AC / 220-250 V DC, Storage status and ready-to- close signaling switches, Auxiliary switches 4NO+4NC, Closing coil (CC) 100% OP 24-30 V DC, applicable for continuous duty, without Remote trip alarm reset coil (RR), without 2nd shunt trip, Shunt trip (ST) 100% OP 24-30 V DC, suitable for continuous duty, Option C01 = Operations counter for circuit breaker Option R55 = Mutual mechanical interlocking with 2 m bowden cable for circuit breakers in withdraw- able design necessary once for each circuit breaker. Option T40 = Door sealing frame IP41 | 153160 | 1 | Z\ | 1
3WA1116-2AB33-0AA0 |  | Withdrawable circuit breaker with guide frame, IEC 60947-2, frame size 1, 3-poles, In=1600A up to 690V AC 50/60Hz, breaking capacity N Icu=55/42kA at 500/690V, Trip unit ETU300 LSI optimized for standard applica- tions, without display Protection LT, ST, INST, N-protection required an external N-sensor, incl. trip alarm switch (1xCO), front connection double hole, guide frame with shutter and w/o position signalling switch, without Com & metering function Manual operating mechanism with mechanical closing, without Spring charging motor, Ready-to-close signal. switch, Auxiliary switches 2NO+2NC, without Closing coil (CC), manual operating mechanism with mechanical closing, without Remote trip alarm reset coil (RR), without 2nd shunt trip, without 1st Shunt trip | 123000 | 1 | Z\ | 1
3WA1116-2AB34-0AA0 |  | Withdrawable circuit breaker with guide frame, IEC 60947-2, frame size 1, 3-poles, In=1600A up to 690V AC 50/60Hz, breaking capacity N Icu=55/42kA at 500/690V, Trip unit ETU300 LSI optimized for standard applica- tions, without display Protection LT, ST, INST, N-protection required an external N-sensor, incl. trip alarm switch (1xCO), rear connection flange, guide frame with shutter and w/o position signalling switch, without Com & metering function Manual operating mechanism with mechanical closing, without Spring charging motor, Ready-to-close signal. switch, Auxiliary switches 2NO+2NC, without Closing coil (CC), manual operating mechanism with mechanical closing, without Remote trip alarm reset coil (RR), without 2nd shunt trip, without 1st Shunt trip | 114000 | 1 | Z\ | 1
3WA1116-2AB34-0AA3-Z | S08S33T40 | Withdrawable circuit breaker with guide frame, IEC 60947-2, frame size 1, 3-poles, In=1600A up to 690V AC 50/60Hz, breaking capacity N Icu=55/42kA at 500/690V, Trip unit ETU300 LSI optimized for standard applica- tions, without display Protection LT, ST, INST, N-protection required an external N-sensor, incl. trip alarm switch (1xCO), rear connection flange, guide frame with shutter and w/o position signalling switch, without Com & metering function Manual operating mechanism with mechanical closing, without Spring charging motor, Ready-to-close signal. switch, Auxiliary switches 2NO+2NC, without Closing coil (CC), manual operating mechanism with mechanical closing, without Remote trip alarm reset coil (RR), without 2nd shunt trip, Shunt trip (ST) 100% OP 110-127 V AC / 110-125 V DC, suitable for continuous duty, Option S08 = Locking provision against unauthorized closing Secured Open; for with Ronis lock Option S33 = Locking provision for Padlock device for charging handle padlocks are not included Option T40 = Door sealing frame IP41 | 124850 | 1 | Z\ | 1
3WA1116-2AB41-0AA0 |  | Withdrawable circuit breaker with guide frame, IEC 60947-2, frame size 1, 4-poles, N-pole left, In=1600A up to 690V AC 50/60Hz, breaking capacity N Icu=55/42kA at 500/690V, Trip unit ETU300 LSI optimized for standard applica- tions, without display Protection LT, ST, INST, include N-protection, (internal N-sensor available), incl. trip alarm switch (1xCO), rear connection vertical, guide frame with shutter and w/o position signalling switch, without Com & metering function Manual operating mechanism with mechanical closing, without Spring charging motor, Ready-to-close signal. switch, Auxiliary switches 2NO+2NC, without Closing coil (CC), manual operating mechanism with mechanical closing, without Remote trip alarm reset coil (RR), without 2nd shunt trip, without 1st Shunt trip | 157000 | 1 | Z\ | 1
3WA1116-2AB42-0AA0 |  | Withdrawable circuit breaker with guide frame, IEC 60947-2, frame size 1, 4-poles, N-pole left, In=1600A up to 690V AC 50/60Hz, breaking capacity N Icu=55/42kA at 500/690V, Trip unit ETU300 LSI optimized for standard applica- tions, without display Protection LT, ST, INST, include N-protection, (internal N-sensor available), incl. trip alarm switch (1xCO), rear connection horizontal, guide frame with shutter and w/o position signalling switch, without Com & metering function Manual operating mechanism with mechanical closing, without Spring charging motor, Ready-to-close signal. switch, Auxiliary switches 2NO+2NC, without Closing coil (CC), manual operating mechanism with mechanical closing, without Remote trip alarm reset coil (RR), without 2nd shunt trip, without 1st Shunt trip | 153000 | 1 | Z\ | 1
3WA1116-2AB43-0AA0 |  | Withdrawable circuit breaker with guide frame, IEC 60947-2, frame size 1, 4-poles, N-pole left, In=1600A up to 690V AC 50/60Hz, breaking capacity N Icu=55/42kA at 500/690V, Trip unit ETU300 LSI optimized for standard applica- tions, without display Protection LT, ST, INST, include N-protection, (internal N-sensor available), incl. trip alarm switch (1xCO), front connection double hole, guide frame with shutter and w/o position signalling switch, without Com & metering function Manual operating mechanism with mechanical closing, without Spring charging motor, Ready-to-close signal. switch, Auxiliary switches 2NO+2NC, without Closing coil (CC), manual operating mechanism with mechanical closing, without Remote trip alarm reset coil (RR), without 2nd shunt trip, without 1st Shunt trip | 164000 | 1 | Z\ | 1
3WA1116-2AB44-0AA0 |  | Withdrawable circuit breaker with guide frame, IEC 60947-2, frame size 1, 4-poles, N-pole left, In=1600A up to 690V AC 50/60Hz, breaking capacity N Icu=55/42kA at 500/690V, Trip unit ETU300 LSI optimized for standard applica- tions, without display Protection LT, ST, INST, include N-protection, (internal N-sensor available), incl. trip alarm switch (1xCO), rear connection flange, guide frame with shutter and w/o position signalling switch, without Com & metering function Manual operating mechanism with mechanical closing, without Spring charging motor, Ready-to-close signal. switch, Auxiliary switches 2NO+2NC, without Closing coil (CC), manual operating mechanism with mechanical closing, without Remote trip alarm reset coil (RR), without 2nd shunt trip, without 1st Shunt trip | 153000 | 1 | Z\ | 1
3WA1116-2AC01-0AA0 |  | Fixed-mounted circuit breaker IEC 60947-2, frame size 1, 3-poles, In=1600A up to 690V AC 50/60Hz, breaking capacity N Icu=55/42kA at 500/690V, Trip unit ETU300 LSIG optimized for standard applica- tions, without display Protection LT, ST, INST, GF, N-protection required an external N-sensor, incl. trip alarm switch (1xCO), rear connection vertical, without Com & metering function Manual operating mechanism with mechanical closing, without Spring charging motor, Ready-to-close signal. switch, Auxiliary switches 2NO+2NC, without Closing coil (CC), manual operating mechanism with mechanical closing, without Remote trip alarm reset coil (RR), without 2nd shunt trip, without 1st Shunt trip | 94200 | 1 | Z\ | 1
3WA1116-2AC02-0AA0 |  | Fixed-mounted circuit breaker IEC 60947-2, frame size 1, 3-poles, In=1600A up to 690V AC 50/60Hz, breaking capacity N Icu=55/42kA at 500/690V, Trip unit ETU300 LSIG optimized for standard applica- tions, without display Protection LT, ST, INST, GF, N-protection required an external N-sensor, incl. trip alarm switch (1xCO), rear connection horizontal, without Com & metering function Manual operating mechanism with mechanical closing, without Spring charging motor, Ready-to-close signal. switch, Auxiliary switches 2NO+2NC, without Closing coil (CC), manual operating mechanism with mechanical closing, without Remote trip alarm reset coil (RR), without 2nd shunt trip, without 1st Shunt trip | 91300 | 1 | Z\ | 1
3WA1116-2AC03-0AA0 |  | Fixed-mounted circuit breaker IEC 60947-2, frame size 1, 3-poles, In=1600A up to 690V AC 50/60Hz, breaking capacity N Icu=55/42kA at 500/690V, Trip unit ETU300 LSIG optimized for standard applica- tions, without display Protection LT, ST, INST, GF, N-protection required an external N-sensor, incl. trip alarm switch (1xCO), front connection double hole, without Com & metering function Manual operating mechanism with mechanical closing, without Spring charging motor, Ready-to-close signal. switch, Auxiliary switches 2NO+2NC, without Closing coil (CC), manual operating mechanism with mechanical closing, without Remote trip alarm reset coil (RR), without 2nd shunt trip, without 1st Shunt trip | 99900 | 1 | Z\ | 1
3WA1116-2AC11-0AA0 |  | Fixed-mounted circuit breaker IEC 60947-2, frame size 1, 4-poles, N-pole left, In=1600A up to 690V AC 50/60Hz, breaking capacity N Icu=55/42kA at 500/690V, Trip unit ETU300 LSIG optimized for standard applica- tions, without display Protection LT, ST, INST, GF, include N-protection, (internal N-sensor available), incl. trip alarm switch (1xCO), rear connection vertical, without Com & metering function Manual operating mechanism with mechanical closing, without Spring charging motor, Ready-to-close signal. switch, Auxiliary switches 2NO+2NC, without Closing coil (CC), manual operating mechanism with mechanical closing, without Remote trip alarm reset coil (RR), without 2nd shunt trip, without 1st Shunt trip | 124000 | 1 | Z\ | 1
3WA1116-2AC12-0AA0 |  | Fixed-mounted circuit breaker IEC 60947-2, frame size 1, 4-poles, N-pole left, In=1600A up to 690V AC 50/60Hz, breaking capacity N Icu=55/42kA at 500/690V, Trip unit ETU300 LSIG optimized for standard applica- tions, without display Protection LT, ST, INST, GF, include N-protection, (internal N-sensor available), incl. trip alarm switch (1xCO), rear connection horizontal, without Com & metering function Manual operating mechanism with mechanical closing, without Spring charging motor, Ready-to-close signal. switch, Auxiliary switches 2NO+2NC, without Closing coil (CC), manual operating mechanism with mechanical closing, without Remote trip alarm reset coil (RR), without 2nd shunt trip, without 1st Shunt trip | 120000 | 1 | Z\ | 1
3WA1116-2AC13-0AA0 |  | Fixed-mounted circuit breaker IEC 60947-2, frame size 1, 4-poles, N-pole left, In=1600A up to 690V AC 50/60Hz, breaking capacity N Icu=55/42kA at 500/690V, Trip unit ETU300 LSIG optimized for standard applica- tions, without display Protection LT, ST, INST, GF, include N-protection, (internal N-sensor available), incl. trip alarm switch (1xCO), front connection double hole, without Com & metering function Manual operating mechanism with mechanical closing, without Spring charging motor, Ready-to-close signal. switch, Auxiliary switches 2NO+2NC, without Closing coil (CC), manual operating mechanism with mechanical closing, without Remote trip alarm reset coil (RR), without 2nd shunt trip, without 1st Shunt trip | 132000 | 1 | Z\ | 1
3WA1116-2AC21-0AA0 |  | fixed-mounted circuit breaker, IEC 60947-2, size 1, 4-pole, N pole on right, In=1600 A up to 690 V AC 50/60 Hz, breaking capacity N Icc=55/42 kA at 500/690 V, tripping unit ETU300 LSI G optimized for standard applications, without display, basic protection LT, ST, INST, GF, including protection of the N conductor (internal neutral point sensor available), trip alarm switch (1 x CO), connection at rear vertical, without Com & metering function Manual operating mechanism with mechanical closing, without Spring charging motor, Ready-to-close signal. switch, Auxiliary switches 2NO+2NC, without Closing coil (CC), manual operating mechanism with mechanical closing, without Remote trip alarm reset coil (RR), without 2nd shunt trip, without 1st Shunt trip | 124000 | 1 | Z\ | 1
3WA1116-2AC22-0AA0 |  | fixed-mounted circuit breaker, IEC 60947-2, size 1, 4-pole, N pole on right, In=1600 A up to 690 V AC 50/60 Hz, breaking capacity N Icc=55/42 kA at 500/690 V, tripping unit ETU300 LSI G optimized for standard applications, without display, basic protection LT, ST, INST, GF, including protection of the N conductor (internal neutral point sensor available), trip alarm switch (1 x CO), connection at rear horizontal without Com & metering function Manual operating mechanism with mechanical closing, without Spring charging motor, Ready-to-close signal. switch, Auxiliary switches 2NO+2NC, without Closing coil (CC), manual operating mechanism with mechanical closing, without Remote trip alarm reset coil (RR), without 2nd shunt trip, without 1st Shunt trip | 120000 | 1 | Z\ | 1
3WA1116-2AC23-0AA0 |  | fixed-mounted circuit breaker, IEC 60947-2, size 1, 4-pole, N pole on right, In=1600 A up to 690 V AC 50/60 Hz, breaking capacity N Icc=55/42 kA at 500/690 V, tripping unit ETU300 LSI G optimized for standard applications, without display, basic protection LT, ST, INST, GF, including protection of the N conductor (internal neutral point sensor available), trip alarm switch (1 x CO), front connection double hole, without Com & metering function Manual operating mechanism with mechanical closing, without Spring charging motor, Ready-to-close signal. switch, Auxiliary switches 2NO+2NC, without Closing coil (CC), manual operating mechanism with mechanical closing, without Remote trip alarm reset coil (RR), without 2nd shunt trip, without 1st Shunt trip | 132000 | 1 | Z\ | 1
3WA1116-2AC31-0AA0 |  | Withdrawable circuit breaker with guide frame, IEC 60947-2, frame size 1, 3-poles, In=1600A up to 690V AC 50/60Hz, breaking capacity N Icu=55/42kA at 500/690V, Trip unit ETU300 LSIG optimized for standard applica- tions, without display Protection LT, ST, INST, GF, N-protection required an external N-sensor, incl. trip alarm switch (1xCO), rear connection vertical, guide frame with shutter and w/o position signalling switch, without Com & metering function Manual operating mechanism with mechanical closing, without Spring charging motor, Ready-to-close signal. switch, Auxiliary switches 2NO+2NC, without Closing coil (CC), manual operating mechanism with mechanical closing, without Remote trip alarm reset coil (RR), without 2nd shunt trip, without 1st Shunt trip | 123000 | 1 | Z\ | 1
3WA1116-2AC32-0AA0 |  | Withdrawable circuit breaker with guide frame, IEC 60947-2, frame size 1, 3-poles, In=1600A up to 690V AC 50/60Hz, breaking capacity N Icu=55/42kA at 500/690V, Trip unit ETU300 LSIG optimized for standard applica- tions, without display Protection LT, ST, INST, GF, N-protection required an external N-sensor, incl. trip alarm switch (1xCO), rear connection horizontal, guide frame with shutter and w/o position signalling switch, without Com & metering function Manual operating mechanism with mechanical closing, without Spring charging motor, Ready-to-close signal. switch, Auxiliary switches 2NO+2NC, without Closing coil (CC), manual operating mechanism with mechanical closing, without Remote trip alarm reset coil (RR), without 2nd shunt trip, without 1st Shunt trip | 121000 | 1 | Z\ | 1
3WA1116-2AC32-0AA3-Z | C01T40 | Withdrawable circuit breaker with guide frame, IEC 60947-2, frame size 1, 3-poles, In=1600A up to 690V AC 50/60Hz, breaking capacity N Icu=55/42kA at 500/690V, Trip unit ETU300 LSIG optimized for standard applica- tions, without display Protection LT, ST, INST, GF, N-protection required an external N-sensor, incl. trip alarm switch (1xCO), rear connection horizontal, guide frame with shutter and w/o position signalling switch, without Com & metering function Manual operating mechanism with mechanical closing, without Spring charging motor, Ready-to-close signal. switch, Auxiliary switches 2NO+2NC, without Closing coil (CC), manual operating mechanism with mechanical closing, without Remote trip alarm reset coil (RR), without 2nd shunt trip, Shunt trip (ST) 100% OP 110-127 V AC / 110-125 V DC, suitable for continuous duty, Option C01 = Operations counter for circuit breaker Option T40 = Door sealing frame IP41 | 130510 | 1 | Z\ | 1
3WA1116-2AC33-0AA0 |  | Withdrawable circuit breaker with guide frame, IEC 60947-2, frame size 1, 3-poles, In=1600A up to 690V AC 50/60Hz, breaking capacity N Icu=55/42kA at 500/690V, Trip unit ETU300 LSIG optimized for standard applica- tions, without display Protection LT, ST, INST, GF, N-protection required an external N-sensor, incl. trip alarm switch (1xCO), front connection double hole, guide frame with shutter and w/o position signalling switch, without Com & metering function Manual operating mechanism with mechanical closing, without Spring charging motor, Ready-to-close signal. switch, Auxiliary switches 2NO+2NC, without Closing coil (CC), manual operating mechanism with mechanical closing, without Remote trip alarm reset coil (RR), without 2nd shunt trip, without 1st Shunt trip | 129000 | 1 | Z\ | 1
3WA1116-2AC34-0AA0 |  | Withdrawable circuit breaker with guide frame, IEC 60947-2, frame size 1, 3-poles, In=1600A up to 690V AC 50/60Hz, breaking capacity N Icu=55/42kA at 500/690V, Trip unit ETU300 LSIG optimized for standard applica- tions, without display Protection LT, ST, INST, GF, N-protection required an external N-sensor, incl. trip alarm switch (1xCO), rear connection flange, guide frame with shutter and w/o position signalling switch, without Com & metering function Manual operating mechanism with mechanical closing, without Spring charging motor, Ready-to-close signal. switch, Auxiliary switches 2NO+2NC, without Closing coil (CC), manual operating mechanism with mechanical closing, without Remote trip alarm reset coil (RR), without 2nd shunt trip, without 1st Shunt trip | 121000 | 1 | Z\ | 1
3WA1116-2AC34-8EA4-Z | D08S07 | Withdrawable circuit breaker with guide frame, IEC 60947-2, frame size 1, 3-poles, In=1600A up to 690V AC 50/60Hz, breaking capacity N Icu=55/42kA at 500/690V, Trip unit ETU300 LSIG optimized for standard applica- tions, without display Protection LT, ST, INST, GF, N-protection required an external N-sensor, incl. trip alarm switch (1xCO), rear connection flange, guide frame with shutter and w/o position signalling switch, without Com & metering function with manual and motorized operating mechanism (M) 208-240 V AC / 220-250 V DC, Storage status and ready-to- close signaling switches, Auxiliary switches 4NO+4NC, Closing coil (CC) 100% OP 208-240 V AC / 220-250 V DC, applicable for continuous duty, without Remote trip alarm reset coil (RR), without 2nd shunt trip, Shunt trip (ST) 100% OP 208-240 V AC / 220-250 V DC, suitable for continuous duty, Option D08 = Tinned version of the 3WA main connections at the guide frame. Only for horizontal or flange connection. Standard delivery time 15 working days. Option S07 = Locking provision against unauthorized closing Secured Open; for padlock device Padlocks are not included. | 148490 | 1 | Z\ | 1
3WA1116-2AC41-0AA0 |  | Withdrawable circuit breaker with guide frame, IEC 60947-2, frame size 1, 4-poles, N-pole left, In=1600A up to 690V AC 50/60Hz, breaking capacity N Icu=55/42kA at 500/690V, Trip unit ETU300 LSIG optimized for standard applica- tions, without display Protection LT, ST, INST, GF, include N-protection, (internal N-sensor available), incl. trip alarm switch (1xCO), rear connection vertical, guide frame with shutter and w/o position signalling switch, without Com & metering function Manual operating mechanism with mechanical closing, without Spring charging motor, Ready-to-close signal. switch, Auxiliary switches 2NO+2NC, without Closing coil (CC), manual operating mechanism with mechanical closing, without Remote trip alarm reset coil (RR), without 2nd shunt trip, without 1st Shunt trip | 163000 | 1 | Z\ | 1
3WA1116-2AC42-0AA0 |  | Withdrawable circuit breaker with guide frame, IEC 60947-2, frame size 1, 4-poles, N-pole left, In=1600A up to 690V AC 50/60Hz, breaking capacity N Icu=55/42kA at 500/690V, Trip unit ETU300 LSIG optimized for standard applica- tions, without display Protection LT, ST, INST, GF, include N-protection, (internal N-sensor available), incl. trip alarm switch (1xCO), rear connection horizontal, guide frame with shutter and w/o position signalling switch, without Com & metering function Manual operating mechanism with mechanical closing, without Spring charging motor, Ready-to-close signal. switch, Auxiliary switches 2NO+2NC, without Closing coil (CC), manual operating mechanism with mechanical closing, without Remote trip alarm reset coil (RR), without 2nd shunt trip, without 1st Shunt trip | 159000 | 1 | Z\ | 1
3WA1116-2AC43-0AA0 |  | Withdrawable circuit breaker with guide frame, IEC 60947-2, frame size 1, 4-poles, N-pole left, In=1600A up to 690V AC 50/60Hz, breaking capacity N Icu=55/42kA at 500/690V, Trip unit ETU300 LSIG optimized for standard applica- tions, without display Protection LT, ST, INST, GF, include N-protection, (internal N-sensor available), incl. trip alarm switch (1xCO), front connection double hole, guide frame with shutter and w/o position signalling switch, without Com & metering function Manual operating mechanism with mechanical closing, without Spring charging motor, Ready-to-close signal. switch, Auxiliary switches 2NO+2NC, without Closing coil (CC), manual operating mechanism with mechanical closing, without Remote trip alarm reset coil (RR), without 2nd shunt trip, without 1st Shunt trip | 170000 | 1 | Z\ | 1
3WA1116-2AC44-0AA0 |  | Withdrawable circuit breaker with guide frame, IEC 60947-2, frame size 1, 4-poles, N-pole left, In=1600A up to 690V AC 50/60Hz, breaking capacity N Icu=55/42kA at 500/690V, Trip unit ETU300 LSIG optimized for standard applica- tions, without display Protection LT, ST, INST, GF, include N-protection, (internal N-sensor available), incl. trip alarm switch (1xCO), rear connection flange, guide frame with shutter and w/o position signalling switch, without Com & metering function Manual operating mechanism with mechanical closing, without Spring charging motor, Ready-to-close signal. switch, Auxiliary switches 2NO+2NC, without Closing coil (CC), manual operating mechanism with mechanical closing, without Remote trip alarm reset coil (RR), without 2nd shunt trip, without 1st Shunt trip | 159000 | 1 | Z\ | 1
3WA1116-2AE01-0AA0 |  | Fixed-mounted circuit breaker IEC 60947-2, frame size 1, 3-poles, In=1600A up to 690V AC 50/60Hz, breaking capacity N Icu=55/42kA at 500/690V, Trip unit ETU600 LSI upgrade ready , colordisplay, bluetooth and USB interface, Protection LT, ST, INST, N-protection required an external N-sensor, incl. trip alarm switch (1xCO), rear connection vertical, without Com & metering function Manual operating mechanism with mechanical closing, without Spring charging motor, Ready-to-close signal. switch, Auxiliary switches 2NO+2NC, without Closing coil (CC), manual operating mechanism with mechanical closing, without Remote trip alarm reset coil (RR), without 2nd shunt trip, without 1st Shunt trip | 93100 | 1 | Z\ | 1
3WA1116-2AE02-0AA0 |  | Fixed-mounted circuit breaker IEC 60947-2, frame size 1, 3-poles, In=1600A up to 690V AC 50/60Hz, breaking capacity N Icu=55/42kA at 500/690V, Trip unit ETU600 LSI upgrade ready , colordisplay, bluetooth and USB interface, Protection LT, ST, INST, N-protection required an external N-sensor, incl. trip alarm switch (1xCO), rear connection horizontal, without Com & metering function Manual operating mechanism with mechanical closing, without Spring charging motor, Ready-to-close signal. switch, Auxiliary switches 2NO+2NC, without Closing coil (CC), manual operating mechanism with mechanical closing, without Remote trip alarm reset coil (RR), without 2nd shunt trip, without 1st Shunt trip | 90200 | 1 | Z\ | 1
3WA1116-2AE02-3DA3 |  | Fixed-mounted circuit breaker IEC 60947-2, frame size 1, 3-poles, In=1600A up to 690V AC 50/60Hz, breaking capacity N Icu=55/42kA at 500/690V, Trip unit ETU600 LSI upgrade ready , colordisplay, bluetooth and USB interface, Protection LT, ST, INST, N-protection required an external N-sensor, incl. trip alarm switch (1xCO), rear connection horizontal, without Com & metering function with manual and motorized operating mechanism (M) 110-127 V AC / 110-125 V DC, Storage status and ready-to- close signaling switches, Auxiliary switches 2NO+2NC, Closing coil (CC) 100% OP 110-127 V AC / 110-125 V DC, applicable for continuous duty, without Remote trip alarm reset coil (RR), without 2nd shunt trip, Shunt trip (ST) 100% OP 110-127 V AC / 110-125 V DC, suitable for continuous duty, | 111480 | 1 | Z\ | 1
3WA1116-2AE03-0AA0 |  | Fixed-mounted circuit breaker IEC 60947-2, frame size 1, 3-poles, In=1600A up to 690V AC 50/60Hz, breaking capacity N Icu=55/42kA at 500/690V, Trip unit ETU600 LSI upgrade ready , colordisplay, bluetooth and USB interface, Protection LT, ST, INST, N-protection required an external N-sensor, incl. trip alarm switch (1xCO), front connection double hole, without Com & metering function Manual operating mechanism with mechanical closing, without Spring charging motor, Ready-to-close signal. switch, Auxiliary switches 2NO+2NC, without Closing coil (CC), manual operating mechanism with mechanical closing, without Remote trip alarm reset coil (RR), without 2nd shunt trip, without 1st Shunt trip | 98900 | 1 | Z\ | 1
3WA1116-2AE11-0AA0 |  | Fixed-mounted circuit breaker IEC 60947-2, frame size 1, 4-poles, N-pole left, In=1600A up to 690V AC 50/60Hz, breaking capacity N Icu=55/42kA at 500/690V, Trip unit ETU600 LSI upgrade ready , colordisplay, bluetooth and USB interface, Protection LT, ST, INST, include N-protection, (internal N-sensor available), incl. trip alarm switch (1xCO), rear connection vertical, without Com & metering function Manual operating mechanism with mechanical closing, without Spring charging motor, Ready-to-close signal. switch, Auxiliary switches 2NO+2NC, without Closing coil (CC), manual operating mechanism with mechanical closing, without Remote trip alarm reset coil (RR), without 2nd shunt trip, without 1st Shunt trip | 123000 | 1 | Z\ | 1
3WA1116-2AE12-0AA0 |  | Fixed-mounted circuit breaker IEC 60947-2, frame size 1, 4-poles, N-pole left, In=1600A up to 690V AC 50/60Hz, breaking capacity N Icu=55/42kA at 500/690V, Trip unit ETU600 LSI upgrade ready , colordisplay, bluetooth and USB interface, Protection LT, ST, INST, include N-protection, (internal N-sensor available), incl. trip alarm switch (1xCO), rear connection horizontal, without Com & metering function Manual operating mechanism with mechanical closing, without Spring charging motor, Ready-to-close signal. switch, Auxiliary switches 2NO+2NC, without Closing coil (CC), manual operating mechanism with mechanical closing, without Remote trip alarm reset coil (RR), without 2nd shunt trip, without 1st Shunt trip | 119000 | 1 | Z\ | 1
3WA1116-2AE13-0AA0 |  | Fixed-mounted circuit breaker IEC 60947-2, frame size 1, 4-poles, N-pole left, In=1600A up to 690V AC 50/60Hz, breaking capacity N Icu=55/42kA at 500/690V, Trip unit ETU600 LSI upgrade ready , colordisplay, bluetooth and USB interface, Protection LT, ST, INST, include N-protection, (internal N-sensor available), incl. trip alarm switch (1xCO), front connection double hole, without Com & metering function Manual operating mechanism with mechanical closing, without Spring charging motor, Ready-to-close signal. switch, Auxiliary switches 2NO+2NC, without Closing coil (CC), manual operating mechanism with mechanical closing, without Remote trip alarm reset coil (RR), without 2nd shunt trip, without 1st Shunt trip | 131000 | 1 | Z\ | 1
3WA1116-2AE21-0AA0 |  | fixed-mounted circuit breaker, IEC 60947-2, size 1, 4-pole, N pole on right, In=1600 A up to 690 V AC 50/60 Hz, breaking capacity N Icc=55/42 kA at 500/690 V, tripping unit ETU600 LSI upgradeable, color display, Bluetooth, USB interface, basic protection LT, ST, INST, including protection of the N conductor (internal neutral point sensor available), trip alarm switch (1 x CO), connection at rear vertical, without Com & metering function Manual operating mechanism with mechanical closing, without Spring charging motor, Ready-to-close signal. switch, Auxiliary switches 2NO+2NC, without Closing coil (CC), manual operating mechanism with mechanical closing, without Remote trip alarm reset coil (RR), without 2nd shunt trip, without 1st Shunt trip | 123000 | 1 | Z\ | 1
3WA1116-2AE22-0AA0 |  | fixed-mounted circuit breaker, IEC 60947-2, size 1, 4-pole, N pole on right, In=1600 A up to 690 V AC 50/60 Hz, breaking capacity N Icc=55/42 kA at 500/690 V, tripping unit ETU600 LSI upgradeable, color display, Bluetooth, USB interface, basic protection LT, ST, INST, including protection of the N conductor (internal neutral point sensor available), trip alarm switch (1 x CO), connection at rear horizontal without Com & metering function Manual operating mechanism with mechanical closing, without Spring charging motor, Ready-to-close signal. switch, Auxiliary switches 2NO+2NC, without Closing coil (CC), manual operating mechanism with mechanical closing, without Remote trip alarm reset coil (RR), without 2nd shunt trip, without 1st Shunt trip | 119000 | 1 | Z\ | 1
3WA1116-2AE23-0AA0 |  | fixed-mounted circuit breaker, IEC 60947-2, size 1, 4-pole, N pole on right, In=1600 A up to 690 V AC 50/60 Hz, breaking capacity N Icc=55/42 kA at 500/690 V, tripping unit ETU600 LSI upgradeable, color display, Bluetooth, USB interface, basic protection LT, ST, INST, including protection of the N conductor (internal neutral point sensor available), trip alarm switch (1 x CO), front connection double hole, without Com & metering function Manual operating mechanism with mechanical closing, without Spring charging motor, Ready-to-close signal. switch, Auxiliary switches 2NO+2NC, without Closing coil (CC), manual operating mechanism with mechanical closing, without Remote trip alarm reset coil (RR), without 2nd shunt trip, without 1st Shunt trip | 131000 | 1 | Z\ | 1
3WA1116-2AE31-0AA0 |  | Withdrawable circuit breaker with guide frame, IEC 60947-2, frame size 1, 3-poles, In=1600A up to 690V AC 50/60Hz, breaking capacity N Icu=55/42kA at 500/690V, Trip unit ETU600 LSI upgrade ready , colordisplay, bluetooth and USB interface, Protection LT, ST, INST, N-protection required an external N-sensor, incl. trip alarm switch (1xCO), rear connection vertical, guide frame with shutter and w/o position signalling switch, without Com & metering function Manual operating mechanism with mechanical closing, without Spring charging motor, Ready-to-close signal. switch, Auxiliary switches 2NO+2NC, without Closing coil (CC), manual operating mechanism with mechanical closing, without Remote trip alarm reset coil (RR), without 2nd shunt trip, without 1st Shunt trip | 122000 | 1 | Z\ | 1
3WA1116-2AE32-0AA0 |  | Withdrawable circuit breaker with guide frame, IEC 60947-2, frame size 1, 3-poles, In=1600A up to 690V AC 50/60Hz, breaking capacity N Icu=55/42kA at 500/690V, Trip unit ETU600 LSI upgrade ready , colordisplay, bluetooth and USB interface, Protection LT, ST, INST, N-protection required an external N-sensor, incl. trip alarm switch (1xCO), rear connection horizontal, guide frame with shutter and w/o position signalling switch, without Com & metering function Manual operating mechanism with mechanical closing, without Spring charging motor, Ready-to-close signal. switch, Auxiliary switches 2NO+2NC, without Closing coil (CC), manual operating mechanism with mechanical closing, without Remote trip alarm reset coil (RR), without 2nd shunt trip, without 1st Shunt trip | 120000 | 1 | Z\ | 1
3WA1116-2AE33-0AA0 |  | Withdrawable circuit breaker with guide frame, IEC 60947-2, frame size 1, 3-poles, In=1600A up to 690V AC 50/60Hz, breaking capacity N Icu=55/42kA at 500/690V, Trip unit ETU600 LSI upgrade ready , colordisplay, bluetooth and USB interface, Protection LT, ST, INST, N-protection required an external N-sensor, incl. trip alarm switch (1xCO), front connection double hole, guide frame with shutter and w/o position signalling switch, without Com & metering function Manual operating mechanism with mechanical closing, without Spring charging motor, Ready-to-close signal. switch, Auxiliary switches 2NO+2NC, without Closing coil (CC), manual operating mechanism with mechanical closing, without Remote trip alarm reset coil (RR), without 2nd shunt trip, without 1st Shunt trip | 128000 | 1 | Z\ | 1
3WA1116-2AE34-0AA0 |  | Withdrawable circuit breaker with guide frame, IEC 60947-2, frame size 1, 3-poles, In=1600A up to 690V AC 50/60Hz, breaking capacity N Icu=55/42kA at 500/690V, Trip unit ETU600 LSI upgrade ready , colordisplay, bluetooth and USB interface, Protection LT, ST, INST, N-protection required an external N-sensor, incl. trip alarm switch (1xCO), rear connection flange, guide frame with shutter and w/o position signalling switch, without Com & metering function Manual operating mechanism with mechanical closing, without Spring charging motor, Ready-to-close signal. switch, Auxiliary switches 2NO+2NC, without Closing coil (CC), manual operating mechanism with mechanical closing, without Remote trip alarm reset coil (RR), without 2nd shunt trip, without 1st Shunt trip | 120000 | 1 | Z\ | 1
3WA1116-2AE41-0AA0 |  | Withdrawable circuit breaker with guide frame, IEC 60947-2, frame size 1, 4-poles, N-pole left, In=1600A up to 690V AC 50/60Hz, breaking capacity N Icu=55/42kA at 500/690V, Trip unit ETU600 LSI upgrade ready , colordisplay, bluetooth and USB interface, Protection LT, ST, INST, include N-protection, (internal N-sensor available), incl. trip alarm switch (1xCO), rear connection vertical, guide frame with shutter and w/o position signalling switch, without Com & metering function Manual operating mechanism with mechanical closing, without Spring charging motor, Ready-to-close signal. switch, Auxiliary switches 2NO+2NC, without Closing coil (CC), manual operating mechanism with mechanical closing, without Remote trip alarm reset coil (RR), without 2nd shunt trip, without 1st Shunt trip | 162000 | 1 | Z\ | 1
3WA1116-2AE42-0AA0 |  | Withdrawable circuit breaker with guide frame, IEC 60947-2, frame size 1, 4-poles, N-pole left, In=1600A up to 690V AC 50/60Hz, breaking capacity N Icu=55/42kA at 500/690V, Trip unit ETU600 LSI upgrade ready , colordisplay, bluetooth and USB interface, Protection LT, ST, INST, include N-protection, (internal N-sensor available), incl. trip alarm switch (1xCO), rear connection horizontal, guide frame with shutter and w/o position signalling switch, without Com & metering function Manual operating mechanism with mechanical closing, without Spring charging motor, Ready-to-close signal. switch, Auxiliary switches 2NO+2NC, without Closing coil (CC), manual operating mechanism with mechanical closing, without Remote trip alarm reset coil (RR), without 2nd shunt trip, without 1st Shunt trip | 158000 | 1 | Z\ | 1
3WA1116-2AE43-0AA0 |  | Withdrawable circuit breaker with guide frame, IEC 60947-2, frame size 1, 4-poles, N-pole left, In=1600A up to 690V AC 50/60Hz, breaking capacity N Icu=55/42kA at 500/690V, Trip unit ETU600 LSI upgrade ready , colordisplay, bluetooth and USB interface, Protection LT, ST, INST, include N-protection, (internal N-sensor available), incl. trip alarm switch (1xCO), front connection double hole, guide frame with shutter and w/o position signalling switch, without Com & metering function Manual operating mechanism with mechanical closing, without Spring charging motor, Ready-to-close signal. switch, Auxiliary switches 2NO+2NC, without Closing coil (CC), manual operating mechanism with mechanical closing, without Remote trip alarm reset coil (RR), without 2nd shunt trip, without 1st Shunt trip | 169000 | 1 | Z\ | 1
3WA1116-2AE44-0AA0 |  | Withdrawable circuit breaker with guide frame, IEC 60947-2, frame size 1, 4-poles, N-pole left, In=1600A up to 690V AC 50/60Hz, breaking capacity N Icu=55/42kA at 500/690V, Trip unit ETU600 LSI upgrade ready , colordisplay, bluetooth and USB interface, Protection LT, ST, INST, include N-protection, (internal N-sensor available), incl. trip alarm switch (1xCO), rear connection flange, guide frame with shutter and w/o position signalling switch, without Com & metering function Manual operating mechanism with mechanical closing, without Spring charging motor, Ready-to-close signal. switch, Auxiliary switches 2NO+2NC, without Closing coil (CC), manual operating mechanism with mechanical closing, without Remote trip alarm reset coil (RR), without 2nd shunt trip, without 1st Shunt trip | 158000 | 1 | Z\ | 1
3WA1116-2AF01-0AA0 |  | Fixed-mounted circuit breaker IEC 60947-2, frame size 1, 3-poles, In=1600A up to 690V AC 50/60Hz, breaking capacity N Icu=55/42kA at 500/690V, Trip unit ETU600 LSIG upgrade ready , colordisplay, bluetooth and USB interface, Protection LT, ST, INST, GFx, N-protection required an external N-sensor, incl. trip alarm switch (1xCO), rear connection vertical, without Com & metering function Manual operating mechanism with mechanical closing, without Spring charging motor, Ready-to-close signal. switch, Auxiliary switches 2NO+2NC, without Closing coil (CC), manual operating mechanism with mechanical closing, without Remote trip alarm reset coil (RR), without 2nd shunt trip, without 1st Shunt trip | 104000 | 1 | Z\ | 1
3WA1116-2AF02-0AA0 |  | Fixed-mounted circuit breaker IEC 60947-2, frame size 1, 3-poles, In=1600A up to 690V AC 50/60Hz, breaking capacity N Icu=55/42kA at 500/690V, Trip unit ETU600 LSIG upgrade ready , colordisplay, bluetooth and USB interface, Protection LT, ST, INST, GFx, N-protection required an external N-sensor, incl. trip alarm switch (1xCO), rear connection horizontal, without Com & metering function Manual operating mechanism with mechanical closing, without Spring charging motor, Ready-to-close signal. switch, Auxiliary switches 2NO+2NC, without Closing coil (CC), manual operating mechanism with mechanical closing, without Remote trip alarm reset coil (RR), without 2nd shunt trip, without 1st Shunt trip | 101000 | 1 | Z\ | 1
3WA1116-2AF02-3DA3-Z | F40S07S08T40 | Fixed-mounted circuit breaker IEC 60947-2, frame size 1, 3-poles, In=1600A up to 690V AC 50/60Hz, breaking capacity N Icu=55/42kA at 500/690V, Trip unit ETU600 LSIG upgrade ready , colordisplay, bluetooth and USB interface, Protection LT, ST, INST, GFx, N-protection required an external N-sensor, incl. trip alarm switch (1xCO), rear connection horizontal, without Com & metering function with manual and motorized operating mechanism (M) 110-127 V AC / 110-125 V DC, Storage status and ready-to- close signaling switches, Auxiliary switches 2NO+2NC, Closing coil (CC) 100% OP 110-127 V AC / 110-125 V DC, applicable for continuous duty, without Remote trip alarm reset coil (RR), without 2nd shunt trip, Shunt trip (ST) 100% OP 110-127 V AC / 110-125 V DC, suitable for continuous duty, Option F40 = Sealing cover for ETU Option S07 = Locking provision against unauthorized closing Secured Open; for padlock device Padlocks are not included. Option S08 = Locking provision against unauthorized closing Secured Open; for with Ronis lock Option T40 = Door sealing frame IP41 | 129708 | 1 | Z\ | 1
3WA1116-2AF03-0AA0 |  | Fixed-mounted circuit breaker IEC 60947-2, frame size 1, 3-poles, In=1600A up to 690V AC 50/60Hz, breaking capacity N Icu=55/42kA at 500/690V, Trip unit ETU600 LSIG upgrade ready , colordisplay, bluetooth and USB interface, Protection LT, ST, INST, GFx, N-protection required an external N-sensor, incl. trip alarm switch (1xCO), front connection double hole, without Com & metering function Manual operating mechanism with mechanical closing, without Spring charging motor, Ready-to-close signal. switch, Auxiliary switches 2NO+2NC, without Closing coil (CC), manual operating mechanism with mechanical closing, without Remote trip alarm reset coil (RR), without 2nd shunt trip, without 1st Shunt trip | 110000 | 1 | Z\ | 1
3WA1116-2AF11-0AA0 |  | Fixed-mounted circuit breaker IEC 60947-2, frame size 1, 4-poles, N-pole left, In=1600A up to 690V AC 50/60Hz, breaking capacity N Icu=55/42kA at 500/690V, Trip unit ETU600 LSIG upgrade ready , colordisplay, bluetooth and USB interface, Protection LT, ST, INST, GFx, include N-protection, (internal N-sensor available), incl. trip alarm switch (1xCO), rear connection vertical, without Com & metering function Manual operating mechanism with mechanical closing, without Spring charging motor, Ready-to-close signal. switch, Auxiliary switches 2NO+2NC, without Closing coil (CC), manual operating mechanism with mechanical closing, without Remote trip alarm reset coil (RR), without 2nd shunt trip, without 1st Shunt trip | 134000 | 1 | Z\ | 1
3WA1116-2AF12-0AA0 |  | Fixed-mounted circuit breaker IEC 60947-2, frame size 1, 4-poles, N-pole left, In=1600A up to 690V AC 50/60Hz, breaking capacity N Icu=55/42kA at 500/690V, Trip unit ETU600 LSIG upgrade ready , colordisplay, bluetooth and USB interface, Protection LT, ST, INST, GFx, include N-protection, (internal N-sensor available), incl. trip alarm switch (1xCO), rear connection horizontal, without Com & metering function Manual operating mechanism with mechanical closing, without Spring charging motor, Ready-to-close signal. switch, Auxiliary switches 2NO+2NC, without Closing coil (CC), manual operating mechanism with mechanical closing, without Remote trip alarm reset coil (RR), without 2nd shunt trip, without 1st Shunt trip | 130000 | 1 | Z\ | 1
3WA1116-2AF12-1BB1-Z | D80K06S30T40 | Fixed-mounted circuit breaker IEC 60947-2, frame size 1, 4-poles, N-pole left, In=1600A up to 690V AC 50/60Hz, breaking capacity N Icu=55/42kA at 500/690V, Trip unit ETU600 LSIG upgrade ready , colordisplay, bluetooth and USB interface, Protection LT, ST, INST, GFx, include N-protection, (internal N-sensor available), incl. trip alarm switch (1xCO), rear connection horizontal, without Com & metering function Manual operating mechanism with mechanical closing, without Spring charging motor, Ready-to-close signal. switch, Auxiliary switches 4NO+4NC, Closing coil (CC) 100% OP 24-30 V DC, applicable for continuous duty, without Remote trip alarm reset coil (RR), Shunt trip (ST2) 100% OP 24-30 V DC, suitable for continuous duty, Shunt trip (ST) 100% OP 24-30 V DC, suitable for continuous duty, Option D80 = Circuit breaker without Bluetooth functionality Option K06 = 2nd Trip alarm switch 1 NO contact (S25) Option S30 = Mechanical interlock to prevent opening of the circuit breaker compartment door, if ACB is closed; for fixed mounted design. Option T40 = Door sealing frame IP41 | 148600 | 1 | Z\ | 1
3WA1116-2AF12-2BL1-Z | T40 | Fixed-mounted circuit breaker IEC 60947-2, frame size 1, 4-poles, N-pole left, In=1600A up to 690V AC 50/60Hz, breaking capacity N Icu=55/42kA at 500/690V, Trip unit ETU600 LSIG upgrade ready , colordisplay, bluetooth and USB interface, Protection LT, ST, INST, GFx, include N-protection, (internal N-sensor available), incl. trip alarm switch (1xCO), rear connection horizontal, without Com & metering function with manual and motorized operating mechanism (M) 24-30 V DC, Storage status and ready-to- close signaling switches, Auxiliary switches 2NO+2NC, Closing coil (CC) 100% OP 24-30 V DC, applicable for continuous duty, without Remote trip alarm reset coil (RR), Undervoltage release (UVR) instantaneous (0,08 s) and short-delay (0,2 s), 24 V DC, Shunt trip (ST) 100% OP 24-30 V DC, suitable for continuous duty, Option T40 = Door sealing frame IP41 | 157590 | 1 | Z\ | 1
3WA1116-2AF13-0AA0 |  | Fixed-mounted circuit breaker IEC 60947-2, frame size 1, 4-poles, N-pole left, In=1600A up to 690V AC 50/60Hz, breaking capacity N Icu=55/42kA at 500/690V, Trip unit ETU600 LSIG upgrade ready , colordisplay, bluetooth and USB interface, Protection LT, ST, INST, GFx, include N-protection, (internal N-sensor available), incl. trip alarm switch (1xCO), front connection double hole, without Com & metering function Manual operating mechanism with mechanical closing, without Spring charging motor, Ready-to-close signal. switch, Auxiliary switches 2NO+2NC, without Closing coil (CC), manual operating mechanism with mechanical closing, without Remote trip alarm reset coil (RR), without 2nd shunt trip, without 1st Shunt trip | 141000 | 1 | Z\ | 1
3WA1116-2AF21-0AA0 |  | fixed-mounted circuit breaker, IEC 60947-2, size 1, 4-pole, N pole on right, In=1600 A up to 690 V AC 50/60 Hz, breaking capacity N Icc=55/42 kA at 500/690 V, tripping unit ETU600 LSIG upgradeable, color display, Bluetooth, USB interface, basic protection LT, ST, INST, GFx, including protection of the N conductor (internal neutral point sensor available), trip alarm switch (1 x CO), connection at rear vertical, without Com & metering function Manual operating mechanism with mechanical closing, without Spring charging motor, Ready-to-close signal. switch, Auxiliary switches 2NO+2NC, without Closing coil (CC), manual operating mechanism with mechanical closing, without Remote trip alarm reset coil (RR), without 2nd shunt trip, without 1st Shunt trip | 134000 | 1 | Z\ | 1
3WA1116-2AF22-0AA0 |  | fixed-mounted circuit breaker, IEC 60947-2, size 1, 4-pole, N pole on right, In=1600 A up to 690 V AC 50/60 Hz, breaking capacity N Icc=55/42 kA at 500/690 V, tripping unit ETU600 LSIG upgradeable, color display, Bluetooth, USB interface, basic protection LT, ST, INST, GFx, including protection of the N conductor (internal neutral point sensor available), trip alarm switch (1 x CO), connection at rear horizontal without Com & metering function Manual operating mechanism with mechanical closing, without Spring charging motor, Ready-to-close signal. switch, Auxiliary switches 2NO+2NC, without Closing coil (CC), manual operating mechanism with mechanical closing, without Remote trip alarm reset coil (RR), without 2nd shunt trip, without 1st Shunt trip | 130000 | 1 | Z\ | 1
3WA1116-2AF23-0AA0 |  | fixed-mounted circuit breaker, IEC 60947-2, size 1, 4-pole, N pole on right, In=1600 A up to 690 V AC 50/60 Hz, breaking capacity N Icc=55/42 kA at 500/690 V, tripping unit ETU600 LSIG upgradeable, color display, Bluetooth, USB interface, basic protection LT, ST, INST, GFx, including protection of the N conductor (internal neutral point sensor available), trip alarm switch (1 x CO), front connection double hole, without Com & metering function Manual operating mechanism with mechanical closing, without Spring charging motor, Ready-to-close signal. switch, Auxiliary switches 2NO+2NC, without Closing coil (CC), manual operating mechanism with mechanical closing, without Remote trip alarm reset coil (RR), without 2nd shunt trip, without 1st Shunt trip | 141000 | 1 | Z\ | 1
3WA1116-2AF31-0AA0 |  | Withdrawable circuit breaker with guide frame, IEC 60947-2, frame size 1, 3-poles, In=1600A up to 690V AC 50/60Hz, breaking capacity N Icu=55/42kA at 500/690V, Trip unit ETU600 LSIG upgrade ready , colordisplay, bluetooth and USB interface, Protection LT, ST, INST, GFx, N-protection required an external N-sensor, incl. trip alarm switch (1xCO), rear connection vertical, guide frame with shutter and w/o position signalling switch, without Com & metering function Manual operating mechanism with mechanical closing, without Spring charging motor, Ready-to-close signal. switch, Auxiliary switches 2NO+2NC, without Closing coil (CC), manual operating mechanism with mechanical closing, without Remote trip alarm reset coil (RR), without 2nd shunt trip, without 1st Shunt trip | 133000 | 1 | Z\ | 1
3WA1116-2AF32-0AA0 |  | Withdrawable circuit breaker with guide frame, IEC 60947-2, frame size 1, 3-poles, In=1600A up to 690V AC 50/60Hz, breaking capacity N Icu=55/42kA at 500/690V, Trip unit ETU600 LSIG upgrade ready , colordisplay, bluetooth and USB interface, Protection LT, ST, INST, GFx, N-protection required an external N-sensor, incl. trip alarm switch (1xCO), rear connection horizontal, guide frame with shutter and w/o position signalling switch, without Com & metering function Manual operating mechanism with mechanical closing, without Spring charging motor, Ready-to-close signal. switch, Auxiliary switches 2NO+2NC, without Closing coil (CC), manual operating mechanism with mechanical closing, without Remote trip alarm reset coil (RR), without 2nd shunt trip, without 1st Shunt trip | 130000 | 1 | Z\ | 1
3WA1116-2AF33-0AA0 |  | Withdrawable circuit breaker with guide frame, IEC 60947-2, frame size 1, 3-poles, In=1600A up to 690V AC 50/60Hz, breaking capacity N Icu=55/42kA at 500/690V, Trip unit ETU600 LSIG upgrade ready , colordisplay, bluetooth and USB interface, Protection LT, ST, INST, GFx, N-protection required an external N-sensor, incl. trip alarm switch (1xCO), front connection double hole, guide frame with shutter and w/o position signalling switch, without Com & metering function Manual operating mechanism with mechanical closing, without Spring charging motor, Ready-to-close signal. switch, Auxiliary switches 2NO+2NC, without Closing coil (CC), manual operating mechanism with mechanical closing, without Remote trip alarm reset coil (RR), without 2nd shunt trip, without 1st Shunt trip | 139000 | 1 | Z\ | 1
3WA1116-2AF34-0AA0 |  | Withdrawable circuit breaker with guide frame, IEC 60947-2, frame size 1, 3-poles, In=1600A up to 690V AC 50/60Hz, breaking capacity N Icu=55/42kA at 500/690V, Trip unit ETU600 LSIG upgrade ready , colordisplay, bluetooth and USB interface, Protection LT, ST, INST, GFx, N-protection required an external N-sensor, incl. trip alarm switch (1xCO), rear connection flange, guide frame with shutter and w/o position signalling switch, without Com & metering function Manual operating mechanism with mechanical closing, without Spring charging motor, Ready-to-close signal. switch, Auxiliary switches 2NO+2NC, without Closing coil (CC), manual operating mechanism with mechanical closing, without Remote trip alarm reset coil (RR), without 2nd shunt trip, without 1st Shunt trip | 130000 | 1 | Z\ | 1
3WA1116-2AF41-0AA0 |  | Withdrawable circuit breaker with guide frame, IEC 60947-2, frame size 1, 4-poles, N-pole left, In=1600A up to 690V AC 50/60Hz, breaking capacity N Icu=55/42kA at 500/690V, Trip unit ETU600 LSIG upgrade ready , colordisplay, bluetooth and USB interface, Protection LT, ST, INST, GFx, include N-protection, (internal N-sensor available), incl. trip alarm switch (1xCO), rear connection vertical, guide frame with shutter and w/o position signalling switch, without Com & metering function Manual operating mechanism with mechanical closing, without Spring charging motor, Ready-to-close signal. switch, Auxiliary switches 2NO+2NC, without Closing coil (CC), manual operating mechanism with mechanical closing, without Remote trip alarm reset coil (RR), without 2nd shunt trip, without 1st Shunt trip | 172000 | 1 | Z\ | 1
3WA1116-2AF42-0AA0 |  | Withdrawable circuit breaker with guide frame, IEC 60947-2, frame size 1, 4-poles, N-pole left, In=1600A up to 690V AC 50/60Hz, breaking capacity N Icu=55/42kA at 500/690V, Trip unit ETU600 LSIG upgrade ready , colordisplay, bluetooth and USB interface, Protection LT, ST, INST, GFx, include N-protection, (internal N-sensor available), incl. trip alarm switch (1xCO), rear connection horizontal, guide frame with shutter and w/o position signalling switch, without Com & metering function Manual operating mechanism with mechanical closing, without Spring charging motor, Ready-to-close signal. switch, Auxiliary switches 2NO+2NC, without Closing coil (CC), manual operating mechanism with mechanical closing, without Remote trip alarm reset coil (RR), without 2nd shunt trip, without 1st Shunt trip | 168000 | 1 | Z\ | 1
3WA1116-2AF43-0AA0 |  | Withdrawable circuit breaker with guide frame, IEC 60947-2, frame size 1, 4-poles, N-pole left, In=1600A up to 690V AC 50/60Hz, breaking capacity N Icu=55/42kA at 500/690V, Trip unit ETU600 LSIG upgrade ready , colordisplay, bluetooth and USB interface, Protection LT, ST, INST, GFx, include N-protection, (internal N-sensor available), incl. trip alarm switch (1xCO), front connection double hole, guide frame with shutter and w/o position signalling switch, without Com & metering function Manual operating mechanism with mechanical closing, without Spring charging motor, Ready-to-close signal. switch, Auxiliary switches 2NO+2NC, without Closing coil (CC), manual operating mechanism with mechanical closing, without Remote trip alarm reset coil (RR), without 2nd shunt trip, without 1st Shunt trip | 180000 | 1 | Z\ | 1
3WA1116-2AF44-0AA0 |  | Withdrawable circuit breaker with guide frame, IEC 60947-2, frame size 1, 4-poles, N-pole left, In=1600A up to 690V AC 50/60Hz, breaking capacity N Icu=55/42kA at 500/690V, Trip unit ETU600 LSIG upgrade ready , colordisplay, bluetooth and USB interface, Protection LT, ST, INST, GFx, include N-protection, (internal N-sensor available), incl. trip alarm switch (1xCO), rear connection flange, guide frame with shutter and w/o position signalling switch, without Com & metering function Manual operating mechanism with mechanical closing, without Spring charging motor, Ready-to-close signal. switch, Auxiliary switches 2NO+2NC, without Closing coil (CC), manual operating mechanism with mechanical closing, without Remote trip alarm reset coil (RR), without 2nd shunt trip, without 1st Shunt trip | 168000 | 1 | Z\ | 1
3WA1116-2AF62-4EQ4-Z | C01R30S07T40 | Withdrawable circuit breaker with guide frame, IEC 60947-2, frame size 1, 3-poles, In=1600A up to 690V AC 50/60Hz, breaking capacity N Icu=55/42kA at 500/690V, Trip unit ETU600 LSIG upgrade ready , colordisplay, bluetooth and USB interface, Protection LT, ST, INST, GFx, N-protection required an external N-sensor, incl. trip alarm switch (1xCO), rear connection horizontal, guide frame with shutter and position signall. switch (3xW), without Com & metering function with manual and motorized operating mechanism (M) 208-240 V AC / 220-250 V DC, Storage status and ready-to- close signaling switches, Auxiliary switches 2NO+2NC, Closing coil (CC) 100% OP 208-240 V AC / 220-250 V DC, applicable for continuous duty, without Remote trip alarm reset coil (RR), Undervoltage release (UVR) instantaneous (0,08 s) and short-delay (0,2 s), 208-240 V AC / 220-250 V DC, Shunt trip (ST) 100% OP 208-240 V AC / 220-250 V DC, suitable for continuous duty, Option C01 = Operations counter for circuit breaker Option R30 = Mechanical interlock to prevent opening of the circuit breaker compartment door, if ACB is closed; for withdrawable design. Option S07 = Locking provision against unauthorized closing Secured Open; for padlock device Padlocks are not included. Option T40 = Door sealing frame IP41 | 169960 | 1 | Z\ | 1
3WA1116-2CA01-0AA0 |  | Non-automatic circuit breaker Fixed-mounted version, IEC 60947-2, frame size 1, 3-poles, In=1600A up to 690V AC 50/60Hz, breaking capacity N Icc=55/42kA at 500/690V, without electr. trip unit ETU, rear connection vertical, able to communication, Manual operating mechanism with mechanical closing, without Spring charging motor, Ready-to-close signal. switch, Auxiliary switches 2NO+2NC, without Closing coil (CC), manual operating mechanism with mechanical closing, without Remote trip alarm reset coil (RR), without 2nd shunt trip, without 1st Shunt trip | 84130 | 1 | Z\ | 1
3WA1116-2CA02-0AA0 |  | Non-automatic circuit breaker Fixed-mounted version, IEC 60947-2, frame size 1, 3-poles, In=1600A up to 690V AC 50/60Hz, breaking capacity N Icc=55/42kA at 500/690V, without electr. trip unit ETU, rear connection horizontal, able to communication, Manual operating mechanism with mechanical closing, without Spring charging motor, Ready-to-close signal. switch, Auxiliary switches 2NO+2NC, without Closing coil (CC), manual operating mechanism with mechanical closing, without Remote trip alarm reset coil (RR), without 2nd shunt trip, without 1st Shunt trip | 81230 | 1 | Z\ | 1
3WA1116-2CA03-0AA0 |  | Non-automatic circuit breaker Fixed-mounted version, IEC 60947-2, frame size 1, 3-poles, In=1600A up to 690V AC 50/60Hz, breaking capacity N Icc=55/42kA at 500/690V, without electr. trip unit ETU, front connection double hole, able to communication, Manual operating mechanism with mechanical closing, without Spring charging motor, Ready-to-close signal. switch, Auxiliary switches 2NO+2NC, without Closing coil (CC), manual operating mechanism with mechanical closing, without Remote trip alarm reset coil (RR), without 2nd shunt trip, without 1st Shunt trip | 89930 | 1 | Z\ | 1
3WA1116-2CA11-0AA0 |  | Non-automatic circuit breaker Fixed-mounted version, IEC 60947-2, frame size 1, 4-poles, N-pole left, In=1600A up to 690V AC 50/60Hz, breaking capacity N Icc=55/42kA at 500/690V, without electr. trip unit ETU, rear connection vertical, able to communication, Manual operating mechanism with mechanical closing, without Spring charging motor, Ready-to-close signal. switch, Auxiliary switches 2NO+2NC, without Closing coil (CC), manual operating mechanism with mechanical closing, without Remote trip alarm reset coil (RR), without 2nd shunt trip, without 1st Shunt trip | 109430 | 1 | Z\ | 1
3WA1116-2CA12-0AA0 |  | Non-automatic circuit breaker Fixed-mounted version, IEC 60947-2, frame size 1, 4-poles, N-pole left, In=1600A up to 690V AC 50/60Hz, breaking capacity N Icc=55/42kA at 500/690V, without electr. trip unit ETU, rear connection horizontal, able to communication, Manual operating mechanism with mechanical closing, without Spring charging motor, Ready-to-close signal. switch, Auxiliary switches 2NO+2NC, without Closing coil (CC), manual operating mechanism with mechanical closing, without Remote trip alarm reset coil (RR), without 2nd shunt trip, without 1st Shunt trip | 105430 | 1 | Z\ | 1
3WA1116-2CA13-0AA0 |  | Non-automatic circuit breaker Fixed-mounted version, IEC 60947-2, frame size 1, 4-poles, N-pole left, In=1600A up to 690V AC 50/60Hz, breaking capacity N Icc=55/42kA at 500/690V, without electr. trip unit ETU, front connection double hole, able to communication, Manual operating mechanism with mechanical closing, without Spring charging motor, Ready-to-close signal. switch, Auxiliary switches 2NO+2NC, without Closing coil (CC), manual operating mechanism with mechanical closing, without Remote trip alarm reset coil (RR), without 2nd shunt trip, without 1st Shunt trip | 117430 | 1 | Z\ | 1
3WA1116-2CA21-0AA0 |  | AC non-automatic air circuit breaker 3WA, fixed-mounted version, IEC 60947-2, size 1, 4-pole, N pole on right, In=1600 A up to 690 V AC 50/60 Hz, breaking capacity N, Icc=55/42 kA at 500/690 V, without electronic trip unit ETU, connection at rear vertical, able to communication, Manual operating mechanism with mechanical closing, without Spring charging motor, Ready-to-close signal. switch, Auxiliary switches 2NO+2NC, without Closing coil (CC), manual operating mechanism with mechanical closing, without Remote trip alarm reset coil (RR), without 2nd shunt trip, without 1st Shunt trip | 109430 | 1 | Z\ | 1
3WA1116-2CA22-0AA0 |  | AC non-automatic air circuit breaker 3WA, fixed-mounted version, IEC 60947-2, size 1, 4-pole, N pole on right, In=1600 A up to 690 V AC 50/60 Hz, breaking capacity N, Icc=55/42 kA at 500/690 V, without electronic trip unit ETU, connection at rear horizontal able to communication, Manual operating mechanism with mechanical closing, without Spring charging motor, Ready-to-close signal. switch, Auxiliary switches 2NO+2NC, without Closing coil (CC), manual operating mechanism with mechanical closing, without Remote trip alarm reset coil (RR), without 2nd shunt trip, without 1st Shunt trip | 105430 | 1 | Z\ | 1
3WA1116-2CA23-0AA0 |  | AC non-automatic air circuit breaker 3WA, fixed-mounted version, IEC 60947-2, size 1, 4-pole, N pole on right, In=1600 A up to 690 V AC 50/60 Hz, breaking capacity N, Icc=55/42 kA at 500/690 V, without electronic trip unit ETU, front connection double hole, able to communication, Manual operating mechanism with mechanical closing, without Spring charging motor, Ready-to-close signal. switch, Auxiliary switches 2NO+2NC, without Closing coil (CC), manual operating mechanism with mechanical closing, without Remote trip alarm reset coil (RR), without 2nd shunt trip, without 1st Shunt trip | 117430 | 1 | Z\ | 1
3WA1116-2CA31-0AA0 |  | Non-automatic circuit breaker withdrawable version, with guide frame, IEC 60947-2, frame size 1, 3-poles, In=1600A up to 690V AC 50/60Hz, breaking capacity N Icc=55/42kA at 500/690V, without electr. trip unit ETU, rear connection vertical, guide frame with shutter and w/o position signalling switch, able to communication, Manual operating mechanism with mechanical closing, without Spring charging motor, Ready-to-close signal. switch, Auxiliary switches 2NO+2NC, without Closing coil (CC), manual operating mechanism with mechanical closing, without Remote trip alarm reset coil (RR), without 2nd shunt trip, without 1st Shunt trip | 109430 | 1 | Z\ | 1
3WA1116-2CA32-0AA0 |  | Non-automatic circuit breaker withdrawable version, with guide frame, IEC 60947-2, frame size 1, 3-poles, In=1600A up to 690V AC 50/60Hz, breaking capacity N Icc=55/42kA at 500/690V, without electr. trip unit ETU, rear connection horizontal, guide frame with shutter and w/o position signalling switch, able to communication, Manual operating mechanism with mechanical closing, without Spring charging motor, Ready-to-close signal. switch, Auxiliary switches 2NO+2NC, without Closing coil (CC), manual operating mechanism with mechanical closing, without Remote trip alarm reset coil (RR), without 2nd shunt trip, without 1st Shunt trip | 106430 | 1 | Z\ | 1
3WA1116-2CA33-0AA0 |  | Non-automatic circuit breaker withdrawable version, with guide frame, IEC 60947-2, frame size 1, 3-poles, In=1600A up to 690V AC 50/60Hz, breaking capacity N Icc=55/42kA at 500/690V, without electr. trip unit ETU, front connection double hole, guide frame with shutter and w/o position signalling switch, able to communication, Manual operating mechanism with mechanical closing, without Spring charging motor, Ready-to-close signal. switch, Auxiliary switches 2NO+2NC, without Closing coil (CC), manual operating mechanism with mechanical closing, without Remote trip alarm reset coil (RR), without 2nd shunt trip, without 1st Shunt trip | 114430 | 1 | Z\ | 1
3WA1116-2CA34-0AA0 |  | Non-automatic circuit breaker withdrawable version, with guide frame, IEC 60947-2, frame size 1, 3-poles, In=1600A up to 690V AC 50/60Hz, breaking capacity N Icc=55/42kA at 500/690V, without electr. trip unit ETU, rear connection flange, guide frame with shutter and w/o position signalling switch, able to communication, Manual operating mechanism with mechanical closing, without Spring charging motor, Ready-to-close signal. switch, Auxiliary switches 2NO+2NC, without Closing coil (CC), manual operating mechanism with mechanical closing, without Remote trip alarm reset coil (RR), without 2nd shunt trip, without 1st Shunt trip | 106430 | 1 | Z\ | 1
3WA1116-2CA41-0AA0 |  | Non-automatic circuit breaker withdrawable version, with guide frame, IEC 60947-2, frame size 1, 4-poles, N-pole left, In=1600A up to 690V AC 50/60Hz, breaking capacity N Icc=55/42kA at 500/690V, without electr. trip unit ETU, rear connection vertical, guide frame with shutter and w/o position signalling switch, able to communication, Manual operating mechanism with mechanical closing, without Spring charging motor, Ready-to-close signal. switch, Auxiliary switches 2NO+2NC, without Closing coil (CC), manual operating mechanism with mechanical closing, without Remote trip alarm reset coil (RR), without 2nd shunt trip, without 1st Shunt trip | 142430 | 1 | Z\ | 1
3WA1116-2CA42-0AA0 |  | Non-automatic circuit breaker withdrawable version, with guide frame, IEC 60947-2, frame size 1, 4-poles, N-pole left, In=1600A up to 690V AC 50/60Hz, breaking capacity N Icc=55/42kA at 500/690V, without electr. trip unit ETU, rear connection horizontal, guide frame with shutter and w/o position signalling switch, able to communication, Manual operating mechanism with mechanical closing, without Spring charging motor, Ready-to-close signal. switch, Auxiliary switches 2NO+2NC, without Closing coil (CC), manual operating mechanism with mechanical closing, without Remote trip alarm reset coil (RR), without 2nd shunt trip, without 1st Shunt trip | 138430 | 1 | Z\ | 1
3WA1116-2CA43-0AA0 |  | Non-automatic circuit breaker withdrawable version, with guide frame, IEC 60947-2, frame size 1, 4-poles, N-pole left, In=1600A up to 690V AC 50/60Hz, breaking capacity N Icc=55/42kA at 500/690V, without electr. trip unit ETU, front connection double hole, guide frame with shutter and w/o position signalling switch, able to communication, Manual operating mechanism with mechanical closing, without Spring charging motor, Ready-to-close signal. switch, Auxiliary switches 2NO+2NC, without Closing coil (CC), manual operating mechanism with mechanical closing, without Remote trip alarm reset coil (RR), without 2nd shunt trip, without 1st Shunt trip | 150430 | 1 | Z\ | 1
3WA1116-2CA44-0AA0 |  | Non-automatic circuit breaker withdrawable version, with guide frame, IEC 60947-2, frame size 1, 4-poles, N-pole left, In=1600A up to 690V AC 50/60Hz, breaking capacity N Icc=55/42kA at 500/690V, without electr. trip unit ETU, rear connection flange, guide frame with shutter and w/o position signalling switch, able to communication, Manual operating mechanism with mechanical closing, without Spring charging motor, Ready-to-close signal. switch, Auxiliary switches 2NO+2NC, without Closing coil (CC), manual operating mechanism with mechanical closing, without Remote trip alarm reset coil (RR), without 2nd shunt trip, without 1st Shunt trip | 138430 | 1 | Z\ | 1
3WA1116-2CE34-4EQ4-Z | C01D80F19K60M71S07T40 | Withdrawable circuit breaker with guide frame, IEC 60947-2, frame size 1, 3-poles, In=1600A up to 690V AC 50/60Hz, breaking capacity N Icu=55/42kA at 500/690V, Trip unit ETU600 LSI upgrade ready , colordisplay, bluetooth and USB interface, Protection LT, ST, INST, N-protection required an external N-sensor, incl. trip alarm switch (1xCO), rear connection flange, guide frame with shutter and w/o position signalling switch, able to communication, with manual and motorized operating mechanism (M) 208-240 V AC / 220-250 V DC, Storage status and ready-to- close signaling switches, Auxiliary switches 2NO+2NC, Closing coil (CC) 100% OP 208-240 V AC / 220-250 V DC, applicable for continuous duty, without Remote trip alarm reset coil (RR), Undervoltage release (UVR) instantaneous (0,08 s) and short-delay (0,2 s), 208-240 V AC / 220-250 V DC, Shunt trip (ST) 100% OP 208-240 V AC / 220-250 V DC, suitable for continuous duty, Option C01 = Operations counter for circuit breaker Option D80 = Circuit breaker without Bluetooth functionality Option F19 = COM190 COM module PROFINET IO Modbus TCP 2 switched Ethernet ports circuit breaker internal Option K60 = Internal current sensors without energy core, required power supply 24 V DC and undervoltage release (UVR), no power supply of the ETU via internal current sensors option M71 = changeover to CC/ST without communication capability Option S07 = Locking provision against unauthorized closing Secured Open; for padlock device Padlocks are not included. Option T40 = Door sealing frame IP41 | 177700 | 1 | Z\ | 1
3WA1116-2CE34-4EV4-Z | C01D80F19K60M71S07T40 | Withdrawable circuit breaker with guide frame, IEC 60947-2, frame size 1, 3-poles, In=1600A up to 690V AC 50/60Hz, breaking capacity N Icu=55/42kA at 500/690V, Trip unit ETU600 LSI upgrade ready , colordisplay, bluetooth and USB interface, Protection LT, ST, INST, N-protection required an external N-sensor, incl. trip alarm switch (1xCO), rear connection flange, guide frame with shutter and w/o position signalling switch, able to communication, with manual and motorized operating mechanism (M) 208-240 V AC / 220-250 V DC, Storage status and ready-to- close signaling switches, Auxiliary switches 2NO+2NC, Closing coil (CC) 100% OP 208-240 V AC / 220-250 V DC, applicable for continuous duty, without Remote trip alarm reset coil (RR), Undervoltage release (UVR-t) with time delay 0,2-3,2 s 208-240 V AC / 220-250 V DC, Shunt trip (ST) 100% OP 208-240 V AC / 220-250 V DC, suitable for continuous duty, Option C01 = Operations counter for circuit breaker Option D80 = Circuit breaker without Bluetooth functionality Option F19 = COM190 COM module PROFINET IO Modbus TCP 2 switched Ethernet ports circuit breaker internal Option K60 = Internal current sensors without energy core, required power supply 24 V DC and undervoltage release (UVR), no power supply of the ETU via internal current sensors option M71 = changeover to CC/ST without communication capability Option S07 = Locking provision against unauthorized closing Secured Open; for padlock device Padlocks are not included. Option T40 = Door sealing frame IP41 | 182990 | 1 | Z\ | 1
3WA1116-2CE34-4EV4-Z | C01D80F19K60S07T40 | Withdrawable circuit breaker with guide frame, IEC 60947-2, frame size 1, 3-poles, In=1600A up to 690V AC 50/60Hz, breaking capacity N Icu=55/42kA at 500/690V, Trip unit ETU600 LSI upgrade ready , colordisplay, bluetooth and USB interface, Protection LT, ST, INST, N-protection required an external N-sensor, incl. trip alarm switch (1xCO), rear connection flange, guide frame with shutter and w/o position signalling switch, able to communication, with manual and motorized operating mechanism (M) 208-240 V AC / 220-250 V DC, Storage status and ready-to- close signaling switches, Auxiliary switches 2NO+2NC, Closing coil (CC) 100% OP 208-240 V AC / 220-250 V DC, applicable for continuous duty, without Remote trip alarm reset coil (RR), Undervoltage release (UVR-t) with time delay 0,2-3,2 s 208-240 V AC / 220-250 V DC, Shunt trip (ST) 100% OP 208-240 V AC / 220-250 V DC, suitable for continuous duty, Option C01 = Operations counter for circuit breaker Option D80 = Circuit breaker without Bluetooth functionality Option F19 = COM190 COM module PROFINET IO Modbus TCP 2 switched Ethernet ports circuit breaker internal Option K60 = Internal current sensors without energy core, required power supply 24 V DC and undervoltage release (UVR), no power supply of the ETU via internal current sensors Option S07 = Locking provision against unauthorized closing Secured Open; for padlock device Padlocks are not included. Option T40 = Door sealing frame IP41 | 182990 | 1 | Z\ | 1
3WA1116-2CE42-4EV4-Z | C01F19K60 | Withdrawable circuit breaker with guide frame, IEC 60947-2, frame size 1, 4-poles, N-pole left, In=1600A up to 690V AC 50/60Hz, breaking capacity N Icu=55/42kA at 500/690V, Trip unit ETU600 LSI upgrade ready , colordisplay, bluetooth and USB interface, Protection LT, ST, INST, include N-protection, (internal N-sensor available), incl. trip alarm switch (1xCO), rear connection horizontal, guide frame with shutter and w/o position signalling switch, able to communication, with manual and motorized operating mechanism (M) 208-240 V AC / 220-250 V DC, Storage status and ready-to- close signaling switches, Auxiliary switches 2NO+2NC, Closing coil (CC) 100% OP 208-240 V AC / 220-250 V DC, applicable for continuous duty, without Remote trip alarm reset coil (RR), Undervoltage release (UVR-t) with time delay 0,2-3,2 s 208-240 V AC / 220-250 V DC, Shunt trip (ST) 100% OP 208-240 V AC / 220-250 V DC, suitable for continuous duty, Option C01 = Operations counter for circuit breaker Option F19 = COM190 COM module PROFINET IO Modbus TCP 2 switched Ethernet ports circuit breaker internal Option K60 = Internal current sensors without energy core, required power supply 24 V DC and undervoltage release (UVR), no power supply of the ETU via internal current sensors | 217090 | 1 | Z\ | 1
3WA1116-2CE61-0AA3 |  | Withdrawable circuit breaker with guide frame, IEC 60947-2, frame size 1, 3-poles, In=1600A up to 690V AC 50/60Hz, breaking capacity N Icu=55/42kA at 500/690V, Trip unit ETU600 LSI upgrade ready , colordisplay, bluetooth and USB interface, Protection LT, ST, INST, N-protection required an external N-sensor, incl. trip alarm switch (1xCO), rear connection vertical, guide frame with shutter and position signall. switch (3xW), able to communication, Manual operating mechanism with mechanical closing, without Spring charging motor, Ready-to-close signal. switch, Auxiliary switches 2NO+2NC, without Closing coil (CC), manual operating mechanism with mechanical closing, without Remote trip alarm reset coil (RR), without 2nd shunt trip, Shunt trip (ST) 100% OP 110-127 V AC / 110-125 V DC, suitable for continuous duty, | 135520 | 1 | Z\ | 1
3WA1116-2CF32-8EA4-Z | C01F19S33T40 | Withdrawable circuit breaker with guide frame, IEC 60947-2, frame size 1, 3-poles, In=1600A up to 690V AC 50/60Hz, breaking capacity N Icu=55/42kA at 500/690V, Trip unit ETU600 LSIG upgrade ready , colordisplay, bluetooth and USB interface, Protection LT, ST, INST, GFx, N-protection required an external N-sensor, incl. trip alarm switch (1xCO), rear connection horizontal, guide frame with shutter and w/o position signalling switch, able to communication, with manual and motorized operating mechanism (M) 208-240 V AC / 220-250 V DC, Storage status and ready-to- close signaling switches, Auxiliary switches 4NO+4NC, Closing coil (CC) 100% OP 208-240 V AC / 220-250 V DC, applicable for continuous duty, without Remote trip alarm reset coil (RR), without 2nd shunt trip, Shunt trip (ST) 100% OP 208-240 V AC / 220-250 V DC, suitable for continuous duty, Option C01 = Operations counter for circuit breaker Option F19 = COM190 COM module PROFINET IO Modbus TCP 2 switched Ethernet ports circuit breaker internal Option S33 = Locking provision for Padlock device for charging handle padlocks are not included Option T40 = Door sealing frame IP41 | 184450 | 1 | Z\ | 1
3WA1116-2EE01-0AA0 |  | Fixed-mounted circuit breaker IEC 60947-2, frame size 1, 3-poles, In=1600A up to 690V AC 50/60Hz, breaking capacity N Icu=55/42kA at 500/690V, Trip unit ETU600 LSI upgrade ready , colordisplay, bluetooth and USB interface, Protection LT, ST, INST, N-protection required an external N-sensor, incl. trip alarm switch (1xCO), rear connection vertical, with internal voltage tap on lower stab of circuit breaker, with voltage tap module VTM680 and power supply of ETU600, able to communication, integrated metering type PMF-1 Energy Efficiency, Voltage, Active energy Ea Manual operating mechanism with mechanical closing, without Spring charging motor, Ready-to-close signal. switch, Auxiliary switches 2NO+2NC, without Closing coil (CC), manual operating mechanism with mechanical closing, without Remote trip alarm reset coil (RR), without 2nd shunt trip, without 1st Shunt trip | 101970 | 1 | Z\ | 1
3WA1116-2EE02-0AA0 |  | Fixed-mounted circuit breaker IEC 60947-2, frame size 1, 3-poles, In=1600A up to 690V AC 50/60Hz, breaking capacity N Icu=55/42kA at 500/690V, Trip unit ETU600 LSI upgrade ready , colordisplay, bluetooth and USB interface, Protection LT, ST, INST, N-protection required an external N-sensor, incl. trip alarm switch (1xCO), rear connection horizontal, with internal voltage tap on lower stab of circuit breaker, with voltage tap module VTM680 and power supply of ETU600, able to communication, integrated metering type PMF-1 Energy Efficiency, Voltage, Active energy Ea Manual operating mechanism with mechanical closing, without Spring charging motor, Ready-to-close signal. switch, Auxiliary switches 2NO+2NC, without Closing coil (CC), manual operating mechanism with mechanical closing, without Remote trip alarm reset coil (RR), without 2nd shunt trip, without 1st Shunt trip | 99070 | 1 | Z\ | 1
3WA1116-2EE03-0AA0 |  | Fixed-mounted circuit breaker IEC 60947-2, frame size 1, 3-poles, In=1600A up to 690V AC 50/60Hz, breaking capacity N Icu=55/42kA at 500/690V, Trip unit ETU600 LSI upgrade ready , colordisplay, bluetooth and USB interface, Protection LT, ST, INST, N-protection required an external N-sensor, incl. trip alarm switch (1xCO), front connection double hole, with internal voltage tap on lower stab of circuit breaker, with voltage tap module VTM680 and power supply of ETU600, able to communication, integrated metering type PMF-1 Energy Efficiency, Voltage, Active energy Ea Manual operating mechanism with mechanical closing, without Spring charging motor, Ready-to-close signal. switch, Auxiliary switches 2NO+2NC, without Closing coil (CC), manual operating mechanism with mechanical closing, without Remote trip alarm reset coil (RR), without 2nd shunt trip, without 1st Shunt trip | 107770 | 1 | Z\ | 1
3WA1116-2EE11-0AA0 |  | Fixed-mounted circuit breaker IEC 60947-2, frame size 1, 4-poles, N-pole left, In=1600A up to 690V AC 50/60Hz, breaking capacity N Icu=55/42kA at 500/690V, Trip unit ETU600 LSI upgrade ready , colordisplay, bluetooth and USB interface, Protection LT, ST, INST, include N-protection, (internal N-sensor available), incl. trip alarm switch (1xCO), rear connection vertical, with internal voltage tap on lower stab of circuit breaker, with voltage tap module VTM680 and power supply of ETU600, able to communication, integrated metering type PMF-1 Energy Efficiency, Voltage, Active energy Ea Manual operating mechanism with mechanical closing, without Spring charging motor, Ready-to-close signal. switch, Auxiliary switches 2NO+2NC, without Closing coil (CC), manual operating mechanism with mechanical closing, without Remote trip alarm reset coil (RR), without 2nd shunt trip, without 1st Shunt trip | 131870 | 1 | Z\ | 1
3WA1116-2EE12-0AA0 |  | Fixed-mounted circuit breaker IEC 60947-2, frame size 1, 4-poles, N-pole left, In=1600A up to 690V AC 50/60Hz, breaking capacity N Icu=55/42kA at 500/690V, Trip unit ETU600 LSI upgrade ready , colordisplay, bluetooth and USB interface, Protection LT, ST, INST, include N-protection, (internal N-sensor available), incl. trip alarm switch (1xCO), rear connection horizontal, with internal voltage tap on lower stab of circuit breaker, with voltage tap module VTM680 and power supply of ETU600, able to communication, integrated metering type PMF-1 Energy Efficiency, Voltage, Active energy Ea Manual operating mechanism with mechanical closing, without Spring charging motor, Ready-to-close signal. switch, Auxiliary switches 2NO+2NC, without Closing coil (CC), manual operating mechanism with mechanical closing, without Remote trip alarm reset coil (RR), without 2nd shunt trip, without 1st Shunt trip | 127870 | 1 | Z\ | 1
3WA1116-2EE13-0AA0 |  | Fixed-mounted circuit breaker IEC 60947-2, frame size 1, 4-poles, N-pole left, In=1600A up to 690V AC 50/60Hz, breaking capacity N Icu=55/42kA at 500/690V, Trip unit ETU600 LSI upgrade ready , colordisplay, bluetooth and USB interface, Protection LT, ST, INST, include N-protection, (internal N-sensor available), incl. trip alarm switch (1xCO), front connection double hole, with internal voltage tap on lower stab of circuit breaker, with voltage tap module VTM680 and power supply of ETU600, able to communication, integrated metering type PMF-1 Energy Efficiency, Voltage, Active energy Ea Manual operating mechanism with mechanical closing, without Spring charging motor, Ready-to-close signal. switch, Auxiliary switches 2NO+2NC, without Closing coil (CC), manual operating mechanism with mechanical closing, without Remote trip alarm reset coil (RR), without 2nd shunt trip, without 1st Shunt trip | 139870 | 1 | Z\ | 1
3WA1116-2EE21-0AA0 |  | fixed-mounted circuit breaker, IEC 60947-2, size 1, 4-pole, N pole on right, In=1600 A up to 690 V AC 50/60 Hz, breaking capacity N Icc=55/42 kA at 500/690 V, tripping unit ETU600 LSI upgradeable, color display, Bluetooth, USB interface, basic protection LT, ST, INST, including protection of the N conductor (internal neutral point sensor available), trip alarm switch (1 x CO), connection at rear vertical, with internal voltage tap on lower stab of circuit breaker, with voltage tap module VTM680 and power supply of ETU600, able to communication, integrated metering type PMF-1 Energy Efficiency, Voltage, Active energy Ea Manual operating mechanism with mechanical closing, without Spring charging motor, Ready-to-close signal. switch, Auxiliary switches 2NO+2NC, without Closing coil (CC), manual operating mechanism with mechanical closing, without Remote trip alarm reset coil (RR), without 2nd shunt trip, without 1st Shunt trip | 131870 | 1 | Z\ | 1
3WA1116-2EE22-0AA0 |  | fixed-mounted circuit breaker, IEC 60947-2, size 1, 4-pole, N pole on right, In=1600 A up to 690 V AC 50/60 Hz, breaking capacity N Icc=55/42 kA at 500/690 V, tripping unit ETU600 LSI upgradeable, color display, Bluetooth, USB interface, basic protection LT, ST, INST, including protection of the N conductor (internal neutral point sensor available), trip alarm switch (1 x CO), connection at rear horizontal with internal voltage tap on lower stab of circuit breaker, with voltage tap module VTM680 and power supply of ETU600, able to communication, integrated metering type PMF-1 Energy Efficiency, Voltage, Active energy Ea Manual operating mechanism with mechanical closing, without Spring charging motor, Ready-to-close signal. switch, Auxiliary switches 2NO+2NC, without Closing coil (CC), manual operating mechanism with mechanical closing, without Remote trip alarm reset coil (RR), without 2nd shunt trip, without 1st Shunt trip | 127870 | 1 | Z\ | 1
3WA1116-2EE23-0AA0 |  | fixed-mounted circuit breaker, IEC 60947-2, size 1, 4-pole, N pole on right, In=1600 A up to 690 V AC 50/60 Hz, breaking capacity N Icc=55/42 kA at 500/690 V, tripping unit ETU600 LSI upgradeable, color display, Bluetooth, USB interface, basic protection LT, ST, INST, including protection of the N conductor (internal neutral point sensor available), trip alarm switch (1 x CO), front connection double hole, with internal voltage tap on lower stab of circuit breaker, with voltage tap module VTM680 and power supply of ETU600, able to communication, integrated metering type PMF-1 Energy Efficiency, Voltage, Active energy Ea Manual operating mechanism with mechanical closing, without Spring charging motor, Ready-to-close signal. switch, Auxiliary switches 2NO+2NC, without Closing coil (CC), manual operating mechanism with mechanical closing, without Remote trip alarm reset coil (RR), without 2nd shunt trip, without 1st Shunt trip | 139870 | 1 | Z\ | 1
3WA1116-2EE31-0AA0 |  | Withdrawable circuit breaker with guide frame, IEC 60947-2, frame size 1, 3-poles, In=1600A up to 690V AC 50/60Hz, breaking capacity N Icu=55/42kA at 500/690V, Trip unit ETU600 LSI upgrade ready , colordisplay, bluetooth and USB interface, Protection LT, ST, INST, N-protection required an external N-sensor, incl. trip alarm switch (1xCO), rear connection vertical, guide frame with shutter and w/o position signalling switch, with internal voltage tap on lower stab of circuit breaker, with voltage tap module VTM680 and power supply of ETU600, able to communication, integrated metering type PMF-1 Energy Efficiency, Voltage, Active energy Ea Manual operating mechanism with mechanical closing, without Spring charging motor, Ready-to-close signal. switch, Auxiliary switches 2NO+2NC, without Closing coil (CC), manual operating mechanism with mechanical closing, without Remote trip alarm reset coil (RR), without 2nd shunt trip, without 1st Shunt trip | 130870 | 1 | Z\ | 1
3WA1116-2EE32-0AA0 |  | Withdrawable circuit breaker with guide frame, IEC 60947-2, frame size 1, 3-poles, In=1600A up to 690V AC 50/60Hz, breaking capacity N Icu=55/42kA at 500/690V, Trip unit ETU600 LSI upgrade ready , colordisplay, bluetooth and USB interface, Protection LT, ST, INST, N-protection required an external N-sensor, incl. trip alarm switch (1xCO), rear connection horizontal, guide frame with shutter and w/o position signalling switch, with internal voltage tap on lower stab of circuit breaker, with voltage tap module VTM680 and power supply of ETU600, able to communication, integrated metering type PMF-1 Energy Efficiency, Voltage, Active energy Ea Manual operating mechanism with mechanical closing, without Spring charging motor, Ready-to-close signal. switch, Auxiliary switches 2NO+2NC, without Closing coil (CC), manual operating mechanism with mechanical closing, without Remote trip alarm reset coil (RR), without 2nd shunt trip, without 1st Shunt trip | 128870 | 1 | Z\ | 1
3WA1116-2EE32-4EA4-Z | C01D80F19K60M71S07T40 | Withdrawable circuit breaker with guide frame, IEC 60947-2, frame size 1, 3-poles, In=1600A up to 690V AC 50/60Hz, breaking capacity N Icu=55/42kA at 500/690V, Trip unit ETU600 LSI upgrade ready , colordisplay, bluetooth and USB interface, Protection LT, ST, INST, N-protection required an external N-sensor, incl. trip alarm switch (1xCO), rear connection horizontal, guide frame with shutter and w/o position signalling switch, with internal voltage tap on lower stab of circuit breaker, with voltage tap module VTM680 and power supply of ETU600, able to communication, integrated metering type PMF-1 Energy Efficiency, Voltage, Active energy Ea with manual and motorized operating mechanism (M) 208-240 V AC / 220-250 V DC, Storage status and ready-to- close signaling switches, Auxiliary switches 2NO+2NC, Closing coil (CC) 100% OP 208-240 V AC / 220-250 V DC, applicable for continuous duty, without Remote trip alarm reset coil (RR), without 2nd shunt trip, Shunt trip (ST) 100% OP 208-240 V AC / 220-250 V DC, suitable for continuous duty, Option C01 = Operations counter for circuit breaker Option D80 = Circuit breaker without Bluetooth functionality Option F19 = COM190 COM module PROFINET IO Modbus TCP 2 switched Ethernet ports circuit breaker internal Option K60 = Internal current sensors without energy core, required power supply 24 V DC and undervoltage release (UVR), no power supply of the ETU via internal current sensors option M71 = changeover to CC/ST without communication capability Option S07 = Locking provision against unauthorized closing Secured Open; for padlock device Padlocks are not included. Option T40 = Door sealing frame IP41 | 178470 | 1 | Z\ | 1
3WA1116-2EE32-4EA4-Z | C01D80F19K60S07T40 | Withdrawable circuit breaker with guide frame, IEC 60947-2, frame size 1, 3-poles, In=1600A up to 690V AC 50/60Hz, breaking capacity N Icu=55/42kA at 500/690V, Trip unit ETU600 LSI upgrade ready , colordisplay, bluetooth and USB interface, Protection LT, ST, INST, N-protection required an external N-sensor, incl. trip alarm switch (1xCO), rear connection horizontal, guide frame with shutter and w/o position signalling switch, with internal voltage tap on lower stab of circuit breaker, with voltage tap module VTM680 and power supply of ETU600, able to communication, integrated metering type PMF-1 Energy Efficiency, Voltage, Active energy Ea with manual and motorized operating mechanism (M) 208-240 V AC / 220-250 V DC, Storage status and ready-to- close signaling switches, Auxiliary switches 2NO+2NC, Closing coil (CC) 100% OP 208-240 V AC / 220-250 V DC, applicable for continuous duty, without Remote trip alarm reset coil (RR), without 2nd shunt trip, Shunt trip (ST) 100% OP 208-240 V AC / 220-250 V DC, suitable for continuous duty, Option C01 = Operations counter for circuit breaker Option D80 = Circuit breaker without Bluetooth functionality Option F19 = COM190 COM module PROFINET IO Modbus TCP 2 switched Ethernet ports circuit breaker internal Option K60 = Internal current sensors without energy core, required power supply 24 V DC and undervoltage release (UVR), no power supply of the ETU via internal current sensors Option S07 = Locking provision against unauthorized closing Secured Open; for padlock device Padlocks are not included. Option T40 = Door sealing frame IP41 | 178470 | 1 | Z\ | 1
3WA1116-2EE33-0AA0 |  | Withdrawable circuit breaker with guide frame, IEC 60947-2, frame size 1, 3-poles, In=1600A up to 690V AC 50/60Hz, breaking capacity N Icu=55/42kA at 500/690V, Trip unit ETU600 LSI upgrade ready , colordisplay, bluetooth and USB interface, Protection LT, ST, INST, N-protection required an external N-sensor, incl. trip alarm switch (1xCO), front connection double hole, guide frame with shutter and w/o position signalling switch, with internal voltage tap on lower stab of circuit breaker, with voltage tap module VTM680 and power supply of ETU600, able to communication, integrated metering type PMF-1 Energy Efficiency, Voltage, Active energy Ea Manual operating mechanism with mechanical closing, without Spring charging motor, Ready-to-close signal. switch, Auxiliary switches 2NO+2NC, without Closing coil (CC), manual operating mechanism with mechanical closing, without Remote trip alarm reset coil (RR), without 2nd shunt trip, without 1st Shunt trip | 136870 | 1 | Z\ | 1
3WA1116-2EE34-0AA0 |  | Withdrawable circuit breaker with guide frame, IEC 60947-2, frame size 1, 3-poles, In=1600A up to 690V AC 50/60Hz, breaking capacity N Icu=55/42kA at 500/690V, Trip unit ETU600 LSI upgrade ready , colordisplay, bluetooth and USB interface, Protection LT, ST, INST, N-protection required an external N-sensor, incl. trip alarm switch (1xCO), rear connection flange, guide frame with shutter and w/o position signalling switch, with internal voltage tap on lower stab of circuit breaker, with voltage tap module VTM680 and power supply of ETU600, able to communication, integrated metering type PMF-1 Energy Efficiency, Voltage, Active energy Ea Manual operating mechanism with mechanical closing, without Spring charging motor, Ready-to-close signal. switch, Auxiliary switches 2NO+2NC, without Closing coil (CC), manual operating mechanism with mechanical closing, without Remote trip alarm reset coil (RR), without 2nd shunt trip, without 1st Shunt trip | 128870 | 1 | Z\ | 1
3WA1116-2EE41-0AA0 |  | Withdrawable circuit breaker with guide frame, IEC 60947-2, frame size 1, 4-poles, N-pole left, In=1600A up to 690V AC 50/60Hz, breaking capacity N Icu=55/42kA at 500/690V, Trip unit ETU600 LSI upgrade ready , colordisplay, bluetooth and USB interface, Protection LT, ST, INST, include N-protection, (internal N-sensor available), incl. trip alarm switch (1xCO), rear connection vertical, guide frame with shutter and w/o position signalling switch, with internal voltage tap on lower stab of circuit breaker, with voltage tap module VTM680 and power supply of ETU600, able to communication, integrated metering type PMF-1 Energy Efficiency, Voltage, Active energy Ea Manual operating mechanism with mechanical closing, without Spring charging motor, Ready-to-close signal. switch, Auxiliary switches 2NO+2NC, without Closing coil (CC), manual operating mechanism with mechanical closing, without Remote trip alarm reset coil (RR), without 2nd shunt trip, without 1st Shunt trip | 170870 | 1 | Z\ | 1
3WA1116-2EE42-0AA0 |  | Withdrawable circuit breaker with guide frame, IEC 60947-2, frame size 1, 4-poles, N-pole left, In=1600A up to 690V AC 50/60Hz, breaking capacity N Icu=55/42kA at 500/690V, Trip unit ETU600 LSI upgrade ready , colordisplay, bluetooth and USB interface, Protection LT, ST, INST, include N-protection, (internal N-sensor available), incl. trip alarm switch (1xCO), rear connection horizontal, guide frame with shutter and w/o position signalling switch, with internal voltage tap on lower stab of circuit breaker, with voltage tap module VTM680 and power supply of ETU600, able to communication, integrated metering type PMF-1 Energy Efficiency, Voltage, Active energy Ea Manual operating mechanism with mechanical closing, without Spring charging motor, Ready-to-close signal. switch, Auxiliary switches 2NO+2NC, without Closing coil (CC), manual operating mechanism with mechanical closing, without Remote trip alarm reset coil (RR), without 2nd shunt trip, without 1st Shunt trip | 166870 | 1 | Z\ | 1
3WA1116-2EE43-0AA0 |  | Withdrawable circuit breaker with guide frame, IEC 60947-2, frame size 1, 4-poles, N-pole left, In=1600A up to 690V AC 50/60Hz, breaking capacity N Icu=55/42kA at 500/690V, Trip unit ETU600 LSI upgrade ready , colordisplay, bluetooth and USB interface, Protection LT, ST, INST, include N-protection, (internal N-sensor available), incl. trip alarm switch (1xCO), front connection double hole, guide frame with shutter and w/o position signalling switch, with internal voltage tap on lower stab of circuit breaker, with voltage tap module VTM680 and power supply of ETU600, able to communication, integrated metering type PMF-1 Energy Efficiency, Voltage, Active energy Ea Manual operating mechanism with mechanical closing, without Spring charging motor, Ready-to-close signal. switch, Auxiliary switches 2NO+2NC, without Closing coil (CC), manual operating mechanism with mechanical closing, without Remote trip alarm reset coil (RR), without 2nd shunt trip, without 1st Shunt trip | 177870 | 1 | Z\ | 1
3WA1116-2EE44-0AA0 |  | Withdrawable circuit breaker with guide frame, IEC 60947-2, frame size 1, 4-poles, N-pole left, In=1600A up to 690V AC 50/60Hz, breaking capacity N Icu=55/42kA at 500/690V, Trip unit ETU600 LSI upgrade ready , colordisplay, bluetooth and USB interface, Protection LT, ST, INST, include N-protection, (internal N-sensor available), incl. trip alarm switch (1xCO), rear connection flange, guide frame with shutter and w/o position signalling switch, with internal voltage tap on lower stab of circuit breaker, with voltage tap module VTM680 and power supply of ETU600, able to communication, integrated metering type PMF-1 Energy Efficiency, Voltage, Active energy Ea Manual operating mechanism with mechanical closing, without Spring charging motor, Ready-to-close signal. switch, Auxiliary switches 2NO+2NC, without Closing coil (CC), manual operating mechanism with mechanical closing, without Remote trip alarm reset coil (RR), without 2nd shunt trip, without 1st Shunt trip | 166870 | 1 | Z\ | 1
3WA1116-2EE64-4BA1-Z | F19M71S07T40 | Withdrawable circuit breaker with guide frame, IEC 60947-2, frame size 1, 3-poles, In=1600A up to 690V AC 50/60Hz, breaking capacity N Icu=55/42kA at 500/690V, Trip unit ETU600 LSI upgrade ready , colordisplay, bluetooth and USB interface, Protection LT, ST, INST, N-protection required an external N-sensor, incl. trip alarm switch (1xCO), rear connection flange, guide frame with shutter and position signall. switch (3xW), with internal voltage tap on lower stab of circuit breaker, with voltage tap module VTM680 and power supply of ETU600, able to communication, integrated metering type PMF-1 Energy Efficiency, Voltage, Active energy Ea with manual and motorized operating mechanism (M) 208-240 V AC / 220-250 V DC, Storage status and ready-to- close signaling switches, Auxiliary switches 2NO+2NC, Closing coil (CC) 100% OP 24-30 V DC, applicable for continuous duty, without Remote trip alarm reset coil (RR), without 2nd shunt trip, Shunt trip (ST) 100% OP 24-30 V DC, suitable for continuous duty, Option F19 = COM190 COM module PROFINET IO Modbus TCP 2 switched Ethernet ports circuit breaker internal option M71 = changeover to CC/ST without communication capability Option S07 = Locking provision against unauthorized closing Secured Open; for padlock device Padlocks are not included. Option T40 = Door sealing frame IP41 | 176150 | 1 | Z\ | 1
3WA1116-2EE64-4BA1-Z | F19S07T40 | Withdrawable circuit breaker with guide frame, IEC 60947-2, frame size 1, 3-poles, In=1600A up to 690V AC 50/60Hz, breaking capacity N Icu=55/42kA at 500/690V, Trip unit ETU600 LSI upgrade ready , colordisplay, bluetooth and USB interface, Protection LT, ST, INST, N-protection required an external N-sensor, incl. trip alarm switch (1xCO), rear connection flange, guide frame with shutter and position signall. switch (3xW), with internal voltage tap on lower stab of circuit breaker, with voltage tap module VTM680 and power supply of ETU600, able to communication, integrated metering type PMF-1 Energy Efficiency, Voltage, Active energy Ea with manual and motorized operating mechanism (M) 208-240 V AC / 220-250 V DC, Storage status and ready-to- close signaling switches, Auxiliary switches 2NO+2NC, Closing coil (CC) 100% OP 24-30 V DC, applicable for continuous duty, without Remote trip alarm reset coil (RR), without 2nd shunt trip, Shunt trip (ST) 100% OP 24-30 V DC, suitable for continuous duty, Option F19 = COM190 COM module PROFINET IO Modbus TCP 2 switched Ethernet ports circuit breaker internal Option S07 = Locking provision against unauthorized closing Secured Open; for padlock device Padlocks are not included. Option T40 = Door sealing frame IP41 | 176150 | 1 | Z\ | 1
3WA1116-2EF01-0AA0 |  | Fixed-mounted circuit breaker IEC 60947-2, frame size 1, 3-poles, In=1600A up to 690V AC 50/60Hz, breaking capacity N Icu=55/42kA at 500/690V, Trip unit ETU600 LSIG upgrade ready , colordisplay, bluetooth and USB interface, Protection LT, ST, INST, GFx, N-protection required an external N-sensor, incl. trip alarm switch (1xCO), rear connection vertical, with internal voltage tap on lower stab of circuit breaker, with voltage tap module VTM680 and power supply of ETU600, able to communication, integrated metering type PMF-1 Energy Efficiency, Voltage, Active energy Ea Manual operating mechanism with mechanical closing, without Spring charging motor, Ready-to-close signal. switch, Auxiliary switches 2NO+2NC, without Closing coil (CC), manual operating mechanism with mechanical closing, without Remote trip alarm reset coil (RR), without 2nd shunt trip, without 1st Shunt trip | 112870 | 1 | Z\ | 1
3WA1116-2EF02-0AA0 |  | Fixed-mounted circuit breaker IEC 60947-2, frame size 1, 3-poles, In=1600A up to 690V AC 50/60Hz, breaking capacity N Icu=55/42kA at 500/690V, Trip unit ETU600 LSIG upgrade ready , colordisplay, bluetooth and USB interface, Protection LT, ST, INST, GFx, N-protection required an external N-sensor, incl. trip alarm switch (1xCO), rear connection horizontal, with internal voltage tap on lower stab of circuit breaker, with voltage tap module VTM680 and power supply of ETU600, able to communication, integrated metering type PMF-1 Energy Efficiency, Voltage, Active energy Ea Manual operating mechanism with mechanical closing, without Spring charging motor, Ready-to-close signal. switch, Auxiliary switches 2NO+2NC, without Closing coil (CC), manual operating mechanism with mechanical closing, without Remote trip alarm reset coil (RR), without 2nd shunt trip, without 1st Shunt trip | 109870 | 1 | Z\ | 1
3WA1116-2EF03-0AA0 |  | Fixed-mounted circuit breaker IEC 60947-2, frame size 1, 3-poles, In=1600A up to 690V AC 50/60Hz, breaking capacity N Icu=55/42kA at 500/690V, Trip unit ETU600 LSIG upgrade ready , colordisplay, bluetooth and USB interface, Protection LT, ST, INST, GFx, N-protection required an external N-sensor, incl. trip alarm switch (1xCO), front connection double hole, with internal voltage tap on lower stab of circuit breaker, with voltage tap module VTM680 and power supply of ETU600, able to communication, integrated metering type PMF-1 Energy Efficiency, Voltage, Active energy Ea Manual operating mechanism with mechanical closing, without Spring charging motor, Ready-to-close signal. switch, Auxiliary switches 2NO+2NC, without Closing coil (CC), manual operating mechanism with mechanical closing, without Remote trip alarm reset coil (RR), without 2nd shunt trip, without 1st Shunt trip | 118870 | 1 | Z\ | 1
3WA1116-2EF11-0AA0 |  | Fixed-mounted circuit breaker IEC 60947-2, frame size 1, 4-poles, N-pole left, In=1600A up to 690V AC 50/60Hz, breaking capacity N Icu=55/42kA at 500/690V, Trip unit ETU600 LSIG upgrade ready , colordisplay, bluetooth and USB interface, Protection LT, ST, INST, GFx, include N-protection, (internal N-sensor available), incl. trip alarm switch (1xCO), rear connection vertical, with internal voltage tap on lower stab of circuit breaker, with voltage tap module VTM680 and power supply of ETU600, able to communication, integrated metering type PMF-1 Energy Efficiency, Voltage, Active energy Ea Manual operating mechanism with mechanical closing, without Spring charging motor, Ready-to-close signal. switch, Auxiliary switches 2NO+2NC, without Closing coil (CC), manual operating mechanism with mechanical closing, without Remote trip alarm reset coil (RR), without 2nd shunt trip, without 1st Shunt trip | 142870 | 1 | Z\ | 1
3WA1116-2EF12-0AA0 |  | Fixed-mounted circuit breaker IEC 60947-2, frame size 1, 4-poles, N-pole left, In=1600A up to 690V AC 50/60Hz, breaking capacity N Icu=55/42kA at 500/690V, Trip unit ETU600 LSIG upgrade ready , colordisplay, bluetooth and USB interface, Protection LT, ST, INST, GFx, include N-protection, (internal N-sensor available), incl. trip alarm switch (1xCO), rear connection horizontal, with internal voltage tap on lower stab of circuit breaker, with voltage tap module VTM680 and power supply of ETU600, able to communication, integrated metering type PMF-1 Energy Efficiency, Voltage, Active energy Ea Manual operating mechanism with mechanical closing, without Spring charging motor, Ready-to-close signal. switch, Auxiliary switches 2NO+2NC, without Closing coil (CC), manual operating mechanism with mechanical closing, without Remote trip alarm reset coil (RR), without 2nd shunt trip, without 1st Shunt trip | 138870 | 1 | Z\ | 1
3WA1116-2EF13-0AA0 |  | Fixed-mounted circuit breaker IEC 60947-2, frame size 1, 4-poles, N-pole left, In=1600A up to 690V AC 50/60Hz, breaking capacity N Icu=55/42kA at 500/690V, Trip unit ETU600 LSIG upgrade ready , colordisplay, bluetooth and USB interface, Protection LT, ST, INST, GFx, include N-protection, (internal N-sensor available), incl. trip alarm switch (1xCO), front connection double hole, with internal voltage tap on lower stab of circuit breaker, with voltage tap module VTM680 and power supply of ETU600, able to communication, integrated metering type PMF-1 Energy Efficiency, Voltage, Active energy Ea Manual operating mechanism with mechanical closing, without Spring charging motor, Ready-to-close signal. switch, Auxiliary switches 2NO+2NC, without Closing coil (CC), manual operating mechanism with mechanical closing, without Remote trip alarm reset coil (RR), without 2nd shunt trip, without 1st Shunt trip | 149870 | 1 | Z\ | 1
3WA1116-2EF21-0AA0 |  | fixed-mounted circuit breaker, IEC 60947-2, size 1, 4-pole, N pole on right, In=1600 A up to 690 V AC 50/60 Hz, breaking capacity N Icc=55/42 kA at 500/690 V, tripping unit ETU600 LSIG upgradeable, color display, Bluetooth, USB interface, basic protection LT, ST, INST, GFx, including protection of the N conductor (internal neutral point sensor available), trip alarm switch (1 x CO), connection at rear vertical, with internal voltage tap on lower stab of circuit breaker, with voltage tap module VTM680 and power supply of ETU600, able to communication, integrated metering type PMF-1 Energy Efficiency, Voltage, Active energy Ea Manual operating mechanism with mechanical closing, without Spring charging motor, Ready-to-close signal. switch, Auxiliary switches 2NO+2NC, without Closing coil (CC), manual operating mechanism with mechanical closing, without Remote trip alarm reset coil (RR), without 2nd shunt trip, without 1st Shunt trip | 142870 | 1 | Z\ | 1
3WA1116-2EF22-0AA0 |  | fixed-mounted circuit breaker, IEC 60947-2, size 1, 4-pole, N pole on right, In=1600 A up to 690 V AC 50/60 Hz, breaking capacity N Icc=55/42 kA at 500/690 V, tripping unit ETU600 LSIG upgradeable, color display, Bluetooth, USB interface, basic protection LT, ST, INST, GFx, including protection of the N conductor (internal neutral point sensor available), trip alarm switch (1 x CO), connection at rear horizontal with internal voltage tap on lower stab of circuit breaker, with voltage tap module VTM680 and power supply of ETU600, able to communication, integrated metering type PMF-1 Energy Efficiency, Voltage, Active energy Ea Manual operating mechanism with mechanical closing, without Spring charging motor, Ready-to-close signal. switch, Auxiliary switches 2NO+2NC, without Closing coil (CC), manual operating mechanism with mechanical closing, without Remote trip alarm reset coil (RR), without 2nd shunt trip, without 1st Shunt trip | 138870 | 1 | Z\ | 1
3WA1116-2EF23-0AA0 |  | fixed-mounted circuit breaker, IEC 60947-2, size 1, 4-pole, N pole on right, In=1600 A up to 690 V AC 50/60 Hz, breaking capacity N Icc=55/42 kA at 500/690 V, tripping unit ETU600 LSIG upgradeable, color display, Bluetooth, USB interface, basic protection LT, ST, INST, GFx, including protection of the N conductor (internal neutral point sensor available), trip alarm switch (1 x CO), front connection double hole, with internal voltage tap on lower stab of circuit breaker, with voltage tap module VTM680 and power supply of ETU600, able to communication, integrated metering type PMF-1 Energy Efficiency, Voltage, Active energy Ea Manual operating mechanism with mechanical closing, without Spring charging motor, Ready-to-close signal. switch, Auxiliary switches 2NO+2NC, without Closing coil (CC), manual operating mechanism with mechanical closing, without Remote trip alarm reset coil (RR), without 2nd shunt trip, without 1st Shunt trip | 149870 | 1 | Z\ | 1
3WA1116-2EF31-0AA0 |  | Withdrawable circuit breaker with guide frame, IEC 60947-2, frame size 1, 3-poles, In=1600A up to 690V AC 50/60Hz, breaking capacity N Icu=55/42kA at 500/690V, Trip unit ETU600 LSIG upgrade ready , colordisplay, bluetooth and USB interface, Protection LT, ST, INST, GFx, N-protection required an external N-sensor, incl. trip alarm switch (1xCO), rear connection vertical, guide frame with shutter and w/o position signalling switch, with internal voltage tap on lower stab of circuit breaker, with voltage tap module VTM680 and power supply of ETU600, able to communication, integrated metering type PMF-1 Energy Efficiency, Voltage, Active energy Ea Manual operating mechanism with mechanical closing, without Spring charging motor, Ready-to-close signal. switch, Auxiliary switches 2NO+2NC, without Closing coil (CC), manual operating mechanism with mechanical closing, without Remote trip alarm reset coil (RR), without 2nd shunt trip, without 1st Shunt trip | 141870 | 1 | Z\ | 1
3WA1116-2EF32-0AA0 |  | Withdrawable circuit breaker with guide frame, IEC 60947-2, frame size 1, 3-poles, In=1600A up to 690V AC 50/60Hz, breaking capacity N Icu=55/42kA at 500/690V, Trip unit ETU600 LSIG upgrade ready , colordisplay, bluetooth and USB interface, Protection LT, ST, INST, GFx, N-protection required an external N-sensor, incl. trip alarm switch (1xCO), rear connection horizontal, guide frame with shutter and w/o position signalling switch, with internal voltage tap on lower stab of circuit breaker, with voltage tap module VTM680 and power supply of ETU600, able to communication, integrated metering type PMF-1 Energy Efficiency, Voltage, Active energy Ea Manual operating mechanism with mechanical closing, without Spring charging motor, Ready-to-close signal. switch, Auxiliary switches 2NO+2NC, without Closing coil (CC), manual operating mechanism with mechanical closing, without Remote trip alarm reset coil (RR), without 2nd shunt trip, without 1st Shunt trip | 138870 | 1 | Z\ | 1
3WA1116-2EF33-0AA0 |  | Withdrawable circuit breaker with guide frame, IEC 60947-2, frame size 1, 3-poles, In=1600A up to 690V AC 50/60Hz, breaking capacity N Icu=55/42kA at 500/690V, Trip unit ETU600 LSIG upgrade ready , colordisplay, bluetooth and USB interface, Protection LT, ST, INST, GFx, N-protection required an external N-sensor, incl. trip alarm switch (1xCO), front connection double hole, guide frame with shutter and w/o position signalling switch, with internal voltage tap on lower stab of circuit breaker, with voltage tap module VTM680 and power supply of ETU600, able to communication, integrated metering type PMF-1 Energy Efficiency, Voltage, Active energy Ea Manual operating mechanism with mechanical closing, without Spring charging motor, Ready-to-close signal. switch, Auxiliary switches 2NO+2NC, without Closing coil (CC), manual operating mechanism with mechanical closing, without Remote trip alarm reset coil (RR), without 2nd shunt trip, without 1st Shunt trip | 147870 | 1 | Z\ | 1
3WA1116-2EF34-0AA0 |  | Withdrawable circuit breaker with guide frame, IEC 60947-2, frame size 1, 3-poles, In=1600A up to 690V AC 50/60Hz, breaking capacity N Icu=55/42kA at 500/690V, Trip unit ETU600 LSIG upgrade ready , colordisplay, bluetooth and USB interface, Protection LT, ST, INST, GFx, N-protection required an external N-sensor, incl. trip alarm switch (1xCO), rear connection flange, guide frame with shutter and w/o position signalling switch, with internal voltage tap on lower stab of circuit breaker, with voltage tap module VTM680 and power supply of ETU600, able to communication, integrated metering type PMF-1 Energy Efficiency, Voltage, Active energy Ea Manual operating mechanism with mechanical closing, without Spring charging motor, Ready-to-close signal. switch, Auxiliary switches 2NO+2NC, without Closing coil (CC), manual operating mechanism with mechanical closing, without Remote trip alarm reset coil (RR), without 2nd shunt trip, without 1st Shunt trip | 138870 | 1 | Z\ | 1
3WA1116-2EF41-0AA0 |  | Withdrawable circuit breaker with guide frame, IEC 60947-2, frame size 1, 4-poles, N-pole left, In=1600A up to 690V AC 50/60Hz, breaking capacity N Icu=55/42kA at 500/690V, Trip unit ETU600 LSIG upgrade ready , colordisplay, bluetooth and USB interface, Protection LT, ST, INST, GFx, include N-protection, (internal N-sensor available), incl. trip alarm switch (1xCO), rear connection vertical, guide frame with shutter and w/o position signalling switch, with internal voltage tap on lower stab of circuit breaker, with voltage tap module VTM680 and power supply of ETU600, able to communication, integrated metering type PMF-1 Energy Efficiency, Voltage, Active energy Ea Manual operating mechanism with mechanical closing, without Spring charging motor, Ready-to-close signal. switch, Auxiliary switches 2NO+2NC, without Closing coil (CC), manual operating mechanism with mechanical closing, without Remote trip alarm reset coil (RR), without 2nd shunt trip, without 1st Shunt trip | 180870 | 1 | Z\ | 1
3WA1116-2EF42-0AA0 |  | Withdrawable circuit breaker with guide frame, IEC 60947-2, frame size 1, 4-poles, N-pole left, In=1600A up to 690V AC 50/60Hz, breaking capacity N Icu=55/42kA at 500/690V, Trip unit ETU600 LSIG upgrade ready , colordisplay, bluetooth and USB interface, Protection LT, ST, INST, GFx, include N-protection, (internal N-sensor available), incl. trip alarm switch (1xCO), rear connection horizontal, guide frame with shutter and w/o position signalling switch, with internal voltage tap on lower stab of circuit breaker, with voltage tap module VTM680 and power supply of ETU600, able to communication, integrated metering type PMF-1 Energy Efficiency, Voltage, Active energy Ea Manual operating mechanism with mechanical closing, without Spring charging motor, Ready-to-close signal. switch, Auxiliary switches 2NO+2NC, without Closing coil (CC), manual operating mechanism with mechanical closing, without Remote trip alarm reset coil (RR), without 2nd shunt trip, without 1st Shunt trip | 176870 | 1 | Z\ | 1
3WA1116-2EF43-0AA0 |  | Withdrawable circuit breaker with guide frame, IEC 60947-2, frame size 1, 4-poles, N-pole left, In=1600A up to 690V AC 50/60Hz, breaking capacity N Icu=55/42kA at 500/690V, Trip unit ETU600 LSIG upgrade ready , colordisplay, bluetooth and USB interface, Protection LT, ST, INST, GFx, include N-protection, (internal N-sensor available), incl. trip alarm switch (1xCO), front connection double hole, guide frame with shutter and w/o position signalling switch, with internal voltage tap on lower stab of circuit breaker, with voltage tap module VTM680 and power supply of ETU600, able to communication, integrated metering type PMF-1 Energy Efficiency, Voltage, Active energy Ea Manual operating mechanism with mechanical closing, without Spring charging motor, Ready-to-close signal. switch, Auxiliary switches 2NO+2NC, without Closing coil (CC), manual operating mechanism with mechanical closing, without Remote trip alarm reset coil (RR), without 2nd shunt trip, without 1st Shunt trip | 188870 | 1 | Z\ | 1
3WA1116-2EF44-0AA0 |  | Withdrawable circuit breaker with guide frame, IEC 60947-2, frame size 1, 4-poles, N-pole left, In=1600A up to 690V AC 50/60Hz, breaking capacity N Icu=55/42kA at 500/690V, Trip unit ETU600 LSIG upgrade ready , colordisplay, bluetooth and USB interface, Protection LT, ST, INST, GFx, include N-protection, (internal N-sensor available), incl. trip alarm switch (1xCO), rear connection flange, guide frame with shutter and w/o position signalling switch, with internal voltage tap on lower stab of circuit breaker, with voltage tap module VTM680 and power supply of ETU600, able to communication, integrated metering type PMF-1 Energy Efficiency, Voltage, Active energy Ea Manual operating mechanism with mechanical closing, without Spring charging motor, Ready-to-close signal. switch, Auxiliary switches 2NO+2NC, without Closing coil (CC), manual operating mechanism with mechanical closing, without Remote trip alarm reset coil (RR), without 2nd shunt trip, without 1st Shunt trip | 176870 | 1 | Z\ | 1
3WA1116-2FE01-0AA0 |  | Fixed-mounted circuit breaker IEC 60947-2, frame size 1, 3-poles, In=1600A up to 690V AC 50/60Hz, breaking capacity N Icu=55/42kA at 500/690V, Trip unit ETU600 LSI upgrade ready , colordisplay, bluetooth and USB interface, Protection LT, ST, INST, N-protection required an external N-sensor, incl. trip alarm switch (1xCO), rear connection vertical, with internal voltage tap on lower stab of circuit breaker, with voltage tap module VTM680 and power supply of ETU600, able to communication, integrated metering type PMF-2 Basic Power Monitoring, Voltage, Energy, Power, Power factor, Frequency, Unbalance, Temperature, Manual operating mechanism with mechanical closing, without Spring charging motor, Ready-to-close signal. switch, Auxiliary switches 2NO+2NC, without Closing coil (CC), manual operating mechanism with mechanical closing, without Remote trip alarm reset coil (RR), without 2nd shunt trip, without 1st Shunt trip | 110800 | 1 | Z\ | 1
3WA1116-2FE02-0AA0 |  | Fixed-mounted circuit breaker IEC 60947-2, frame size 1, 3-poles, In=1600A up to 690V AC 50/60Hz, breaking capacity N Icu=55/42kA at 500/690V, Trip unit ETU600 LSI upgrade ready , colordisplay, bluetooth and USB interface, Protection LT, ST, INST, N-protection required an external N-sensor, incl. trip alarm switch (1xCO), rear connection horizontal, with internal voltage tap on lower stab of circuit breaker, with voltage tap module VTM680 and power supply of ETU600, able to communication, integrated metering type PMF-2 Basic Power Monitoring, Voltage, Energy, Power, Power factor, Frequency, Unbalance, Temperature, Manual operating mechanism with mechanical closing, without Spring charging motor, Ready-to-close signal. switch, Auxiliary switches 2NO+2NC, without Closing coil (CC), manual operating mechanism with mechanical closing, without Remote trip alarm reset coil (RR), without 2nd shunt trip, without 1st Shunt trip | 107900 | 1 | Z\ | 1
3WA1116-2FE03-0AA0 |  | Fixed-mounted circuit breaker IEC 60947-2, frame size 1, 3-poles, In=1600A up to 690V AC 50/60Hz, breaking capacity N Icu=55/42kA at 500/690V, Trip unit ETU600 LSI upgrade ready , colordisplay, bluetooth and USB interface, Protection LT, ST, INST, N-protection required an external N-sensor, incl. trip alarm switch (1xCO), front connection double hole, with internal voltage tap on lower stab of circuit breaker, with voltage tap module VTM680 and power supply of ETU600, able to communication, integrated metering type PMF-2 Basic Power Monitoring, Voltage, Energy, Power, Power factor, Frequency, Unbalance, Temperature, Manual operating mechanism with mechanical closing, without Spring charging motor, Ready-to-close signal. switch, Auxiliary switches 2NO+2NC, without Closing coil (CC), manual operating mechanism with mechanical closing, without Remote trip alarm reset coil (RR), without 2nd shunt trip, without 1st Shunt trip | 116600 | 1 | Z\ | 1
3WA1116-2FE11-0AA0 |  | Fixed-mounted circuit breaker IEC 60947-2, frame size 1, 4-poles, N-pole left, In=1600A up to 690V AC 50/60Hz, breaking capacity N Icu=55/42kA at 500/690V, Trip unit ETU600 LSI upgrade ready , colordisplay, bluetooth and USB interface, Protection LT, ST, INST, include N-protection, (internal N-sensor available), incl. trip alarm switch (1xCO), rear connection vertical, with internal voltage tap on lower stab of circuit breaker, with voltage tap module VTM680 and power supply of ETU600, able to communication, integrated metering type PMF-2 Basic Power Monitoring, Voltage, Energy, Power, Power factor, Frequency, Unbalance, Temperature, Manual operating mechanism with mechanical closing, without Spring charging motor, Ready-to-close signal. switch, Auxiliary switches 2NO+2NC, without Closing coil (CC), manual operating mechanism with mechanical closing, without Remote trip alarm reset coil (RR), without 2nd shunt trip, without 1st Shunt trip | 140700 | 1 | Z\ | 1
3WA1116-2FE12-0AA0 |  | Fixed-mounted circuit breaker IEC 60947-2, frame size 1, 4-poles, N-pole left, In=1600A up to 690V AC 50/60Hz, breaking capacity N Icu=55/42kA at 500/690V, Trip unit ETU600 LSI upgrade ready , colordisplay, bluetooth and USB interface, Protection LT, ST, INST, include N-protection, (internal N-sensor available), incl. trip alarm switch (1xCO), rear connection horizontal, with internal voltage tap on lower stab of circuit breaker, with voltage tap module VTM680 and power supply of ETU600, able to communication, integrated metering type PMF-2 Basic Power Monitoring, Voltage, Energy, Power, Power factor, Frequency, Unbalance, Temperature, Manual operating mechanism with mechanical closing, without Spring charging motor, Ready-to-close signal. switch, Auxiliary switches 2NO+2NC, without Closing coil (CC), manual operating mechanism with mechanical closing, without Remote trip alarm reset coil (RR), without 2nd shunt trip, without 1st Shunt trip | 136700 | 1 | Z\ | 1
3WA1116-2FE13-0AA0 |  | Fixed-mounted circuit breaker IEC 60947-2, frame size 1, 4-poles, N-pole left, In=1600A up to 690V AC 50/60Hz, breaking capacity N Icu=55/42kA at 500/690V, Trip unit ETU600 LSI upgrade ready , colordisplay, bluetooth and USB interface, Protection LT, ST, INST, include N-protection, (internal N-sensor available), incl. trip alarm switch (1xCO), front connection double hole, with internal voltage tap on lower stab of circuit breaker, with voltage tap module VTM680 and power supply of ETU600, able to communication, integrated metering type PMF-2 Basic Power Monitoring, Voltage, Energy, Power, Power factor, Frequency, Unbalance, Temperature, Manual operating mechanism with mechanical closing, without Spring charging motor, Ready-to-close signal. switch, Auxiliary switches 2NO+2NC, without Closing coil (CC), manual operating mechanism with mechanical closing, without Remote trip alarm reset coil (RR), without 2nd shunt trip, without 1st Shunt trip | 148700 | 1 | Z\ | 1
3WA1116-2FE21-0AA0 |  | fixed-mounted circuit breaker, IEC 60947-2, size 1, 4-pole, N pole on right, In=1600 A up to 690 V AC 50/60 Hz, breaking capacity N Icc=55/42 kA at 500/690 V, tripping unit ETU600 LSI upgradeable, color display, Bluetooth, USB interface, basic protection LT, ST, INST, including protection of the N conductor (internal neutral point sensor available), trip alarm switch (1 x CO), connection at rear vertical, with internal voltage tap on lower stab of circuit breaker, with voltage tap module VTM680 and power supply of ETU600, able to communication, integrated metering type PMF-2 Basic Power Monitoring, Voltage, Energy, Power, Power factor, Frequency, Unbalance, Temperature, Manual operating mechanism with mechanical closing, without Spring charging motor, Ready-to-close signal. switch, Auxiliary switches 2NO+2NC, without Closing coil (CC), manual operating mechanism with mechanical closing, without Remote trip alarm reset coil (RR), without 2nd shunt trip, without 1st Shunt trip | 140700 | 1 | Z\ | 1
3WA1116-2FE22-0AA0 |  | fixed-mounted circuit breaker, IEC 60947-2, size 1, 4-pole, N pole on right, In=1600 A up to 690 V AC 50/60 Hz, breaking capacity N Icc=55/42 kA at 500/690 V, tripping unit ETU600 LSI upgradeable, color display, Bluetooth, USB interface, basic protection LT, ST, INST, including protection of the N conductor (internal neutral point sensor available), trip alarm switch (1 x CO), connection at rear horizontal with internal voltage tap on lower stab of circuit breaker, with voltage tap module VTM680 and power supply of ETU600, able to communication, integrated metering type PMF-2 Basic Power Monitoring, Voltage, Energy, Power, Power factor, Frequency, Unbalance, Temperature, Manual operating mechanism with mechanical closing, without Spring charging motor, Ready-to-close signal. switch, Auxiliary switches 2NO+2NC, without Closing coil (CC), manual operating mechanism with mechanical closing, without Remote trip alarm reset coil (RR), without 2nd shunt trip, without 1st Shunt trip | 136700 | 1 | Z\ | 1
3WA1116-2FE23-0AA0 |  | fixed-mounted circuit breaker, IEC 60947-2, size 1, 4-pole, N pole on right, In=1600 A up to 690 V AC 50/60 Hz, breaking capacity N Icc=55/42 kA at 500/690 V, tripping unit ETU600 LSI upgradeable, color display, Bluetooth, USB interface, basic protection LT, ST, INST, including protection of the N conductor (internal neutral point sensor available), trip alarm switch (1 x CO), front connection double hole, with internal voltage tap on lower stab of circuit breaker, with voltage tap module VTM680 and power supply of ETU600, able to communication, integrated metering type PMF-2 Basic Power Monitoring, Voltage, Energy, Power, Power factor, Frequency, Unbalance, Temperature, Manual operating mechanism with mechanical closing, without Spring charging motor, Ready-to-close signal. switch, Auxiliary switches 2NO+2NC, without Closing coil (CC), manual operating mechanism with mechanical closing, without Remote trip alarm reset coil (RR), without 2nd shunt trip, without 1st Shunt trip | 148700 | 1 | Z\ | 1
3WA1116-2FE31-0AA0 |  | Withdrawable circuit breaker with guide frame, IEC 60947-2, frame size 1, 3-poles, In=1600A up to 690V AC 50/60Hz, breaking capacity N Icu=55/42kA at 500/690V, Trip unit ETU600 LSI upgrade ready , colordisplay, bluetooth and USB interface, Protection LT, ST, INST, N-protection required an external N-sensor, incl. trip alarm switch (1xCO), rear connection vertical, guide frame with shutter and w/o position signalling switch, with internal voltage tap on lower stab of circuit breaker, with voltage tap module VTM680 and power supply of ETU600, able to communication, integrated metering type PMF-2 Basic Power Monitoring, Voltage, Energy, Power, Power factor, Frequency, Unbalance, Temperature, Manual operating mechanism with mechanical closing, without Spring charging motor, Ready-to-close signal. switch, Auxiliary switches 2NO+2NC, without Closing coil (CC), manual operating mechanism with mechanical closing, without Remote trip alarm reset coil (RR), without 2nd shunt trip, without 1st Shunt trip | 139700 | 1 | Z\ | 1
3WA1116-2FE32-0AA0 |  | Withdrawable circuit breaker with guide frame, IEC 60947-2, frame size 1, 3-poles, In=1600A up to 690V AC 50/60Hz, breaking capacity N Icu=55/42kA at 500/690V, Trip unit ETU600 LSI upgrade ready , colordisplay, bluetooth and USB interface, Protection LT, ST, INST, N-protection required an external N-sensor, incl. trip alarm switch (1xCO), rear connection horizontal, guide frame with shutter and w/o position signalling switch, with internal voltage tap on lower stab of circuit breaker, with voltage tap module VTM680 and power supply of ETU600, able to communication, integrated metering type PMF-2 Basic Power Monitoring, Voltage, Energy, Power, Power factor, Frequency, Unbalance, Temperature, Manual operating mechanism with mechanical closing, without Spring charging motor, Ready-to-close signal. switch, Auxiliary switches 2NO+2NC, without Closing coil (CC), manual operating mechanism with mechanical closing, without Remote trip alarm reset coil (RR), without 2nd shunt trip, without 1st Shunt trip | 137700 | 1 | Z\ | 1
3WA1116-2FE33-0AA0 |  | Withdrawable circuit breaker with guide frame, IEC 60947-2, frame size 1, 3-poles, In=1600A up to 690V AC 50/60Hz, breaking capacity N Icu=55/42kA at 500/690V, Trip unit ETU600 LSI upgrade ready , colordisplay, bluetooth and USB interface, Protection LT, ST, INST, N-protection required an external N-sensor, incl. trip alarm switch (1xCO), front connection double hole, guide frame with shutter and w/o position signalling switch, with internal voltage tap on lower stab of circuit breaker, with voltage tap module VTM680 and power supply of ETU600, able to communication, integrated metering type PMF-2 Basic Power Monitoring, Voltage, Energy, Power, Power factor, Frequency, Unbalance, Temperature, Manual operating mechanism with mechanical closing, without Spring charging motor, Ready-to-close signal. switch, Auxiliary switches 2NO+2NC, without Closing coil (CC), manual operating mechanism with mechanical closing, without Remote trip alarm reset coil (RR), without 2nd shunt trip, without 1st Shunt trip | 145700 | 1 | Z\ | 1
3WA1116-2FE34-0AA0 |  | Withdrawable circuit breaker with guide frame, IEC 60947-2, frame size 1, 3-poles, In=1600A up to 690V AC 50/60Hz, breaking capacity N Icu=55/42kA at 500/690V, Trip unit ETU600 LSI upgrade ready , colordisplay, bluetooth and USB interface, Protection LT, ST, INST, N-protection required an external N-sensor, incl. trip alarm switch (1xCO), rear connection flange, guide frame with shutter and w/o position signalling switch, with internal voltage tap on lower stab of circuit breaker, with voltage tap module VTM680 and power supply of ETU600, able to communication, integrated metering type PMF-2 Basic Power Monitoring, Voltage, Energy, Power, Power factor, Frequency, Unbalance, Temperature, Manual operating mechanism with mechanical closing, without Spring charging motor, Ready-to-close signal. switch, Auxiliary switches 2NO+2NC, without Closing coil (CC), manual operating mechanism with mechanical closing, without Remote trip alarm reset coil (RR), without 2nd shunt trip, without 1st Shunt trip | 137700 | 1 | Z\ | 1
3WA1116-2FE41-0AA0 |  | Withdrawable circuit breaker with guide frame, IEC 60947-2, frame size 1, 4-poles, N-pole left, In=1600A up to 690V AC 50/60Hz, breaking capacity N Icu=55/42kA at 500/690V, Trip unit ETU600 LSI upgrade ready , colordisplay, bluetooth and USB interface, Protection LT, ST, INST, include N-protection, (internal N-sensor available), incl. trip alarm switch (1xCO), rear connection vertical, guide frame with shutter and w/o position signalling switch, with internal voltage tap on lower stab of circuit breaker, with voltage tap module VTM680 and power supply of ETU600, able to communication, integrated metering type PMF-2 Basic Power Monitoring, Voltage, Energy, Power, Power factor, Frequency, Unbalance, Temperature, Manual operating mechanism with mechanical closing, without Spring charging motor, Ready-to-close signal. switch, Auxiliary switches 2NO+2NC, without Closing coil (CC), manual operating mechanism with mechanical closing, without Remote trip alarm reset coil (RR), without 2nd shunt trip, without 1st Shunt trip | 179700 | 1 | Z\ | 1
3WA1116-2FE42-0AA0 |  | Withdrawable circuit breaker with guide frame, IEC 60947-2, frame size 1, 4-poles, N-pole left, In=1600A up to 690V AC 50/60Hz, breaking capacity N Icu=55/42kA at 500/690V, Trip unit ETU600 LSI upgrade ready , colordisplay, bluetooth and USB interface, Protection LT, ST, INST, include N-protection, (internal N-sensor available), incl. trip alarm switch (1xCO), rear connection horizontal, guide frame with shutter and w/o position signalling switch, with internal voltage tap on lower stab of circuit breaker, with voltage tap module VTM680 and power supply of ETU600, able to communication, integrated metering type PMF-2 Basic Power Monitoring, Voltage, Energy, Power, Power factor, Frequency, Unbalance, Temperature, Manual operating mechanism with mechanical closing, without Spring charging motor, Ready-to-close signal. switch, Auxiliary switches 2NO+2NC, without Closing coil (CC), manual operating mechanism with mechanical closing, without Remote trip alarm reset coil (RR), without 2nd shunt trip, without 1st Shunt trip | 175700 | 1 | Z\ | 1
3WA1116-2FE43-0AA0 |  | Withdrawable circuit breaker with guide frame, IEC 60947-2, frame size 1, 4-poles, N-pole left, In=1600A up to 690V AC 50/60Hz, breaking capacity N Icu=55/42kA at 500/690V, Trip unit ETU600 LSI upgrade ready , colordisplay, bluetooth and USB interface, Protection LT, ST, INST, include N-protection, (internal N-sensor available), incl. trip alarm switch (1xCO), front connection double hole, guide frame with shutter and w/o position signalling switch, with internal voltage tap on lower stab of circuit breaker, with voltage tap module VTM680 and power supply of ETU600, able to communication, integrated metering type PMF-2 Basic Power Monitoring, Voltage, Energy, Power, Power factor, Frequency, Unbalance, Temperature, Manual operating mechanism with mechanical closing, without Spring charging motor, Ready-to-close signal. switch, Auxiliary switches 2NO+2NC, without Closing coil (CC), manual operating mechanism with mechanical closing, without Remote trip alarm reset coil (RR), without 2nd shunt trip, without 1st Shunt trip | 186700 | 1 | Z\ | 1
3WA1116-2FE44-0AA0 |  | Withdrawable circuit breaker with guide frame, IEC 60947-2, frame size 1, 4-poles, N-pole left, In=1600A up to 690V AC 50/60Hz, breaking capacity N Icu=55/42kA at 500/690V, Trip unit ETU600 LSI upgrade ready , colordisplay, bluetooth and USB interface, Protection LT, ST, INST, include N-protection, (internal N-sensor available), incl. trip alarm switch (1xCO), rear connection flange, guide frame with shutter and w/o position signalling switch, with internal voltage tap on lower stab of circuit breaker, with voltage tap module VTM680 and power supply of ETU600, able to communication, integrated metering type PMF-2 Basic Power Monitoring, Voltage, Energy, Power, Power factor, Frequency, Unbalance, Temperature, Manual operating mechanism with mechanical closing, without Spring charging motor, Ready-to-close signal. switch, Auxiliary switches 2NO+2NC, without Closing coil (CC), manual operating mechanism with mechanical closing, without Remote trip alarm reset coil (RR), without 2nd shunt trip, without 1st Shunt trip | 175700 | 1 | Z\ | 1
3WA1116-2FF01-0AA0 |  | Fixed-mounted circuit breaker IEC 60947-2, frame size 1, 3-poles, In=1600A up to 690V AC 50/60Hz, breaking capacity N Icu=55/42kA at 500/690V, Trip unit ETU600 LSIG upgrade ready , colordisplay, bluetooth and USB interface, Protection LT, ST, INST, GFx, N-protection required an external N-sensor, incl. trip alarm switch (1xCO), rear connection vertical, with internal voltage tap on lower stab of circuit breaker, with voltage tap module VTM680 and power supply of ETU600, able to communication, integrated metering type PMF-2 Basic Power Monitoring, Voltage, Energy, Power, Power factor, Frequency, Unbalance, Temperature, Manual operating mechanism with mechanical closing, without Spring charging motor, Ready-to-close signal. switch, Auxiliary switches 2NO+2NC, without Closing coil (CC), manual operating mechanism with mechanical closing, without Remote trip alarm reset coil (RR), without 2nd shunt trip, without 1st Shunt trip | 121700 | 1 | Z\ | 1
3WA1116-2FF02-0AA0 |  | Fixed-mounted circuit breaker IEC 60947-2, frame size 1, 3-poles, In=1600A up to 690V AC 50/60Hz, breaking capacity N Icu=55/42kA at 500/690V, Trip unit ETU600 LSIG upgrade ready , colordisplay, bluetooth and USB interface, Protection LT, ST, INST, GFx, N-protection required an external N-sensor, incl. trip alarm switch (1xCO), rear connection horizontal, with internal voltage tap on lower stab of circuit breaker, with voltage tap module VTM680 and power supply of ETU600, able to communication, integrated metering type PMF-2 Basic Power Monitoring, Voltage, Energy, Power, Power factor, Frequency, Unbalance, Temperature, Manual operating mechanism with mechanical closing, without Spring charging motor, Ready-to-close signal. switch, Auxiliary switches 2NO+2NC, without Closing coil (CC), manual operating mechanism with mechanical closing, without Remote trip alarm reset coil (RR), without 2nd shunt trip, without 1st Shunt trip | 118700 | 1 | Z\ | 1
3WA1116-2FF03-0AA0 |  | Fixed-mounted circuit breaker IEC 60947-2, frame size 1, 3-poles, In=1600A up to 690V AC 50/60Hz, breaking capacity N Icu=55/42kA at 500/690V, Trip unit ETU600 LSIG upgrade ready , colordisplay, bluetooth and USB interface, Protection LT, ST, INST, GFx, N-protection required an external N-sensor, incl. trip alarm switch (1xCO), front connection double hole, with internal voltage tap on lower stab of circuit breaker, with voltage tap module VTM680 and power supply of ETU600, able to communication, integrated metering type PMF-2 Basic Power Monitoring, Voltage, Energy, Power, Power factor, Frequency, Unbalance, Temperature, Manual operating mechanism with mechanical closing, without Spring charging motor, Ready-to-close signal. switch, Auxiliary switches 2NO+2NC, without Closing coil (CC), manual operating mechanism with mechanical closing, without Remote trip alarm reset coil (RR), without 2nd shunt trip, without 1st Shunt trip | 127700 | 1 | Z\ | 1
3WA1116-2FF11-0AA0 |  | Fixed-mounted circuit breaker IEC 60947-2, frame size 1, 4-poles, N-pole left, In=1600A up to 690V AC 50/60Hz, breaking capacity N Icu=55/42kA at 500/690V, Trip unit ETU600 LSIG upgrade ready , colordisplay, bluetooth and USB interface, Protection LT, ST, INST, GFx, include N-protection, (internal N-sensor available), incl. trip alarm switch (1xCO), rear connection vertical, with internal voltage tap on lower stab of circuit breaker, with voltage tap module VTM680 and power supply of ETU600, able to communication, integrated metering type PMF-2 Basic Power Monitoring, Voltage, Energy, Power, Power factor, Frequency, Unbalance, Temperature, Manual operating mechanism with mechanical closing, without Spring charging motor, Ready-to-close signal. switch, Auxiliary switches 2NO+2NC, without Closing coil (CC), manual operating mechanism with mechanical closing, without Remote trip alarm reset coil (RR), without 2nd shunt trip, without 1st Shunt trip | 151700 | 1 | Z\ | 1
3WA1116-2FF12-0AA0 |  | Fixed-mounted circuit breaker IEC 60947-2, frame size 1, 4-poles, N-pole left, In=1600A up to 690V AC 50/60Hz, breaking capacity N Icu=55/42kA at 500/690V, Trip unit ETU600 LSIG upgrade ready , colordisplay, bluetooth and USB interface, Protection LT, ST, INST, GFx, include N-protection, (internal N-sensor available), incl. trip alarm switch (1xCO), rear connection horizontal, with internal voltage tap on lower stab of circuit breaker, with voltage tap module VTM680 and power supply of ETU600, able to communication, integrated metering type PMF-2 Basic Power Monitoring, Voltage, Energy, Power, Power factor, Frequency, Unbalance, Temperature, Manual operating mechanism with mechanical closing, without Spring charging motor, Ready-to-close signal. switch, Auxiliary switches 2NO+2NC, without Closing coil (CC), manual operating mechanism with mechanical closing, without Remote trip alarm reset coil (RR), without 2nd shunt trip, without 1st Shunt trip | 147700 | 1 | Z\ | 1
3WA1116-2FF13-0AA0 |  | Fixed-mounted circuit breaker IEC 60947-2, frame size 1, 4-poles, N-pole left, In=1600A up to 690V AC 50/60Hz, breaking capacity N Icu=55/42kA at 500/690V, Trip unit ETU600 LSIG upgrade ready , colordisplay, bluetooth and USB interface, Protection LT, ST, INST, GFx, include N-protection, (internal N-sensor available), incl. trip alarm switch (1xCO), front connection double hole, with internal voltage tap on lower stab of circuit breaker, with voltage tap module VTM680 and power supply of ETU600, able to communication, integrated metering type PMF-2 Basic Power Monitoring, Voltage, Energy, Power, Power factor, Frequency, Unbalance, Temperature, Manual operating mechanism with mechanical closing, without Spring charging motor, Ready-to-close signal. switch, Auxiliary switches 2NO+2NC, without Closing coil (CC), manual operating mechanism with mechanical closing, without Remote trip alarm reset coil (RR), without 2nd shunt trip, without 1st Shunt trip | 158700 | 1 | Z\ | 1
3WA1116-2FF21-0AA0 |  | fixed-mounted circuit breaker, IEC 60947-2, size 1, 4-pole, N pole on right, In=1600 A up to 690 V AC 50/60 Hz, breaking capacity N Icc=55/42 kA at 500/690 V, tripping unit ETU600 LSIG upgradeable, color display, Bluetooth, USB interface, basic protection LT, ST, INST, GFx, including protection of the N conductor (internal neutral point sensor available), trip alarm switch (1 x CO), connection at rear vertical, with internal voltage tap on lower stab of circuit breaker, with voltage tap module VTM680 and power supply of ETU600, able to communication, integrated metering type PMF-2 Basic Power Monitoring, Voltage, Energy, Power, Power factor, Frequency, Unbalance, Temperature, Manual operating mechanism with mechanical closing, without Spring charging motor, Ready-to-close signal. switch, Auxiliary switches 2NO+2NC, without Closing coil (CC), manual operating mechanism with mechanical closing, without Remote trip alarm reset coil (RR), without 2nd shunt trip, without 1st Shunt trip | 151700 | 1 | Z\ | 1
3WA1116-2FF22-0AA0 |  | fixed-mounted circuit breaker, IEC 60947-2, size 1, 4-pole, N pole on right, In=1600 A up to 690 V AC 50/60 Hz, breaking capacity N Icc=55/42 kA at 500/690 V, tripping unit ETU600 LSIG upgradeable, color display, Bluetooth, USB interface, basic protection LT, ST, INST, GFx, including protection of the N conductor (internal neutral point sensor available), trip alarm switch (1 x CO), connection at rear horizontal with internal voltage tap on lower stab of circuit breaker, with voltage tap module VTM680 and power supply of ETU600, able to communication, integrated metering type PMF-2 Basic Power Monitoring, Voltage, Energy, Power, Power factor, Frequency, Unbalance, Temperature, Manual operating mechanism with mechanical closing, without Spring charging motor, Ready-to-close signal. switch, Auxiliary switches 2NO+2NC, without Closing coil (CC), manual operating mechanism with mechanical closing, without Remote trip alarm reset coil (RR), without 2nd shunt trip, without 1st Shunt trip | 147700 | 1 | Z\ | 1
3WA1116-2FF23-0AA0 |  | fixed-mounted circuit breaker, IEC 60947-2, size 1, 4-pole, N pole on right, In=1600 A up to 690 V AC 50/60 Hz, breaking capacity N Icc=55/42 kA at 500/690 V, tripping unit ETU600 LSIG upgradeable, color display, Bluetooth, USB interface, basic protection LT, ST, INST, GFx, including protection of the N conductor (internal neutral point sensor available), trip alarm switch (1 x CO), front connection double hole, with internal voltage tap on lower stab of circuit breaker, with voltage tap module VTM680 and power supply of ETU600, able to communication, integrated metering type PMF-2 Basic Power Monitoring, Voltage, Energy, Power, Power factor, Frequency, Unbalance, Temperature, Manual operating mechanism with mechanical closing, without Spring charging motor, Ready-to-close signal. switch, Auxiliary switches 2NO+2NC, without Closing coil (CC), manual operating mechanism with mechanical closing, without Remote trip alarm reset coil (RR), without 2nd shunt trip, without 1st Shunt trip | 158700 | 1 | Z\ | 1
3WA1116-2FF31-0AA0 |  | Withdrawable circuit breaker with guide frame, IEC 60947-2, frame size 1, 3-poles, In=1600A up to 690V AC 50/60Hz, breaking capacity N Icu=55/42kA at 500/690V, Trip unit ETU600 LSIG upgrade ready , colordisplay, bluetooth and USB interface, Protection LT, ST, INST, GFx, N-protection required an external N-sensor, incl. trip alarm switch (1xCO), rear connection vertical, guide frame with shutter and w/o position signalling switch, with internal voltage tap on lower stab of circuit breaker, with voltage tap module VTM680 and power supply of ETU600, able to communication, integrated metering type PMF-2 Basic Power Monitoring, Voltage, Energy, Power, Power factor, Frequency, Unbalance, Temperature, Manual operating mechanism with mechanical closing, without Spring charging motor, Ready-to-close signal. switch, Auxiliary switches 2NO+2NC, without Closing coil (CC), manual operating mechanism with mechanical closing, without Remote trip alarm reset coil (RR), without 2nd shunt trip, without 1st Shunt trip | 150700 | 1 | Z\ | 1
3WA1116-2FF32-0AA0 |  | Withdrawable circuit breaker with guide frame, IEC 60947-2, frame size 1, 3-poles, In=1600A up to 690V AC 50/60Hz, breaking capacity N Icu=55/42kA at 500/690V, Trip unit ETU600 LSIG upgrade ready , colordisplay, bluetooth and USB interface, Protection LT, ST, INST, GFx, N-protection required an external N-sensor, incl. trip alarm switch (1xCO), rear connection horizontal, guide frame with shutter and w/o position signalling switch, with internal voltage tap on lower stab of circuit breaker, with voltage tap module VTM680 and power supply of ETU600, able to communication, integrated metering type PMF-2 Basic Power Monitoring, Voltage, Energy, Power, Power factor, Frequency, Unbalance, Temperature, Manual operating mechanism with mechanical closing, without Spring charging motor, Ready-to-close signal. switch, Auxiliary switches 2NO+2NC, without Closing coil (CC), manual operating mechanism with mechanical closing, without Remote trip alarm reset coil (RR), without 2nd shunt trip, without 1st Shunt trip | 147700 | 1 | Z\ | 1
3WA1116-2FF33-0AA0 |  | Withdrawable circuit breaker with guide frame, IEC 60947-2, frame size 1, 3-poles, In=1600A up to 690V AC 50/60Hz, breaking capacity N Icu=55/42kA at 500/690V, Trip unit ETU600 LSIG upgrade ready , colordisplay, bluetooth and USB interface, Protection LT, ST, INST, GFx, N-protection required an external N-sensor, incl. trip alarm switch (1xCO), front connection double hole, guide frame with shutter and w/o position signalling switch, with internal voltage tap on lower stab of circuit breaker, with voltage tap module VTM680 and power supply of ETU600, able to communication, integrated metering type PMF-2 Basic Power Monitoring, Voltage, Energy, Power, Power factor, Frequency, Unbalance, Temperature, Manual operating mechanism with mechanical closing, without Spring charging motor, Ready-to-close signal. switch, Auxiliary switches 2NO+2NC, without Closing coil (CC), manual operating mechanism with mechanical closing, without Remote trip alarm reset coil (RR), without 2nd shunt trip, without 1st Shunt trip | 156700 | 1 | Z\ | 1
3WA1116-2FF34-0AA0 |  | Withdrawable circuit breaker with guide frame, IEC 60947-2, frame size 1, 3-poles, In=1600A up to 690V AC 50/60Hz, breaking capacity N Icu=55/42kA at 500/690V, Trip unit ETU600 LSIG upgrade ready , colordisplay, bluetooth and USB interface, Protection LT, ST, INST, GFx, N-protection required an external N-sensor, incl. trip alarm switch (1xCO), rear connection flange, guide frame with shutter and w/o position signalling switch, with internal voltage tap on lower stab of circuit breaker, with voltage tap module VTM680 and power supply of ETU600, able to communication, integrated metering type PMF-2 Basic Power Monitoring, Voltage, Energy, Power, Power factor, Frequency, Unbalance, Temperature, Manual operating mechanism with mechanical closing, without Spring charging motor, Ready-to-close signal. switch, Auxiliary switches 2NO+2NC, without Closing coil (CC), manual operating mechanism with mechanical closing, without Remote trip alarm reset coil (RR), without 2nd shunt trip, without 1st Shunt trip | 147700 | 1 | Z\ | 1
3WA1116-2FF41-0AA0 |  | Withdrawable circuit breaker with guide frame, IEC 60947-2, frame size 1, 4-poles, N-pole left, In=1600A up to 690V AC 50/60Hz, breaking capacity N Icu=55/42kA at 500/690V, Trip unit ETU600 LSIG upgrade ready , colordisplay, bluetooth and USB interface, Protection LT, ST, INST, GFx, include N-protection, (internal N-sensor available), incl. trip alarm switch (1xCO), rear connection vertical, guide frame with shutter and w/o position signalling switch, with internal voltage tap on lower stab of circuit breaker, with voltage tap module VTM680 and power supply of ETU600, able to communication, integrated metering type PMF-2 Basic Power Monitoring, Voltage, Energy, Power, Power factor, Frequency, Unbalance, Temperature, Manual operating mechanism with mechanical closing, without Spring charging motor, Ready-to-close signal. switch, Auxiliary switches 2NO+2NC, without Closing coil (CC), manual operating mechanism with mechanical closing, without Remote trip alarm reset coil (RR), without 2nd shunt trip, without 1st Shunt trip | 189700 | 1 | Z\ | 1
3WA1116-2FF42-0AA0 |  | Withdrawable circuit breaker with guide frame, IEC 60947-2, frame size 1, 4-poles, N-pole left, In=1600A up to 690V AC 50/60Hz, breaking capacity N Icu=55/42kA at 500/690V, Trip unit ETU600 LSIG upgrade ready , colordisplay, bluetooth and USB interface, Protection LT, ST, INST, GFx, include N-protection, (internal N-sensor available), incl. trip alarm switch (1xCO), rear connection horizontal, guide frame with shutter and w/o position signalling switch, with internal voltage tap on lower stab of circuit breaker, with voltage tap module VTM680 and power supply of ETU600, able to communication, integrated metering type PMF-2 Basic Power Monitoring, Voltage, Energy, Power, Power factor, Frequency, Unbalance, Temperature, Manual operating mechanism with mechanical closing, without Spring charging motor, Ready-to-close signal. switch, Auxiliary switches 2NO+2NC, without Closing coil (CC), manual operating mechanism with mechanical closing, without Remote trip alarm reset coil (RR), without 2nd shunt trip, without 1st Shunt trip | 185700 | 1 | Z\ | 1
3WA1116-2FF43-0AA0 |  | Withdrawable circuit breaker with guide frame, IEC 60947-2, frame size 1, 4-poles, N-pole left, In=1600A up to 690V AC 50/60Hz, breaking capacity N Icu=55/42kA at 500/690V, Trip unit ETU600 LSIG upgrade ready , colordisplay, bluetooth and USB interface, Protection LT, ST, INST, GFx, include N-protection, (internal N-sensor available), incl. trip alarm switch (1xCO), front connection double hole, guide frame with shutter and w/o position signalling switch, with internal voltage tap on lower stab of circuit breaker, with voltage tap module VTM680 and power supply of ETU600, able to communication, integrated metering type PMF-2 Basic Power Monitoring, Voltage, Energy, Power, Power factor, Frequency, Unbalance, Temperature, Manual operating mechanism with mechanical closing, without Spring charging motor, Ready-to-close signal. switch, Auxiliary switches 2NO+2NC, without Closing coil (CC), manual operating mechanism with mechanical closing, without Remote trip alarm reset coil (RR), without 2nd shunt trip, without 1st Shunt trip | 197700 | 1 | Z\ | 1
3WA1116-2FF44-0AA0 |  | Withdrawable circuit breaker with guide frame, IEC 60947-2, frame size 1, 4-poles, N-pole left, In=1600A up to 690V AC 50/60Hz, breaking capacity N Icu=55/42kA at 500/690V, Trip unit ETU600 LSIG upgrade ready , colordisplay, bluetooth and USB interface, Protection LT, ST, INST, GFx, include N-protection, (internal N-sensor available), incl. trip alarm switch (1xCO), rear connection flange, guide frame with shutter and w/o position signalling switch, with internal voltage tap on lower stab of circuit breaker, with voltage tap module VTM680 and power supply of ETU600, able to communication, integrated metering type PMF-2 Basic Power Monitoring, Voltage, Energy, Power, Power factor, Frequency, Unbalance, Temperature, Manual operating mechanism with mechanical closing, without Spring charging motor, Ready-to-close signal. switch, Auxiliary switches 2NO+2NC, without Closing coil (CC), manual operating mechanism with mechanical closing, without Remote trip alarm reset coil (RR), without 2nd shunt trip, without 1st Shunt trip | 185700 | 1 | Z\ | 1
3WA1116-2GE01-0AA0 |  | Fixed-mounted circuit breaker IEC 60947-2, frame size 1, 3-poles, In=1600A up to 690V AC 50/60Hz, breaking capacity N Icu=55/42kA at 500/690V, Trip unit ETU600 LSI upgrade ready , colordisplay, bluetooth and USB interface, Protection LT, ST, INST, N-protection required an external N-sensor, incl. trip alarm switch (1xCO), rear connection vertical, with internal voltage tap on lower stab of circuit breaker, with voltage tap module VTM680 and power supply of ETU600, able to communication, integrated metering type PMF-3 Advanced Power Monitor., Voltage, Energy, Power, Power factor, Frequency, Unbalance, Temperature, Power quality, Manual operating mechanism with mechanical closing, without Spring charging motor, Ready-to-close signal. switch, Auxiliary switches 2NO+2NC, without Closing coil (CC), manual operating mechanism with mechanical closing, without Remote trip alarm reset coil (RR), without 2nd shunt trip, without 1st Shunt trip | 117200 | 1 | Z\ | 1
3WA1116-2GE02-0AA0 |  | Fixed-mounted circuit breaker IEC 60947-2, frame size 1, 3-poles, In=1600A up to 690V AC 50/60Hz, breaking capacity N Icu=55/42kA at 500/690V, Trip unit ETU600 LSI upgrade ready , colordisplay, bluetooth and USB interface, Protection LT, ST, INST, N-protection required an external N-sensor, incl. trip alarm switch (1xCO), rear connection horizontal, with internal voltage tap on lower stab of circuit breaker, with voltage tap module VTM680 and power supply of ETU600, able to communication, integrated metering type PMF-3 Advanced Power Monitor., Voltage, Energy, Power, Power factor, Frequency, Unbalance, Temperature, Power quality, Manual operating mechanism with mechanical closing, without Spring charging motor, Ready-to-close signal. switch, Auxiliary switches 2NO+2NC, without Closing coil (CC), manual operating mechanism with mechanical closing, without Remote trip alarm reset coil (RR), without 2nd shunt trip, without 1st Shunt trip | 114300 | 1 | Z\ | 1
3WA1116-2GE03-0AA0 |  | Fixed-mounted circuit breaker IEC 60947-2, frame size 1, 3-poles, In=1600A up to 690V AC 50/60Hz, breaking capacity N Icu=55/42kA at 500/690V, Trip unit ETU600 LSI upgrade ready , colordisplay, bluetooth and USB interface, Protection LT, ST, INST, N-protection required an external N-sensor, incl. trip alarm switch (1xCO), front connection double hole, with internal voltage tap on lower stab of circuit breaker, with voltage tap module VTM680 and power supply of ETU600, able to communication, integrated metering type PMF-3 Advanced Power Monitor., Voltage, Energy, Power, Power factor, Frequency, Unbalance, Temperature, Power quality, Manual operating mechanism with mechanical closing, without Spring charging motor, Ready-to-close signal. switch, Auxiliary switches 2NO+2NC, without Closing coil (CC), manual operating mechanism with mechanical closing, without Remote trip alarm reset coil (RR), without 2nd shunt trip, without 1st Shunt trip | 123000 | 1 | Z\ | 1
3WA1116-2GE11-0AA0 |  | Fixed-mounted circuit breaker IEC 60947-2, frame size 1, 4-poles, N-pole left, In=1600A up to 690V AC 50/60Hz, breaking capacity N Icu=55/42kA at 500/690V, Trip unit ETU600 LSI upgrade ready , colordisplay, bluetooth and USB interface, Protection LT, ST, INST, include N-protection, (internal N-sensor available), incl. trip alarm switch (1xCO), rear connection vertical, with internal voltage tap on lower stab of circuit breaker, with voltage tap module VTM680 and power supply of ETU600, able to communication, integrated metering type PMF-3 Advanced Power Monitor., Voltage, Energy, Power, Power factor, Frequency, Unbalance, Temperature, Power quality, Manual operating mechanism with mechanical closing, without Spring charging motor, Ready-to-close signal. switch, Auxiliary switches 2NO+2NC, without Closing coil (CC), manual operating mechanism with mechanical closing, without Remote trip alarm reset coil (RR), without 2nd shunt trip, without 1st Shunt trip | 147100 | 1 | Z\ | 1
3WA1116-2GE12-0AA0 |  | Fixed-mounted circuit breaker IEC 60947-2, frame size 1, 4-poles, N-pole left, In=1600A up to 690V AC 50/60Hz, breaking capacity N Icu=55/42kA at 500/690V, Trip unit ETU600 LSI upgrade ready , colordisplay, bluetooth and USB interface, Protection LT, ST, INST, include N-protection, (internal N-sensor available), incl. trip alarm switch (1xCO), rear connection horizontal, with internal voltage tap on lower stab of circuit breaker, with voltage tap module VTM680 and power supply of ETU600, able to communication, integrated metering type PMF-3 Advanced Power Monitor., Voltage, Energy, Power, Power factor, Frequency, Unbalance, Temperature, Power quality, Manual operating mechanism with mechanical closing, without Spring charging motor, Ready-to-close signal. switch, Auxiliary switches 2NO+2NC, without Closing coil (CC), manual operating mechanism with mechanical closing, without Remote trip alarm reset coil (RR), without 2nd shunt trip, without 1st Shunt trip | 143100 | 1 | Z\ | 1
3WA1116-2GE13-0AA0 |  | Fixed-mounted circuit breaker IEC 60947-2, frame size 1, 4-poles, N-pole left, In=1600A up to 690V AC 50/60Hz, breaking capacity N Icu=55/42kA at 500/690V, Trip unit ETU600 LSI upgrade ready , colordisplay, bluetooth and USB interface, Protection LT, ST, INST, include N-protection, (internal N-sensor available), incl. trip alarm switch (1xCO), front connection double hole, with internal voltage tap on lower stab of circuit breaker, with voltage tap module VTM680 and power supply of ETU600, able to communication, integrated metering type PMF-3 Advanced Power Monitor., Voltage, Energy, Power, Power factor, Frequency, Unbalance, Temperature, Power quality, Manual operating mechanism with mechanical closing, without Spring charging motor, Ready-to-close signal. switch, Auxiliary switches 2NO+2NC, without Closing coil (CC), manual operating mechanism with mechanical closing, without Remote trip alarm reset coil (RR), without 2nd shunt trip, without 1st Shunt trip | 155100 | 1 | Z\ | 1
3WA1116-2GE21-0AA0 |  | fixed-mounted circuit breaker, IEC 60947-2, size 1, 4-pole, N pole on right, In=1600 A up to 690 V AC 50/60 Hz, breaking capacity N Icc=55/42 kA at 500/690 V, tripping unit ETU600 LSI upgradeable, color display, Bluetooth, USB interface, basic protection LT, ST, INST, including protection of the N conductor (internal neutral point sensor available), trip alarm switch (1 x CO), connection at rear vertical, with internal voltage tap on lower stab of circuit breaker, with voltage tap module VTM680 and power supply of ETU600, able to communication, integrated metering type PMF-3 Advanced Power Monitor., Voltage, Energy, Power, Power factor, Frequency, Unbalance, Temperature, Power quality, Manual operating mechanism with mechanical closing, without Spring charging motor, Ready-to-close signal. switch, Auxiliary switches 2NO+2NC, without Closing coil (CC), manual operating mechanism with mechanical closing, without Remote trip alarm reset coil (RR), without 2nd shunt trip, without 1st Shunt trip | 147100 | 1 | Z\ | 1
3WA1116-2GE22-0AA0 |  | fixed-mounted circuit breaker, IEC 60947-2, size 1, 4-pole, N pole on right, In=1600 A up to 690 V AC 50/60 Hz, breaking capacity N Icc=55/42 kA at 500/690 V, tripping unit ETU600 LSI upgradeable, color display, Bluetooth, USB interface, basic protection LT, ST, INST, including protection of the N conductor (internal neutral point sensor available), trip alarm switch (1 x CO), connection at rear horizontal with internal voltage tap on lower stab of circuit breaker, with voltage tap module VTM680 and power supply of ETU600, able to communication, integrated metering type PMF-3 Advanced Power Monitor., Voltage, Energy, Power, Power factor, Frequency, Unbalance, Temperature, Power quality, Manual operating mechanism with mechanical closing, without Spring charging motor, Ready-to-close signal. switch, Auxiliary switches 2NO+2NC, without Closing coil (CC), manual operating mechanism with mechanical closing, without Remote trip alarm reset coil (RR), without 2nd shunt trip, without 1st Shunt trip | 143100 | 1 | Z\ | 1
3WA1116-2GE23-0AA0 |  | fixed-mounted circuit breaker, IEC 60947-2, size 1, 4-pole, N pole on right, In=1600 A up to 690 V AC 50/60 Hz, breaking capacity N Icc=55/42 kA at 500/690 V, tripping unit ETU600 LSI upgradeable, color display, Bluetooth, USB interface, basic protection LT, ST, INST, including protection of the N conductor (internal neutral point sensor available), trip alarm switch (1 x CO), front connection double hole, with internal voltage tap on lower stab of circuit breaker, with voltage tap module VTM680 and power supply of ETU600, able to communication, integrated metering type PMF-3 Advanced Power Monitor., Voltage, Energy, Power, Power factor, Frequency, Unbalance, Temperature, Power quality, Manual operating mechanism with mechanical closing, without Spring charging motor, Ready-to-close signal. switch, Auxiliary switches 2NO+2NC, without Closing coil (CC), manual operating mechanism with mechanical closing, without Remote trip alarm reset coil (RR), without 2nd shunt trip, without 1st Shunt trip | 155100 | 1 | Z\ | 1
3WA1116-2GE31-0AA0 |  | Withdrawable circuit breaker with guide frame, IEC 60947-2, frame size 1, 3-poles, In=1600A up to 690V AC 50/60Hz, breaking capacity N Icu=55/42kA at 500/690V, Trip unit ETU600 LSI upgrade ready , colordisplay, bluetooth and USB interface, Protection LT, ST, INST, N-protection required an external N-sensor, incl. trip alarm switch (1xCO), rear connection vertical, guide frame with shutter and w/o position signalling switch, with internal voltage tap on lower stab of circuit breaker, with voltage tap module VTM680 and power supply of ETU600, able to communication, integrated metering type PMF-3 Advanced Power Monitor., Voltage, Energy, Power, Power factor, Frequency, Unbalance, Temperature, Power quality, Manual operating mechanism with mechanical closing, without Spring charging motor, Ready-to-close signal. switch, Auxiliary switches 2NO+2NC, without Closing coil (CC), manual operating mechanism with mechanical closing, without Remote trip alarm reset coil (RR), without 2nd shunt trip, without 1st Shunt trip | 146100 | 1 | Z\ | 1
3WA1116-2GE32-0AA0 |  | Withdrawable circuit breaker with guide frame, IEC 60947-2, frame size 1, 3-poles, In=1600A up to 690V AC 50/60Hz, breaking capacity N Icu=55/42kA at 500/690V, Trip unit ETU600 LSI upgrade ready , colordisplay, bluetooth and USB interface, Protection LT, ST, INST, N-protection required an external N-sensor, incl. trip alarm switch (1xCO), rear connection horizontal, guide frame with shutter and w/o position signalling switch, with internal voltage tap on lower stab of circuit breaker, with voltage tap module VTM680 and power supply of ETU600, able to communication, integrated metering type PMF-3 Advanced Power Monitor., Voltage, Energy, Power, Power factor, Frequency, Unbalance, Temperature, Power quality, Manual operating mechanism with mechanical closing, without Spring charging motor, Ready-to-close signal. switch, Auxiliary switches 2NO+2NC, without Closing coil (CC), manual operating mechanism with mechanical closing, without Remote trip alarm reset coil (RR), without 2nd shunt trip, without 1st Shunt trip | 144100 | 1 | Z\ | 1
3WA1116-2GE33-0AA0 |  | Withdrawable circuit breaker with guide frame, IEC 60947-2, frame size 1, 3-poles, In=1600A up to 690V AC 50/60Hz, breaking capacity N Icu=55/42kA at 500/690V, Trip unit ETU600 LSI upgrade ready , colordisplay, bluetooth and USB interface, Protection LT, ST, INST, N-protection required an external N-sensor, incl. trip alarm switch (1xCO), front connection double hole, guide frame with shutter and w/o position signalling switch, with internal voltage tap on lower stab of circuit breaker, with voltage tap module VTM680 and power supply of ETU600, able to communication, integrated metering type PMF-3 Advanced Power Monitor., Voltage, Energy, Power, Power factor, Frequency, Unbalance, Temperature, Power quality, Manual operating mechanism with mechanical closing, without Spring charging motor, Ready-to-close signal. switch, Auxiliary switches 2NO+2NC, without Closing coil (CC), manual operating mechanism with mechanical closing, without Remote trip alarm reset coil (RR), without 2nd shunt trip, without 1st Shunt trip | 152100 | 1 | Z\ | 1
3WA1116-2GE34-0AA0 |  | Withdrawable circuit breaker with guide frame, IEC 60947-2, frame size 1, 3-poles, In=1600A up to 690V AC 50/60Hz, breaking capacity N Icu=55/42kA at 500/690V, Trip unit ETU600 LSI upgrade ready , colordisplay, bluetooth and USB interface, Protection LT, ST, INST, N-protection required an external N-sensor, incl. trip alarm switch (1xCO), rear connection flange, guide frame with shutter and w/o position signalling switch, with internal voltage tap on lower stab of circuit breaker, with voltage tap module VTM680 and power supply of ETU600, able to communication, integrated metering type PMF-3 Advanced Power Monitor., Voltage, Energy, Power, Power factor, Frequency, Unbalance, Temperature, Power quality, Manual operating mechanism with mechanical closing, without Spring charging motor, Ready-to-close signal. switch, Auxiliary switches 2NO+2NC, without Closing coil (CC), manual operating mechanism with mechanical closing, without Remote trip alarm reset coil (RR), without 2nd shunt trip, without 1st Shunt trip | 144100 | 1 | Z\ | 1
3WA1116-2GE41-0AA0 |  | Withdrawable circuit breaker with guide frame, IEC 60947-2, frame size 1, 4-poles, N-pole left, In=1600A up to 690V AC 50/60Hz, breaking capacity N Icu=55/42kA at 500/690V, Trip unit ETU600 LSI upgrade ready , colordisplay, bluetooth and USB interface, Protection LT, ST, INST, include N-protection, (internal N-sensor available), incl. trip alarm switch (1xCO), rear connection vertical, guide frame with shutter and w/o position signalling switch, with internal voltage tap on lower stab of circuit breaker, with voltage tap module VTM680 and power supply of ETU600, able to communication, integrated metering type PMF-3 Advanced Power Monitor., Voltage, Energy, Power, Power factor, Frequency, Unbalance, Temperature, Power quality, Manual operating mechanism with mechanical closing, without Spring charging motor, Ready-to-close signal. switch, Auxiliary switches 2NO+2NC, without Closing coil (CC), manual operating mechanism with mechanical closing, without Remote trip alarm reset coil (RR), without 2nd shunt trip, without 1st Shunt trip | 186100 | 1 | Z\ | 1
3WA1116-2GE42-0AA0 |  | Withdrawable circuit breaker with guide frame, IEC 60947-2, frame size 1, 4-poles, N-pole left, In=1600A up to 690V AC 50/60Hz, breaking capacity N Icu=55/42kA at 500/690V, Trip unit ETU600 LSI upgrade ready , colordisplay, bluetooth and USB interface, Protection LT, ST, INST, include N-protection, (internal N-sensor available), incl. trip alarm switch (1xCO), rear connection horizontal, guide frame with shutter and w/o position signalling switch, with internal voltage tap on lower stab of circuit breaker, with voltage tap module VTM680 and power supply of ETU600, able to communication, integrated metering type PMF-3 Advanced Power Monitor., Voltage, Energy, Power, Power factor, Frequency, Unbalance, Temperature, Power quality, Manual operating mechanism with mechanical closing, without Spring charging motor, Ready-to-close signal. switch, Auxiliary switches 2NO+2NC, without Closing coil (CC), manual operating mechanism with mechanical closing, without Remote trip alarm reset coil (RR), without 2nd shunt trip, without 1st Shunt trip | 182100 | 1 | Z\ | 1
3WA1116-2GE43-0AA0 |  | Withdrawable circuit breaker with guide frame, IEC 60947-2, frame size 1, 4-poles, N-pole left, In=1600A up to 690V AC 50/60Hz, breaking capacity N Icu=55/42kA at 500/690V, Trip unit ETU600 LSI upgrade ready , colordisplay, bluetooth and USB interface, Protection LT, ST, INST, include N-protection, (internal N-sensor available), incl. trip alarm switch (1xCO), front connection double hole, guide frame with shutter and w/o position signalling switch, with internal voltage tap on lower stab of circuit breaker, with voltage tap module VTM680 and power supply of ETU600, able to communication, integrated metering type PMF-3 Advanced Power Monitor., Voltage, Energy, Power, Power factor, Frequency, Unbalance, Temperature, Power quality, Manual operating mechanism with mechanical closing, without Spring charging motor, Ready-to-close signal. switch, Auxiliary switches 2NO+2NC, without Closing coil (CC), manual operating mechanism with mechanical closing, without Remote trip alarm reset coil (RR), without 2nd shunt trip, without 1st Shunt trip | 193100 | 1 | Z\ | 1
3WA1116-2GE44-0AA0 |  | Withdrawable circuit breaker with guide frame, IEC 60947-2, frame size 1, 4-poles, N-pole left, In=1600A up to 690V AC 50/60Hz, breaking capacity N Icu=55/42kA at 500/690V, Trip unit ETU600 LSI upgrade ready , colordisplay, bluetooth and USB interface, Protection LT, ST, INST, include N-protection, (internal N-sensor available), incl. trip alarm switch (1xCO), rear connection flange, guide frame with shutter and w/o position signalling switch, with internal voltage tap on lower stab of circuit breaker, with voltage tap module VTM680 and power supply of ETU600, able to communication, integrated metering type PMF-3 Advanced Power Monitor., Voltage, Energy, Power, Power factor, Frequency, Unbalance, Temperature, Power quality, Manual operating mechanism with mechanical closing, without Spring charging motor, Ready-to-close signal. switch, Auxiliary switches 2NO+2NC, without Closing coil (CC), manual operating mechanism with mechanical closing, without Remote trip alarm reset coil (RR), without 2nd shunt trip, without 1st Shunt trip | 182100 | 1 | Z\ | 1
3WA1116-2GF01-0AA0 |  | Fixed-mounted circuit breaker IEC 60947-2, frame size 1, 3-poles, In=1600A up to 690V AC 50/60Hz, breaking capacity N Icu=55/42kA at 500/690V, Trip unit ETU600 LSIG upgrade ready , colordisplay, bluetooth and USB interface, Protection LT, ST, INST, GFx, N-protection required an external N-sensor, incl. trip alarm switch (1xCO), rear connection vertical, with internal voltage tap on lower stab of circuit breaker, with voltage tap module VTM680 and power supply of ETU600, able to communication, integrated metering type PMF-3 Advanced Power Monitor., Voltage, Energy, Power, Power factor, Frequency, Unbalance, Temperature, Power quality, Manual operating mechanism with mechanical closing, without Spring charging motor, Ready-to-close signal. switch, Auxiliary switches 2NO+2NC, without Closing coil (CC), manual operating mechanism with mechanical closing, without Remote trip alarm reset coil (RR), without 2nd shunt trip, without 1st Shunt trip | 128100 | 1 | Z\ | 1
3WA1116-2GF02-0AA0 |  | Fixed-mounted circuit breaker IEC 60947-2, frame size 1, 3-poles, In=1600A up to 690V AC 50/60Hz, breaking capacity N Icu=55/42kA at 500/690V, Trip unit ETU600 LSIG upgrade ready , colordisplay, bluetooth and USB interface, Protection LT, ST, INST, GFx, N-protection required an external N-sensor, incl. trip alarm switch (1xCO), rear connection horizontal, with internal voltage tap on lower stab of circuit breaker, with voltage tap module VTM680 and power supply of ETU600, able to communication, integrated metering type PMF-3 Advanced Power Monitor., Voltage, Energy, Power, Power factor, Frequency, Unbalance, Temperature, Power quality, Manual operating mechanism with mechanical closing, without Spring charging motor, Ready-to-close signal. switch, Auxiliary switches 2NO+2NC, without Closing coil (CC), manual operating mechanism with mechanical closing, without Remote trip alarm reset coil (RR), without 2nd shunt trip, without 1st Shunt trip | 125100 | 1 | Z\ | 1
3WA1116-2GF03-0AA0 |  | Fixed-mounted circuit breaker IEC 60947-2, frame size 1, 3-poles, In=1600A up to 690V AC 50/60Hz, breaking capacity N Icu=55/42kA at 500/690V, Trip unit ETU600 LSIG upgrade ready , colordisplay, bluetooth and USB interface, Protection LT, ST, INST, GFx, N-protection required an external N-sensor, incl. trip alarm switch (1xCO), front connection double hole, with internal voltage tap on lower stab of circuit breaker, with voltage tap module VTM680 and power supply of ETU600, able to communication, integrated metering type PMF-3 Advanced Power Monitor., Voltage, Energy, Power, Power factor, Frequency, Unbalance, Temperature, Power quality, Manual operating mechanism with mechanical closing, without Spring charging motor, Ready-to-close signal. switch, Auxiliary switches 2NO+2NC, without Closing coil (CC), manual operating mechanism with mechanical closing, without Remote trip alarm reset coil (RR), without 2nd shunt trip, without 1st Shunt trip | 134100 | 1 | Z\ | 1
3WA1116-2GF11-0AA0 |  | Fixed-mounted circuit breaker IEC 60947-2, frame size 1, 4-poles, N-pole left, In=1600A up to 690V AC 50/60Hz, breaking capacity N Icu=55/42kA at 500/690V, Trip unit ETU600 LSIG upgrade ready , colordisplay, bluetooth and USB interface, Protection LT, ST, INST, GFx, include N-protection, (internal N-sensor available), incl. trip alarm switch (1xCO), rear connection vertical, with internal voltage tap on lower stab of circuit breaker, with voltage tap module VTM680 and power supply of ETU600, able to communication, integrated metering type PMF-3 Advanced Power Monitor., Voltage, Energy, Power, Power factor, Frequency, Unbalance, Temperature, Power quality, Manual operating mechanism with mechanical closing, without Spring charging motor, Ready-to-close signal. switch, Auxiliary switches 2NO+2NC, without Closing coil (CC), manual operating mechanism with mechanical closing, without Remote trip alarm reset coil (RR), without 2nd shunt trip, without 1st Shunt trip | 158100 | 1 | Z\ | 1
3WA1116-2GF12-0AA0 |  | Fixed-mounted circuit breaker IEC 60947-2, frame size 1, 4-poles, N-pole left, In=1600A up to 690V AC 50/60Hz, breaking capacity N Icu=55/42kA at 500/690V, Trip unit ETU600 LSIG upgrade ready , colordisplay, bluetooth and USB interface, Protection LT, ST, INST, GFx, include N-protection, (internal N-sensor available), incl. trip alarm switch (1xCO), rear connection horizontal, with internal voltage tap on lower stab of circuit breaker, with voltage tap module VTM680 and power supply of ETU600, able to communication, integrated metering type PMF-3 Advanced Power Monitor., Voltage, Energy, Power, Power factor, Frequency, Unbalance, Temperature, Power quality, Manual operating mechanism with mechanical closing, without Spring charging motor, Ready-to-close signal. switch, Auxiliary switches 2NO+2NC, without Closing coil (CC), manual operating mechanism with mechanical closing, without Remote trip alarm reset coil (RR), without 2nd shunt trip, without 1st Shunt trip | 154100 | 1 | Z\ | 1
3WA1116-2GF13-0AA0 |  | Fixed-mounted circuit breaker IEC 60947-2, frame size 1, 4-poles, N-pole left, In=1600A up to 690V AC 50/60Hz, breaking capacity N Icu=55/42kA at 500/690V, Trip unit ETU600 LSIG upgrade ready , colordisplay, bluetooth and USB interface, Protection LT, ST, INST, GFx, include N-protection, (internal N-sensor available), incl. trip alarm switch (1xCO), front connection double hole, with internal voltage tap on lower stab of circuit breaker, with voltage tap module VTM680 and power supply of ETU600, able to communication, integrated metering type PMF-3 Advanced Power Monitor., Voltage, Energy, Power, Power factor, Frequency, Unbalance, Temperature, Power quality, Manual operating mechanism with mechanical closing, without Spring charging motor, Ready-to-close signal. switch, Auxiliary switches 2NO+2NC, without Closing coil (CC), manual operating mechanism with mechanical closing, without Remote trip alarm reset coil (RR), without 2nd shunt trip, without 1st Shunt trip | 165100 | 1 | Z\ | 1
3WA1116-2GF21-0AA0 |  | fixed-mounted circuit breaker, IEC 60947-2, size 1, 4-pole, N pole on right, In=1600 A up to 690 V AC 50/60 Hz, breaking capacity N Icc=55/42 kA at 500/690 V, tripping unit ETU600 LSIG upgradeable, color display, Bluetooth, USB interface, basic protection LT, ST, INST, GFx, including protection of the N conductor (internal neutral point sensor available), trip alarm switch (1 x CO), connection at rear vertical, with internal voltage tap on lower stab of circuit breaker, with voltage tap module VTM680 and power supply of ETU600, able to communication, integrated metering type PMF-3 Advanced Power Monitor., Voltage, Energy, Power, Power factor, Frequency, Unbalance, Temperature, Power quality, Manual operating mechanism with mechanical closing, without Spring charging motor, Ready-to-close signal. switch, Auxiliary switches 2NO+2NC, without Closing coil (CC), manual operating mechanism with mechanical closing, without Remote trip alarm reset coil (RR), without 2nd shunt trip, without 1st Shunt trip | 158100 | 1 | Z\ | 1
3WA1116-2GF22-0AA0 |  | fixed-mounted circuit breaker, IEC 60947-2, size 1, 4-pole, N pole on right, In=1600 A up to 690 V AC 50/60 Hz, breaking capacity N Icc=55/42 kA at 500/690 V, tripping unit ETU600 LSIG upgradeable, color display, Bluetooth, USB interface, basic protection LT, ST, INST, GFx, including protection of the N conductor (internal neutral point sensor available), trip alarm switch (1 x CO), connection at rear horizontal with internal voltage tap on lower stab of circuit breaker, with voltage tap module VTM680 and power supply of ETU600, able to communication, integrated metering type PMF-3 Advanced Power Monitor., Voltage, Energy, Power, Power factor, Frequency, Unbalance, Temperature, Power quality, Manual operating mechanism with mechanical closing, without Spring charging motor, Ready-to-close signal. switch, Auxiliary switches 2NO+2NC, without Closing coil (CC), manual operating mechanism with mechanical closing, without Remote trip alarm reset coil (RR), without 2nd shunt trip, without 1st Shunt trip | 154100 | 1 | Z\ | 1
3WA1116-2GF23-0AA0 |  | fixed-mounted circuit breaker, IEC 60947-2, size 1, 4-pole, N pole on right, In=1600 A up to 690 V AC 50/60 Hz, breaking capacity N Icc=55/42 kA at 500/690 V, tripping unit ETU600 LSIG upgradeable, color display, Bluetooth, USB interface, basic protection LT, ST, INST, GFx, including protection of the N conductor (internal neutral point sensor available), trip alarm switch (1 x CO), front connection double hole, with internal voltage tap on lower stab of circuit breaker, with voltage tap module VTM680 and power supply of ETU600, able to communication, integrated metering type PMF-3 Advanced Power Monitor., Voltage, Energy, Power, Power factor, Frequency, Unbalance, Temperature, Power quality, Manual operating mechanism with mechanical closing, without Spring charging motor, Ready-to-close signal. switch, Auxiliary switches 2NO+2NC, without Closing coil (CC), manual operating mechanism with mechanical closing, without Remote trip alarm reset coil (RR), without 2nd shunt trip, without 1st Shunt trip | 165100 | 1 | Z\ | 1
3WA1116-2GF31-0AA0 |  | Withdrawable circuit breaker with guide frame, IEC 60947-2, frame size 1, 3-poles, In=1600A up to 690V AC 50/60Hz, breaking capacity N Icu=55/42kA at 500/690V, Trip unit ETU600 LSIG upgrade ready , colordisplay, bluetooth and USB interface, Protection LT, ST, INST, GFx, N-protection required an external N-sensor, incl. trip alarm switch (1xCO), rear connection vertical, guide frame with shutter and w/o position signalling switch, with internal voltage tap on lower stab of circuit breaker, with voltage tap module VTM680 and power supply of ETU600, able to communication, integrated metering type PMF-3 Advanced Power Monitor., Voltage, Energy, Power, Power factor, Frequency, Unbalance, Temperature, Power quality, Manual operating mechanism with mechanical closing, without Spring charging motor, Ready-to-close signal. switch, Auxiliary switches 2NO+2NC, without Closing coil (CC), manual operating mechanism with mechanical closing, without Remote trip alarm reset coil (RR), without 2nd shunt trip, without 1st Shunt trip | 157100 | 1 | Z\ | 1
3WA1116-2GF32-0AA0 |  | Withdrawable circuit breaker with guide frame, IEC 60947-2, frame size 1, 3-poles, In=1600A up to 690V AC 50/60Hz, breaking capacity N Icu=55/42kA at 500/690V, Trip unit ETU600 LSIG upgrade ready , colordisplay, bluetooth and USB interface, Protection LT, ST, INST, GFx, N-protection required an external N-sensor, incl. trip alarm switch (1xCO), rear connection horizontal, guide frame with shutter and w/o position signalling switch, with internal voltage tap on lower stab of circuit breaker, with voltage tap module VTM680 and power supply of ETU600, able to communication, integrated metering type PMF-3 Advanced Power Monitor., Voltage, Energy, Power, Power factor, Frequency, Unbalance, Temperature, Power quality, Manual operating mechanism with mechanical closing, without Spring charging motor, Ready-to-close signal. switch, Auxiliary switches 2NO+2NC, without Closing coil (CC), manual operating mechanism with mechanical closing, without Remote trip alarm reset coil (RR), without 2nd shunt trip, without 1st Shunt trip | 154100 | 1 | Z\ | 1
3WA1116-2GF33-0AA0 |  | Withdrawable circuit breaker with guide frame, IEC 60947-2, frame size 1, 3-poles, In=1600A up to 690V AC 50/60Hz, breaking capacity N Icu=55/42kA at 500/690V, Trip unit ETU600 LSIG upgrade ready , colordisplay, bluetooth and USB interface, Protection LT, ST, INST, GFx, N-protection required an external N-sensor, incl. trip alarm switch (1xCO), front connection double hole, guide frame with shutter and w/o position signalling switch, with internal voltage tap on lower stab of circuit breaker, with voltage tap module VTM680 and power supply of ETU600, able to communication, integrated metering type PMF-3 Advanced Power Monitor., Voltage, Energy, Power, Power factor, Frequency, Unbalance, Temperature, Power quality, Manual operating mechanism with mechanical closing, without Spring charging motor, Ready-to-close signal. switch, Auxiliary switches 2NO+2NC, without Closing coil (CC), manual operating mechanism with mechanical closing, without Remote trip alarm reset coil (RR), without 2nd shunt trip, without 1st Shunt trip | 163100 | 1 | Z\ | 1
3WA1116-2GF34-0AA0 |  | Withdrawable circuit breaker with guide frame, IEC 60947-2, frame size 1, 3-poles, In=1600A up to 690V AC 50/60Hz, breaking capacity N Icu=55/42kA at 500/690V, Trip unit ETU600 LSIG upgrade ready , colordisplay, bluetooth and USB interface, Protection LT, ST, INST, GFx, N-protection required an external N-sensor, incl. trip alarm switch (1xCO), rear connection flange, guide frame with shutter and w/o position signalling switch, with internal voltage tap on lower stab of circuit breaker, with voltage tap module VTM680 and power supply of ETU600, able to communication, integrated metering type PMF-3 Advanced Power Monitor., Voltage, Energy, Power, Power factor, Frequency, Unbalance, Temperature, Power quality, Manual operating mechanism with mechanical closing, without Spring charging motor, Ready-to-close signal. switch, Auxiliary switches 2NO+2NC, without Closing coil (CC), manual operating mechanism with mechanical closing, without Remote trip alarm reset coil (RR), without 2nd shunt trip, without 1st Shunt trip | 154100 | 1 | Z\ | 1
3WA1116-2GF41-0AA0 |  | Withdrawable circuit breaker with guide frame, IEC 60947-2, frame size 1, 4-poles, N-pole left, In=1600A up to 690V AC 50/60Hz, breaking capacity N Icu=55/42kA at 500/690V, Trip unit ETU600 LSIG upgrade ready , colordisplay, bluetooth and USB interface, Protection LT, ST, INST, GFx, include N-protection, (internal N-sensor available), incl. trip alarm switch (1xCO), rear connection vertical, guide frame with shutter and w/o position signalling switch, with internal voltage tap on lower stab of circuit breaker, with voltage tap module VTM680 and power supply of ETU600, able to communication, integrated metering type PMF-3 Advanced Power Monitor., Voltage, Energy, Power, Power factor, Frequency, Unbalance, Temperature, Power quality, Manual operating mechanism with mechanical closing, without Spring charging motor, Ready-to-close signal. switch, Auxiliary switches 2NO+2NC, without Closing coil (CC), manual operating mechanism with mechanical closing, without Remote trip alarm reset coil (RR), without 2nd shunt trip, without 1st Shunt trip | 196100 | 1 | Z\ | 1
3WA1116-2GF42-0AA0 |  | Withdrawable circuit breaker with guide frame, IEC 60947-2, frame size 1, 4-poles, N-pole left, In=1600A up to 690V AC 50/60Hz, breaking capacity N Icu=55/42kA at 500/690V, Trip unit ETU600 LSIG upgrade ready , colordisplay, bluetooth and USB interface, Protection LT, ST, INST, GFx, include N-protection, (internal N-sensor available), incl. trip alarm switch (1xCO), rear connection horizontal, guide frame with shutter and w/o position signalling switch, with internal voltage tap on lower stab of circuit breaker, with voltage tap module VTM680 and power supply of ETU600, able to communication, integrated metering type PMF-3 Advanced Power Monitor., Voltage, Energy, Power, Power factor, Frequency, Unbalance, Temperature, Power quality, Manual operating mechanism with mechanical closing, without Spring charging motor, Ready-to-close signal. switch, Auxiliary switches 2NO+2NC, without Closing coil (CC), manual operating mechanism with mechanical closing, without Remote trip alarm reset coil (RR), without 2nd shunt trip, without 1st Shunt trip | 192100 | 1 | Z\ | 1
3WA1116-2GF43-0AA0 |  | Withdrawable circuit breaker with guide frame, IEC 60947-2, frame size 1, 4-poles, N-pole left, In=1600A up to 690V AC 50/60Hz, breaking capacity N Icu=55/42kA at 500/690V, Trip unit ETU600 LSIG upgrade ready , colordisplay, bluetooth and USB interface, Protection LT, ST, INST, GFx, include N-protection, (internal N-sensor available), incl. trip alarm switch (1xCO), front connection double hole, guide frame with shutter and w/o position signalling switch, with internal voltage tap on lower stab of circuit breaker, with voltage tap module VTM680 and power supply of ETU600, able to communication, integrated metering type PMF-3 Advanced Power Monitor., Voltage, Energy, Power, Power factor, Frequency, Unbalance, Temperature, Power quality, Manual operating mechanism with mechanical closing, without Spring charging motor, Ready-to-close signal. switch, Auxiliary switches 2NO+2NC, without Closing coil (CC), manual operating mechanism with mechanical closing, without Remote trip alarm reset coil (RR), without 2nd shunt trip, without 1st Shunt trip | 204100 | 1 | Z\ | 1
3WA1116-2GF44-0AA0 |  | Withdrawable circuit breaker with guide frame, IEC 60947-2, frame size 1, 4-poles, N-pole left, In=1600A up to 690V AC 50/60Hz, breaking capacity N Icu=55/42kA at 500/690V, Trip unit ETU600 LSIG upgrade ready , colordisplay, bluetooth and USB interface, Protection LT, ST, INST, GFx, include N-protection, (internal N-sensor available), incl. trip alarm switch (1xCO), rear connection flange, guide frame with shutter and w/o position signalling switch, with internal voltage tap on lower stab of circuit breaker, with voltage tap module VTM680 and power supply of ETU600, able to communication, integrated metering type PMF-3 Advanced Power Monitor., Voltage, Energy, Power, Power factor, Frequency, Unbalance, Temperature, Power quality, Manual operating mechanism with mechanical closing, without Spring charging motor, Ready-to-close signal. switch, Auxiliary switches 2NO+2NC, without Closing coil (CC), manual operating mechanism with mechanical closing, without Remote trip alarm reset coil (RR), without 2nd shunt trip, without 1st Shunt trip | 192100 | 1 | Z\ | 1
3WA1116-2LE01-0AA0 |  | Fixed-mounted circuit breaker IEC 60947-2, frame size 1, 3-poles, In=1600A up to 690V AC 50/60Hz, breaking capacity N Icu=55/42kA at 500/690V, Trip unit ETU600 LSI upgrade ready , colordisplay, bluetooth and USB interface, Protection LT, ST, INST, N-protection required an external N-sensor, incl. trip alarm switch (1xCO), rear connection vertical, with internal voltage tap on upper stab of circuit breaker, with voltage tap module VTM680 and power supply of ETU600, able to communication, integrated metering type PMF-1 Energy Efficiency, Voltage, Active energy Ea Manual operating mechanism with mechanical closing, without Spring charging motor, Ready-to-close signal. switch, Auxiliary switches 2NO+2NC, without Closing coil (CC), manual operating mechanism with mechanical closing, without Remote trip alarm reset coil (RR), without 2nd shunt trip, without 1st Shunt trip | 101970 | 1 | Z\ | 1
3WA1116-2LE02-0AA0 |  | Fixed-mounted circuit breaker IEC 60947-2, frame size 1, 3-poles, In=1600A up to 690V AC 50/60Hz, breaking capacity N Icu=55/42kA at 500/690V, Trip unit ETU600 LSI upgrade ready , colordisplay, bluetooth and USB interface, Protection LT, ST, INST, N-protection required an external N-sensor, incl. trip alarm switch (1xCO), rear connection horizontal, with internal voltage tap on upper stab of circuit breaker, with voltage tap module VTM680 and power supply of ETU600, able to communication, integrated metering type PMF-1 Energy Efficiency, Voltage, Active energy Ea Manual operating mechanism with mechanical closing, without Spring charging motor, Ready-to-close signal. switch, Auxiliary switches 2NO+2NC, without Closing coil (CC), manual operating mechanism with mechanical closing, without Remote trip alarm reset coil (RR), without 2nd shunt trip, without 1st Shunt trip | 99070 | 1 | Z\ | 1
3WA1116-2LE03-0AA0 |  | Fixed-mounted circuit breaker IEC 60947-2, frame size 1, 3-poles, In=1600A up to 690V AC 50/60Hz, breaking capacity N Icu=55/42kA at 500/690V, Trip unit ETU600 LSI upgrade ready , colordisplay, bluetooth and USB interface, Protection LT, ST, INST, N-protection required an external N-sensor, incl. trip alarm switch (1xCO), front connection double hole, with internal voltage tap on upper stab of circuit breaker, with voltage tap module VTM680 and power supply of ETU600, able to communication, integrated metering type PMF-1 Energy Efficiency, Voltage, Active energy Ea Manual operating mechanism with mechanical closing, without Spring charging motor, Ready-to-close signal. switch, Auxiliary switches 2NO+2NC, without Closing coil (CC), manual operating mechanism with mechanical closing, without Remote trip alarm reset coil (RR), without 2nd shunt trip, without 1st Shunt trip | 107770 | 1 | Z\ | 1
3WA1116-2LE11-0AA0 |  | Fixed-mounted circuit breaker IEC 60947-2, frame size 1, 4-poles, N-pole left, In=1600A up to 690V AC 50/60Hz, breaking capacity N Icu=55/42kA at 500/690V, Trip unit ETU600 LSI upgrade ready , colordisplay, bluetooth and USB interface, Protection LT, ST, INST, include N-protection, (internal N-sensor available), incl. trip alarm switch (1xCO), rear connection vertical, with internal voltage tap on upper stab of circuit breaker, with voltage tap module VTM680 and power supply of ETU600, able to communication, integrated metering type PMF-1 Energy Efficiency, Voltage, Active energy Ea Manual operating mechanism with mechanical closing, without Spring charging motor, Ready-to-close signal. switch, Auxiliary switches 2NO+2NC, without Closing coil (CC), manual operating mechanism with mechanical closing, without Remote trip alarm reset coil (RR), without 2nd shunt trip, without 1st Shunt trip | 131870 | 1 | Z\ | 1
3WA1116-2LE12-0AA0 |  | Fixed-mounted circuit breaker IEC 60947-2, frame size 1, 4-poles, N-pole left, In=1600A up to 690V AC 50/60Hz, breaking capacity N Icu=55/42kA at 500/690V, Trip unit ETU600 LSI upgrade ready , colordisplay, bluetooth and USB interface, Protection LT, ST, INST, include N-protection, (internal N-sensor available), incl. trip alarm switch (1xCO), rear connection horizontal, with internal voltage tap on upper stab of circuit breaker, with voltage tap module VTM680 and power supply of ETU600, able to communication, integrated metering type PMF-1 Energy Efficiency, Voltage, Active energy Ea Manual operating mechanism with mechanical closing, without Spring charging motor, Ready-to-close signal. switch, Auxiliary switches 2NO+2NC, without Closing coil (CC), manual operating mechanism with mechanical closing, without Remote trip alarm reset coil (RR), without 2nd shunt trip, without 1st Shunt trip | 127870 | 1 | Z\ | 1
3WA1116-2LE13-0AA0 |  | Fixed-mounted circuit breaker IEC 60947-2, frame size 1, 4-poles, N-pole left, In=1600A up to 690V AC 50/60Hz, breaking capacity N Icu=55/42kA at 500/690V, Trip unit ETU600 LSI upgrade ready , colordisplay, bluetooth and USB interface, Protection LT, ST, INST, include N-protection, (internal N-sensor available), incl. trip alarm switch (1xCO), front connection double hole, with internal voltage tap on upper stab of circuit breaker, with voltage tap module VTM680 and power supply of ETU600, able to communication, integrated metering type PMF-1 Energy Efficiency, Voltage, Active energy Ea Manual operating mechanism with mechanical closing, without Spring charging motor, Ready-to-close signal. switch, Auxiliary switches 2NO+2NC, without Closing coil (CC), manual operating mechanism with mechanical closing, without Remote trip alarm reset coil (RR), without 2nd shunt trip, without 1st Shunt trip | 139870 | 1 | Z\ | 1
3WA1116-2LE21-0AA0 |  | fixed-mounted circuit breaker, IEC 60947-2, size 1, 4-pole, N pole on right, In=1600 A up to 690 V AC 50/60 Hz, breaking capacity N Icc=55/42 kA at 500/690 V, tripping unit ETU600 LSI upgradeable, color display, Bluetooth, USB interface, basic protection LT, ST, INST, including protection of the N conductor (internal neutral point sensor available), trip alarm switch (1 x CO), connection at rear vertical, with internal voltage tap on upper stab of circuit breaker, with voltage tap module VTM680 and power supply of ETU600, able to communication, integrated metering type PMF-1 Energy Efficiency, Voltage, Active energy Ea Manual operating mechanism with mechanical closing, without Spring charging motor, Ready-to-close signal. switch, Auxiliary switches 2NO+2NC, without Closing coil (CC), manual operating mechanism with mechanical closing, without Remote trip alarm reset coil (RR), without 2nd shunt trip, without 1st Shunt trip | 131870 | 1 | Z\ | 1
3WA1116-2LE22-0AA0 |  | fixed-mounted circuit breaker, IEC 60947-2, size 1, 4-pole, N pole on right, In=1600 A up to 690 V AC 50/60 Hz, breaking capacity N Icc=55/42 kA at 500/690 V, tripping unit ETU600 LSI upgradeable, color display, Bluetooth, USB interface, basic protection LT, ST, INST, including protection of the N conductor (internal neutral point sensor available), trip alarm switch (1 x CO), connection at rear horizontal with internal voltage tap on upper stab of circuit breaker, with voltage tap module VTM680 and power supply of ETU600, able to communication, integrated metering type PMF-1 Energy Efficiency, Voltage, Active energy Ea Manual operating mechanism with mechanical closing, without Spring charging motor, Ready-to-close signal. switch, Auxiliary switches 2NO+2NC, without Closing coil (CC), manual operating mechanism with mechanical closing, without Remote trip alarm reset coil (RR), without 2nd shunt trip, without 1st Shunt trip | 127870 | 1 | Z\ | 1
3WA1116-2LE23-0AA0 |  | fixed-mounted circuit breaker, IEC 60947-2, size 1, 4-pole, N pole on right, In=1600 A up to 690 V AC 50/60 Hz, breaking capacity N Icc=55/42 kA at 500/690 V, tripping unit ETU600 LSI upgradeable, color display, Bluetooth, USB interface, basic protection LT, ST, INST, including protection of the N conductor (internal neutral point sensor available), trip alarm switch (1 x CO), front connection double hole, with internal voltage tap on upper stab of circuit breaker, with voltage tap module VTM680 and power supply of ETU600, able to communication, integrated metering type PMF-1 Energy Efficiency, Voltage, Active energy Ea Manual operating mechanism with mechanical closing, without Spring charging motor, Ready-to-close signal. switch, Auxiliary switches 2NO+2NC, without Closing coil (CC), manual operating mechanism with mechanical closing, without Remote trip alarm reset coil (RR), without 2nd shunt trip, without 1st Shunt trip | 139870 | 1 | Z\ | 1
3WA1116-2LE31-0AA0 |  | Withdrawable circuit breaker with guide frame, IEC 60947-2, frame size 1, 3-poles, In=1600A up to 690V AC 50/60Hz, breaking capacity N Icu=55/42kA at 500/690V, Trip unit ETU600 LSI upgrade ready , colordisplay, bluetooth and USB interface, Protection LT, ST, INST, N-protection required an external N-sensor, incl. trip alarm switch (1xCO), rear connection vertical, guide frame with shutter and w/o position signalling switch, with internal voltage tap on upper stab of circuit breaker, with voltage tap module VTM680 and power supply of ETU600, able to communication, integrated metering type PMF-1 Energy Efficiency, Voltage, Active energy Ea Manual operating mechanism with mechanical closing, without Spring charging motor, Ready-to-close signal. switch, Auxiliary switches 2NO+2NC, without Closing coil (CC), manual operating mechanism with mechanical closing, without Remote trip alarm reset coil (RR), without 2nd shunt trip, without 1st Shunt trip | 130870 | 1 | Z\ | 1
3WA1116-2LE32-0AA0 |  | Withdrawable circuit breaker with guide frame, IEC 60947-2, frame size 1, 3-poles, In=1600A up to 690V AC 50/60Hz, breaking capacity N Icu=55/42kA at 500/690V, Trip unit ETU600 LSI upgrade ready , colordisplay, bluetooth and USB interface, Protection LT, ST, INST, N-protection required an external N-sensor, incl. trip alarm switch (1xCO), rear connection horizontal, guide frame with shutter and w/o position signalling switch, with internal voltage tap on upper stab of circuit breaker, with voltage tap module VTM680 and power supply of ETU600, able to communication, integrated metering type PMF-1 Energy Efficiency, Voltage, Active energy Ea Manual operating mechanism with mechanical closing, without Spring charging motor, Ready-to-close signal. switch, Auxiliary switches 2NO+2NC, without Closing coil (CC), manual operating mechanism with mechanical closing, without Remote trip alarm reset coil (RR), without 2nd shunt trip, without 1st Shunt trip | 128870 | 1 | Z\ | 1
3WA1116-2LE33-0AA0 |  | Withdrawable circuit breaker with guide frame, IEC 60947-2, frame size 1, 3-poles, In=1600A up to 690V AC 50/60Hz, breaking capacity N Icu=55/42kA at 500/690V, Trip unit ETU600 LSI upgrade ready , colordisplay, bluetooth and USB interface, Protection LT, ST, INST, N-protection required an external N-sensor, incl. trip alarm switch (1xCO), front connection double hole, guide frame with shutter and w/o position signalling switch, with internal voltage tap on upper stab of circuit breaker, with voltage tap module VTM680 and power supply of ETU600, able to communication, integrated metering type PMF-1 Energy Efficiency, Voltage, Active energy Ea Manual operating mechanism with mechanical closing, without Spring charging motor, Ready-to-close signal. switch, Auxiliary switches 2NO+2NC, without Closing coil (CC), manual operating mechanism with mechanical closing, without Remote trip alarm reset coil (RR), without 2nd shunt trip, without 1st Shunt trip | 136870 | 1 | Z\ | 1
3WA1116-2LE34-0AA0 |  | Withdrawable circuit breaker with guide frame, IEC 60947-2, frame size 1, 3-poles, In=1600A up to 690V AC 50/60Hz, breaking capacity N Icu=55/42kA at 500/690V, Trip unit ETU600 LSI upgrade ready , colordisplay, bluetooth and USB interface, Protection LT, ST, INST, N-protection required an external N-sensor, incl. trip alarm switch (1xCO), rear connection flange, guide frame with shutter and w/o position signalling switch, with internal voltage tap on upper stab of circuit breaker, with voltage tap module VTM680 and power supply of ETU600, able to communication, integrated metering type PMF-1 Energy Efficiency, Voltage, Active energy Ea Manual operating mechanism with mechanical closing, without Spring charging motor, Ready-to-close signal. switch, Auxiliary switches 2NO+2NC, without Closing coil (CC), manual operating mechanism with mechanical closing, without Remote trip alarm reset coil (RR), without 2nd shunt trip, without 1st Shunt trip | 128870 | 1 | Z\ | 1
3WA1116-2LE41-0AA0 |  | Withdrawable circuit breaker with guide frame, IEC 60947-2, frame size 1, 4-poles, N-pole left, In=1600A up to 690V AC 50/60Hz, breaking capacity N Icu=55/42kA at 500/690V, Trip unit ETU600 LSI upgrade ready , colordisplay, bluetooth and USB interface, Protection LT, ST, INST, include N-protection, (internal N-sensor available), incl. trip alarm switch (1xCO), rear connection vertical, guide frame with shutter and w/o position signalling switch, with internal voltage tap on upper stab of circuit breaker, with voltage tap module VTM680 and power supply of ETU600, able to communication, integrated metering type PMF-1 Energy Efficiency, Voltage, Active energy Ea Manual operating mechanism with mechanical closing, without Spring charging motor, Ready-to-close signal. switch, Auxiliary switches 2NO+2NC, without Closing coil (CC), manual operating mechanism with mechanical closing, without Remote trip alarm reset coil (RR), without 2nd shunt trip, without 1st Shunt trip | 170870 | 1 | Z\ | 1
3WA1116-2LE42-0AA0 |  | Withdrawable circuit breaker with guide frame, IEC 60947-2, frame size 1, 4-poles, N-pole left, In=1600A up to 690V AC 50/60Hz, breaking capacity N Icu=55/42kA at 500/690V, Trip unit ETU600 LSI upgrade ready , colordisplay, bluetooth and USB interface, Protection LT, ST, INST, include N-protection, (internal N-sensor available), incl. trip alarm switch (1xCO), rear connection horizontal, guide frame with shutter and w/o position signalling switch, with internal voltage tap on upper stab of circuit breaker, with voltage tap module VTM680 and power supply of ETU600, able to communication, integrated metering type PMF-1 Energy Efficiency, Voltage, Active energy Ea Manual operating mechanism with mechanical closing, without Spring charging motor, Ready-to-close signal. switch, Auxiliary switches 2NO+2NC, without Closing coil (CC), manual operating mechanism with mechanical closing, without Remote trip alarm reset coil (RR), without 2nd shunt trip, without 1st Shunt trip | 166870 | 1 | Z\ | 1
3WA1116-2LE43-0AA0 |  | Withdrawable circuit breaker with guide frame, IEC 60947-2, frame size 1, 4-poles, N-pole left, In=1600A up to 690V AC 50/60Hz, breaking capacity N Icu=55/42kA at 500/690V, Trip unit ETU600 LSI upgrade ready , colordisplay, bluetooth and USB interface, Protection LT, ST, INST, include N-protection, (internal N-sensor available), incl. trip alarm switch (1xCO), front connection double hole, guide frame with shutter and w/o position signalling switch, with internal voltage tap on upper stab of circuit breaker, with voltage tap module VTM680 and power supply of ETU600, able to communication, integrated metering type PMF-1 Energy Efficiency, Voltage, Active energy Ea Manual operating mechanism with mechanical closing, without Spring charging motor, Ready-to-close signal. switch, Auxiliary switches 2NO+2NC, without Closing coil (CC), manual operating mechanism with mechanical closing, without Remote trip alarm reset coil (RR), without 2nd shunt trip, without 1st Shunt trip | 177870 | 1 | Z\ | 1
3WA1116-2LE44-0AA0 |  | Withdrawable circuit breaker with guide frame, IEC 60947-2, frame size 1, 4-poles, N-pole left, In=1600A up to 690V AC 50/60Hz, breaking capacity N Icu=55/42kA at 500/690V, Trip unit ETU600 LSI upgrade ready , colordisplay, bluetooth and USB interface, Protection LT, ST, INST, include N-protection, (internal N-sensor available), incl. trip alarm switch (1xCO), rear connection flange, guide frame with shutter and w/o position signalling switch, with internal voltage tap on upper stab of circuit breaker, with voltage tap module VTM680 and power supply of ETU600, able to communication, integrated metering type PMF-1 Energy Efficiency, Voltage, Active energy Ea Manual operating mechanism with mechanical closing, without Spring charging motor, Ready-to-close signal. switch, Auxiliary switches 2NO+2NC, without Closing coil (CC), manual operating mechanism with mechanical closing, without Remote trip alarm reset coil (RR), without 2nd shunt trip, without 1st Shunt trip | 166870 | 1 | Z\ | 1
3WA1116-2LF01-0AA0 |  | Fixed-mounted circuit breaker IEC 60947-2, frame size 1, 3-poles, In=1600A up to 690V AC 50/60Hz, breaking capacity N Icu=55/42kA at 500/690V, Trip unit ETU600 LSIG upgrade ready , colordisplay, bluetooth and USB interface, Protection LT, ST, INST, GFx, N-protection required an external N-sensor, incl. trip alarm switch (1xCO), rear connection vertical, with internal voltage tap on upper stab of circuit breaker, with voltage tap module VTM680 and power supply of ETU600, able to communication, integrated metering type PMF-1 Energy Efficiency, Voltage, Active energy Ea Manual operating mechanism with mechanical closing, without Spring charging motor, Ready-to-close signal. switch, Auxiliary switches 2NO+2NC, without Closing coil (CC), manual operating mechanism with mechanical closing, without Remote trip alarm reset coil (RR), without 2nd shunt trip, without 1st Shunt trip | 112870 | 1 | Z\ | 1
3WA1116-2LF02-0AA0 |  | Fixed-mounted circuit breaker IEC 60947-2, frame size 1, 3-poles, In=1600A up to 690V AC 50/60Hz, breaking capacity N Icu=55/42kA at 500/690V, Trip unit ETU600 LSIG upgrade ready , colordisplay, bluetooth and USB interface, Protection LT, ST, INST, GFx, N-protection required an external N-sensor, incl. trip alarm switch (1xCO), rear connection horizontal, with internal voltage tap on upper stab of circuit breaker, with voltage tap module VTM680 and power supply of ETU600, able to communication, integrated metering type PMF-1 Energy Efficiency, Voltage, Active energy Ea Manual operating mechanism with mechanical closing, without Spring charging motor, Ready-to-close signal. switch, Auxiliary switches 2NO+2NC, without Closing coil (CC), manual operating mechanism with mechanical closing, without Remote trip alarm reset coil (RR), without 2nd shunt trip, without 1st Shunt trip | 109870 | 1 | Z\ | 1
3WA1116-2LF03-0AA0 |  | Fixed-mounted circuit breaker IEC 60947-2, frame size 1, 3-poles, In=1600A up to 690V AC 50/60Hz, breaking capacity N Icu=55/42kA at 500/690V, Trip unit ETU600 LSIG upgrade ready , colordisplay, bluetooth and USB interface, Protection LT, ST, INST, GFx, N-protection required an external N-sensor, incl. trip alarm switch (1xCO), front connection double hole, with internal voltage tap on upper stab of circuit breaker, with voltage tap module VTM680 and power supply of ETU600, able to communication, integrated metering type PMF-1 Energy Efficiency, Voltage, Active energy Ea Manual operating mechanism with mechanical closing, without Spring charging motor, Ready-to-close signal. switch, Auxiliary switches 2NO+2NC, without Closing coil (CC), manual operating mechanism with mechanical closing, without Remote trip alarm reset coil (RR), without 2nd shunt trip, without 1st Shunt trip | 118870 | 1 | Z\ | 1
3WA1116-2LF11-0AA0 |  | Fixed-mounted circuit breaker IEC 60947-2, frame size 1, 4-poles, N-pole left, In=1600A up to 690V AC 50/60Hz, breaking capacity N Icu=55/42kA at 500/690V, Trip unit ETU600 LSIG upgrade ready , colordisplay, bluetooth and USB interface, Protection LT, ST, INST, GFx, include N-protection, (internal N-sensor available), incl. trip alarm switch (1xCO), rear connection vertical, with internal voltage tap on upper stab of circuit breaker, with voltage tap module VTM680 and power supply of ETU600, able to communication, integrated metering type PMF-1 Energy Efficiency, Voltage, Active energy Ea Manual operating mechanism with mechanical closing, without Spring charging motor, Ready-to-close signal. switch, Auxiliary switches 2NO+2NC, without Closing coil (CC), manual operating mechanism with mechanical closing, without Remote trip alarm reset coil (RR), without 2nd shunt trip, without 1st Shunt trip | 142870 | 1 | Z\ | 1
3WA1116-2LF12-0AA0 |  | Fixed-mounted circuit breaker IEC 60947-2, frame size 1, 4-poles, N-pole left, In=1600A up to 690V AC 50/60Hz, breaking capacity N Icu=55/42kA at 500/690V, Trip unit ETU600 LSIG upgrade ready , colordisplay, bluetooth and USB interface, Protection LT, ST, INST, GFx, include N-protection, (internal N-sensor available), incl. trip alarm switch (1xCO), rear connection horizontal, with internal voltage tap on upper stab of circuit breaker, with voltage tap module VTM680 and power supply of ETU600, able to communication, integrated metering type PMF-1 Energy Efficiency, Voltage, Active energy Ea Manual operating mechanism with mechanical closing, without Spring charging motor, Ready-to-close signal. switch, Auxiliary switches 2NO+2NC, without Closing coil (CC), manual operating mechanism with mechanical closing, without Remote trip alarm reset coil (RR), without 2nd shunt trip, without 1st Shunt trip | 138870 | 1 | Z\ | 1
3WA1116-2LF13-0AA0 |  | Fixed-mounted circuit breaker IEC 60947-2, frame size 1, 4-poles, N-pole left, In=1600A up to 690V AC 50/60Hz, breaking capacity N Icu=55/42kA at 500/690V, Trip unit ETU600 LSIG upgrade ready , colordisplay, bluetooth and USB interface, Protection LT, ST, INST, GFx, include N-protection, (internal N-sensor available), incl. trip alarm switch (1xCO), front connection double hole, with internal voltage tap on upper stab of circuit breaker, with voltage tap module VTM680 and power supply of ETU600, able to communication, integrated metering type PMF-1 Energy Efficiency, Voltage, Active energy Ea Manual operating mechanism with mechanical closing, without Spring charging motor, Ready-to-close signal. switch, Auxiliary switches 2NO+2NC, without Closing coil (CC), manual operating mechanism with mechanical closing, without Remote trip alarm reset coil (RR), without 2nd shunt trip, without 1st Shunt trip | 149870 | 1 | Z\ | 1
3WA1116-2LF21-0AA0 |  | fixed-mounted circuit breaker, IEC 60947-2, size 1, 4-pole, N pole on right, In=1600 A up to 690 V AC 50/60 Hz, breaking capacity N Icc=55/42 kA at 500/690 V, tripping unit ETU600 LSIG upgradeable, color display, Bluetooth, USB interface, basic protection LT, ST, INST, GFx, including protection of the N conductor (internal neutral point sensor available), trip alarm switch (1 x CO), connection at rear vertical, with internal voltage tap on upper stab of circuit breaker, with voltage tap module VTM680 and power supply of ETU600, able to communication, integrated metering type PMF-1 Energy Efficiency, Voltage, Active energy Ea Manual operating mechanism with mechanical closing, without Spring charging motor, Ready-to-close signal. switch, Auxiliary switches 2NO+2NC, without Closing coil (CC), manual operating mechanism with mechanical closing, without Remote trip alarm reset coil (RR), without 2nd shunt trip, without 1st Shunt trip | 142870 | 1 | Z\ | 1
3WA1116-2LF22-0AA0 |  | fixed-mounted circuit breaker, IEC 60947-2, size 1, 4-pole, N pole on right, In=1600 A up to 690 V AC 50/60 Hz, breaking capacity N Icc=55/42 kA at 500/690 V, tripping unit ETU600 LSIG upgradeable, color display, Bluetooth, USB interface, basic protection LT, ST, INST, GFx, including protection of the N conductor (internal neutral point sensor available), trip alarm switch (1 x CO), connection at rear horizontal with internal voltage tap on upper stab of circuit breaker, with voltage tap module VTM680 and power supply of ETU600, able to communication, integrated metering type PMF-1 Energy Efficiency, Voltage, Active energy Ea Manual operating mechanism with mechanical closing, without Spring charging motor, Ready-to-close signal. switch, Auxiliary switches 2NO+2NC, without Closing coil (CC), manual operating mechanism with mechanical closing, without Remote trip alarm reset coil (RR), without 2nd shunt trip, without 1st Shunt trip | 138870 | 1 | Z\ | 1
3WA1116-2LF23-0AA0 |  | fixed-mounted circuit breaker, IEC 60947-2, size 1, 4-pole, N pole on right, In=1600 A up to 690 V AC 50/60 Hz, breaking capacity N Icc=55/42 kA at 500/690 V, tripping unit ETU600 LSIG upgradeable, color display, Bluetooth, USB interface, basic protection LT, ST, INST, GFx, including protection of the N conductor (internal neutral point sensor available), trip alarm switch (1 x CO), front connection double hole, with internal voltage tap on upper stab of circuit breaker, with voltage tap module VTM680 and power supply of ETU600, able to communication, integrated metering type PMF-1 Energy Efficiency, Voltage, Active energy Ea Manual operating mechanism with mechanical closing, without Spring charging motor, Ready-to-close signal. switch, Auxiliary switches 2NO+2NC, without Closing coil (CC), manual operating mechanism with mechanical closing, without Remote trip alarm reset coil (RR), without 2nd shunt trip, without 1st Shunt trip | 149870 | 1 | Z\ | 1
3WA1116-2LF31-0AA0 |  | Withdrawable circuit breaker with guide frame, IEC 60947-2, frame size 1, 3-poles, In=1600A up to 690V AC 50/60Hz, breaking capacity N Icu=55/42kA at 500/690V, Trip unit ETU600 LSIG upgrade ready , colordisplay, bluetooth and USB interface, Protection LT, ST, INST, GFx, N-protection required an external N-sensor, incl. trip alarm switch (1xCO), rear connection vertical, guide frame with shutter and w/o position signalling switch, with internal voltage tap on upper stab of circuit breaker, with voltage tap module VTM680 and power supply of ETU600, able to communication, integrated metering type PMF-1 Energy Efficiency, Voltage, Active energy Ea Manual operating mechanism with mechanical closing, without Spring charging motor, Ready-to-close signal. switch, Auxiliary switches 2NO+2NC, without Closing coil (CC), manual operating mechanism with mechanical closing, without Remote trip alarm reset coil (RR), without 2nd shunt trip, without 1st Shunt trip | 141870 | 1 | Z\ | 1
3WA1116-2LF32-0AA0 |  | Withdrawable circuit breaker with guide frame, IEC 60947-2, frame size 1, 3-poles, In=1600A up to 690V AC 50/60Hz, breaking capacity N Icu=55/42kA at 500/690V, Trip unit ETU600 LSIG upgrade ready , colordisplay, bluetooth and USB interface, Protection LT, ST, INST, GFx, N-protection required an external N-sensor, incl. trip alarm switch (1xCO), rear connection horizontal, guide frame with shutter and w/o position signalling switch, with internal voltage tap on upper stab of circuit breaker, with voltage tap module VTM680 and power supply of ETU600, able to communication, integrated metering type PMF-1 Energy Efficiency, Voltage, Active energy Ea Manual operating mechanism with mechanical closing, without Spring charging motor, Ready-to-close signal. switch, Auxiliary switches 2NO+2NC, without Closing coil (CC), manual operating mechanism with mechanical closing, without Remote trip alarm reset coil (RR), without 2nd shunt trip, without 1st Shunt trip | 138870 | 1 | Z\ | 1
3WA1116-2LF33-0AA0 |  | Withdrawable circuit breaker with guide frame, IEC 60947-2, frame size 1, 3-poles, In=1600A up to 690V AC 50/60Hz, breaking capacity N Icu=55/42kA at 500/690V, Trip unit ETU600 LSIG upgrade ready , colordisplay, bluetooth and USB interface, Protection LT, ST, INST, GFx, N-protection required an external N-sensor, incl. trip alarm switch (1xCO), front connection double hole, guide frame with shutter and w/o position signalling switch, with internal voltage tap on upper stab of circuit breaker, with voltage tap module VTM680 and power supply of ETU600, able to communication, integrated metering type PMF-1 Energy Efficiency, Voltage, Active energy Ea Manual operating mechanism with mechanical closing, without Spring charging motor, Ready-to-close signal. switch, Auxiliary switches 2NO+2NC, without Closing coil (CC), manual operating mechanism with mechanical closing, without Remote trip alarm reset coil (RR), without 2nd shunt trip, without 1st Shunt trip | 147870 | 1 | Z\ | 1
3WA1116-2LF34-0AA0 |  | Withdrawable circuit breaker with guide frame, IEC 60947-2, frame size 1, 3-poles, In=1600A up to 690V AC 50/60Hz, breaking capacity N Icu=55/42kA at 500/690V, Trip unit ETU600 LSIG upgrade ready , colordisplay, bluetooth and USB interface, Protection LT, ST, INST, GFx, N-protection required an external N-sensor, incl. trip alarm switch (1xCO), rear connection flange, guide frame with shutter and w/o position signalling switch, with internal voltage tap on upper stab of circuit breaker, with voltage tap module VTM680 and power supply of ETU600, able to communication, integrated metering type PMF-1 Energy Efficiency, Voltage, Active energy Ea Manual operating mechanism with mechanical closing, without Spring charging motor, Ready-to-close signal. switch, Auxiliary switches 2NO+2NC, without Closing coil (CC), manual operating mechanism with mechanical closing, without Remote trip alarm reset coil (RR), without 2nd shunt trip, without 1st Shunt trip | 138870 | 1 | Z\ | 1
3WA1116-2LF41-0AA0 |  | Withdrawable circuit breaker with guide frame, IEC 60947-2, frame size 1, 4-poles, N-pole left, In=1600A up to 690V AC 50/60Hz, breaking capacity N Icu=55/42kA at 500/690V, Trip unit ETU600 LSIG upgrade ready , colordisplay, bluetooth and USB interface, Protection LT, ST, INST, GFx, include N-protection, (internal N-sensor available), incl. trip alarm switch (1xCO), rear connection vertical, guide frame with shutter and w/o position signalling switch, with internal voltage tap on upper stab of circuit breaker, with voltage tap module VTM680 and power supply of ETU600, able to communication, integrated metering type PMF-1 Energy Efficiency, Voltage, Active energy Ea Manual operating mechanism with mechanical closing, without Spring charging motor, Ready-to-close signal. switch, Auxiliary switches 2NO+2NC, without Closing coil (CC), manual operating mechanism with mechanical closing, without Remote trip alarm reset coil (RR), without 2nd shunt trip, without 1st Shunt trip | 180870 | 1 | Z\ | 1
3WA1116-2LF42-0AA0 |  | Withdrawable circuit breaker with guide frame, IEC 60947-2, frame size 1, 4-poles, N-pole left, In=1600A up to 690V AC 50/60Hz, breaking capacity N Icu=55/42kA at 500/690V, Trip unit ETU600 LSIG upgrade ready , colordisplay, bluetooth and USB interface, Protection LT, ST, INST, GFx, include N-protection, (internal N-sensor available), incl. trip alarm switch (1xCO), rear connection horizontal, guide frame with shutter and w/o position signalling switch, with internal voltage tap on upper stab of circuit breaker, with voltage tap module VTM680 and power supply of ETU600, able to communication, integrated metering type PMF-1 Energy Efficiency, Voltage, Active energy Ea Manual operating mechanism with mechanical closing, without Spring charging motor, Ready-to-close signal. switch, Auxiliary switches 2NO+2NC, without Closing coil (CC), manual operating mechanism with mechanical closing, without Remote trip alarm reset coil (RR), without 2nd shunt trip, without 1st Shunt trip | 176870 | 1 | Z\ | 1
3WA1116-2LF43-0AA0 |  | Withdrawable circuit breaker with guide frame, IEC 60947-2, frame size 1, 4-poles, N-pole left, In=1600A up to 690V AC 50/60Hz, breaking capacity N Icu=55/42kA at 500/690V, Trip unit ETU600 LSIG upgrade ready , colordisplay, bluetooth and USB interface, Protection LT, ST, INST, GFx, include N-protection, (internal N-sensor available), incl. trip alarm switch (1xCO), front connection double hole, guide frame with shutter and w/o position signalling switch, with internal voltage tap on upper stab of circuit breaker, with voltage tap module VTM680 and power supply of ETU600, able to communication, integrated metering type PMF-1 Energy Efficiency, Voltage, Active energy Ea Manual operating mechanism with mechanical closing, without Spring charging motor, Ready-to-close signal. switch, Auxiliary switches 2NO+2NC, without Closing coil (CC), manual operating mechanism with mechanical closing, without Remote trip alarm reset coil (RR), without 2nd shunt trip, without 1st Shunt trip | 188870 | 1 | Z\ | 1
3WA1116-2LF44-0AA0 |  | Withdrawable circuit breaker with guide frame, IEC 60947-2, frame size 1, 4-poles, N-pole left, In=1600A up to 690V AC 50/60Hz, breaking capacity N Icu=55/42kA at 500/690V, Trip unit ETU600 LSIG upgrade ready , colordisplay, bluetooth and USB interface, Protection LT, ST, INST, GFx, include N-protection, (internal N-sensor available), incl. trip alarm switch (1xCO), rear connection flange, guide frame with shutter and w/o position signalling switch, with internal voltage tap on upper stab of circuit breaker, with voltage tap module VTM680 and power supply of ETU600, able to communication, integrated metering type PMF-1 Energy Efficiency, Voltage, Active energy Ea Manual operating mechanism with mechanical closing, without Spring charging motor, Ready-to-close signal. switch, Auxiliary switches 2NO+2NC, without Closing coil (CC), manual operating mechanism with mechanical closing, without Remote trip alarm reset coil (RR), without 2nd shunt trip, without 1st Shunt trip | 176870 | 1 | Z\ | 1
3WA1116-2LF44-8EE4-Z | M71R55R68S07 | Withdrawable circuit breaker with guide frame, IEC 60947-2, frame size 1, 4-poles, N-pole left, In=1600A up to 690V AC 50/60Hz, breaking capacity N Icu=55/42kA at 500/690V, Trip unit ETU600 LSIG upgrade ready , colordisplay, bluetooth and USB interface, Protection LT, ST, INST, GFx, include N-protection, (internal N-sensor available), incl. trip alarm switch (1xCO), rear connection flange, guide frame with shutter and w/o position signalling switch, with internal voltage tap on upper stab of circuit breaker, with voltage tap module VTM680 and power supply of ETU600, able to communication, integrated metering type PMF-1 Energy Efficiency, Voltage, Active energy Ea with manual and motorized operating mechanism (M) 208-240 V AC / 220-250 V DC, Storage status and ready-to- close signaling switches, Auxiliary switches 4NO+4NC, Closing coil (CC) 100% OP 208-240 V AC / 220-250 V DC, applicable for continuous duty, without Remote trip alarm reset coil (RR), Shunt trip (ST2) 100% OP 208-240 V AC / 220-250 V DC, suitable for continuous duty, Shunt trip (ST) 100% OP 208-240 V AC / 220-250 V DC, suitable for continuous duty, option M71 = changeover to CC/ST without communication capability Option R55 = Mutual mechanical interlocking with 2 m bowden cable for circuit breakers in withdraw- able design necessary once for each circuit breaker. Option R68 = Locking provision against unauthorized closing for withdrawable circuit breakers with RONIS lock. Option S07 = Locking provision against unauthorized closing Secured Open; for padlock device Padlocks are not included. | 220930 | 1 | Z\ | 1
3WA1116-2LF44-8EE4-Z | R55R68S07 | Withdrawable circuit breaker with guide frame, IEC 60947-2, frame size 1, 4-poles, N-pole left, In=1600A up to 690V AC 50/60Hz, breaking capacity N Icu=55/42kA at 500/690V, Trip unit ETU600 LSIG upgrade ready , colordisplay, bluetooth and USB interface, Protection LT, ST, INST, GFx, include N-protection, (internal N-sensor available), incl. trip alarm switch (1xCO), rear connection flange, guide frame with shutter and w/o position signalling switch, with internal voltage tap on upper stab of circuit breaker, with voltage tap module VTM680 and power supply of ETU600, able to communication, integrated metering type PMF-1 Energy Efficiency, Voltage, Active energy Ea with manual and motorized operating mechanism (M) 208-240 V AC / 220-250 V DC, Storage status and ready-to- close signaling switches, Auxiliary switches 4NO+4NC, Closing coil (CC) 100% OP 208-240 V AC / 220-250 V DC, applicable for continuous duty, without Remote trip alarm reset coil (RR), Shunt trip (ST2) 100% OP 208-240 V AC / 220-250 V DC, suitable for continuous duty, Shunt trip (ST) 100% OP 208-240 V AC / 220-250 V DC, suitable for continuous duty, Option R55 = Mutual mechanical interlocking with 2 m bowden cable for circuit breakers in withdraw- able design necessary once for each circuit breaker. Option R68 = Locking provision against unauthorized closing for withdrawable circuit breakers with RONIS lock. Option S07 = Locking provision against unauthorized closing Secured Open; for padlock device Padlocks are not included. | 220930 | 1 | Z\ | 1
3WA1116-2ME01-0AA0 |  | Fixed-mounted circuit breaker IEC 60947-2, frame size 1, 3-poles, In=1600A up to 690V AC 50/60Hz, breaking capacity N Icu=55/42kA at 500/690V, Trip unit ETU600 LSI upgrade ready , colordisplay, bluetooth and USB interface, Protection LT, ST, INST, N-protection required an external N-sensor, incl. trip alarm switch (1xCO), rear connection vertical, with internal voltage tap on upper stab of circuit breaker, with voltage tap module VTM680 and power supply of ETU600, able to communication, integrated metering type PMF-2 Basic Power Monitoring, Voltage, Energy, Power, Power factor, Frequency, Unbalance, Temperature, Manual operating mechanism with mechanical closing, without Spring charging motor, Ready-to-close signal. switch, Auxiliary switches 2NO+2NC, without Closing coil (CC), manual operating mechanism with mechanical closing, without Remote trip alarm reset coil (RR), without 2nd shunt trip, without 1st Shunt trip | 110800 | 1 | Z\ | 1
3WA1116-2ME02-0AA0 |  | Fixed-mounted circuit breaker IEC 60947-2, frame size 1, 3-poles, In=1600A up to 690V AC 50/60Hz, breaking capacity N Icu=55/42kA at 500/690V, Trip unit ETU600 LSI upgrade ready , colordisplay, bluetooth and USB interface, Protection LT, ST, INST, N-protection required an external N-sensor, incl. trip alarm switch (1xCO), rear connection horizontal, with internal voltage tap on upper stab of circuit breaker, with voltage tap module VTM680 and power supply of ETU600, able to communication, integrated metering type PMF-2 Basic Power Monitoring, Voltage, Energy, Power, Power factor, Frequency, Unbalance, Temperature, Manual operating mechanism with mechanical closing, without Spring charging motor, Ready-to-close signal. switch, Auxiliary switches 2NO+2NC, without Closing coil (CC), manual operating mechanism with mechanical closing, without Remote trip alarm reset coil (RR), without 2nd shunt trip, without 1st Shunt trip | 107900 | 1 | Z\ | 1
3WA1116-2ME03-0AA0 |  | Fixed-mounted circuit breaker IEC 60947-2, frame size 1, 3-poles, In=1600A up to 690V AC 50/60Hz, breaking capacity N Icu=55/42kA at 500/690V, Trip unit ETU600 LSI upgrade ready , colordisplay, bluetooth and USB interface, Protection LT, ST, INST, N-protection required an external N-sensor, incl. trip alarm switch (1xCO), front connection double hole, with internal voltage tap on upper stab of circuit breaker, with voltage tap module VTM680 and power supply of ETU600, able to communication, integrated metering type PMF-2 Basic Power Monitoring, Voltage, Energy, Power, Power factor, Frequency, Unbalance, Temperature, Manual operating mechanism with mechanical closing, without Spring charging motor, Ready-to-close signal. switch, Auxiliary switches 2NO+2NC, without Closing coil (CC), manual operating mechanism with mechanical closing, without Remote trip alarm reset coil (RR), without 2nd shunt trip, without 1st Shunt trip | 116600 | 1 | Z\ | 1
3WA1116-2ME11-0AA0 |  | Fixed-mounted circuit breaker IEC 60947-2, frame size 1, 4-poles, N-pole left, In=1600A up to 690V AC 50/60Hz, breaking capacity N Icu=55/42kA at 500/690V, Trip unit ETU600 LSI upgrade ready , colordisplay, bluetooth and USB interface, Protection LT, ST, INST, include N-protection, (internal N-sensor available), incl. trip alarm switch (1xCO), rear connection vertical, with internal voltage tap on upper stab of circuit breaker, with voltage tap module VTM680 and power supply of ETU600, able to communication, integrated metering type PMF-2 Basic Power Monitoring, Voltage, Energy, Power, Power factor, Frequency, Unbalance, Temperature, Manual operating mechanism with mechanical closing, without Spring charging motor, Ready-to-close signal. switch, Auxiliary switches 2NO+2NC, without Closing coil (CC), manual operating mechanism with mechanical closing, without Remote trip alarm reset coil (RR), without 2nd shunt trip, without 1st Shunt trip | 140700 | 1 | Z\ | 1
3WA1116-2ME12-0AA0 |  | Fixed-mounted circuit breaker IEC 60947-2, frame size 1, 4-poles, N-pole left, In=1600A up to 690V AC 50/60Hz, breaking capacity N Icu=55/42kA at 500/690V, Trip unit ETU600 LSI upgrade ready , colordisplay, bluetooth and USB interface, Protection LT, ST, INST, include N-protection, (internal N-sensor available), incl. trip alarm switch (1xCO), rear connection horizontal, with internal voltage tap on upper stab of circuit breaker, with voltage tap module VTM680 and power supply of ETU600, able to communication, integrated metering type PMF-2 Basic Power Monitoring, Voltage, Energy, Power, Power factor, Frequency, Unbalance, Temperature, Manual operating mechanism with mechanical closing, without Spring charging motor, Ready-to-close signal. switch, Auxiliary switches 2NO+2NC, without Closing coil (CC), manual operating mechanism with mechanical closing, without Remote trip alarm reset coil (RR), without 2nd shunt trip, without 1st Shunt trip | 136700 | 1 | Z\ | 1
3WA1116-2ME13-0AA0 |  | Fixed-mounted circuit breaker IEC 60947-2, frame size 1, 4-poles, N-pole left, In=1600A up to 690V AC 50/60Hz, breaking capacity N Icu=55/42kA at 500/690V, Trip unit ETU600 LSI upgrade ready , colordisplay, bluetooth and USB interface, Protection LT, ST, INST, include N-protection, (internal N-sensor available), incl. trip alarm switch (1xCO), front connection double hole, with internal voltage tap on upper stab of circuit breaker, with voltage tap module VTM680 and power supply of ETU600, able to communication, integrated metering type PMF-2 Basic Power Monitoring, Voltage, Energy, Power, Power factor, Frequency, Unbalance, Temperature, Manual operating mechanism with mechanical closing, without Spring charging motor, Ready-to-close signal. switch, Auxiliary switches 2NO+2NC, without Closing coil (CC), manual operating mechanism with mechanical closing, without Remote trip alarm reset coil (RR), without 2nd shunt trip, without 1st Shunt trip | 148700 | 1 | Z\ | 1
3WA1116-2ME21-0AA0 |  | fixed-mounted circuit breaker, IEC 60947-2, size 1, 4-pole, N pole on right, In=1600 A up to 690 V AC 50/60 Hz, breaking capacity N Icc=55/42 kA at 500/690 V, tripping unit ETU600 LSI upgradeable, color display, Bluetooth, USB interface, basic protection LT, ST, INST, including protection of the N conductor (internal neutral point sensor available), trip alarm switch (1 x CO), connection at rear vertical, with internal voltage tap on upper stab of circuit breaker, with voltage tap module VTM680 and power supply of ETU600, able to communication, integrated metering type PMF-2 Basic Power Monitoring, Voltage, Energy, Power, Power factor, Frequency, Unbalance, Temperature, Manual operating mechanism with mechanical closing, without Spring charging motor, Ready-to-close signal. switch, Auxiliary switches 2NO+2NC, without Closing coil (CC), manual operating mechanism with mechanical closing, without Remote trip alarm reset coil (RR), without 2nd shunt trip, without 1st Shunt trip | 140700 | 1 | Z\ | 1
3WA1116-2ME22-0AA0 |  | fixed-mounted circuit breaker, IEC 60947-2, size 1, 4-pole, N pole on right, In=1600 A up to 690 V AC 50/60 Hz, breaking capacity N Icc=55/42 kA at 500/690 V, tripping unit ETU600 LSI upgradeable, color display, Bluetooth, USB interface, basic protection LT, ST, INST, including protection of the N conductor (internal neutral point sensor available), trip alarm switch (1 x CO), connection at rear horizontal with internal voltage tap on upper stab of circuit breaker, with voltage tap module VTM680 and power supply of ETU600, able to communication, integrated metering type PMF-2 Basic Power Monitoring, Voltage, Energy, Power, Power factor, Frequency, Unbalance, Temperature, Manual operating mechanism with mechanical closing, without Spring charging motor, Ready-to-close signal. switch, Auxiliary switches 2NO+2NC, without Closing coil (CC), manual operating mechanism with mechanical closing, without Remote trip alarm reset coil (RR), without 2nd shunt trip, without 1st Shunt trip | 136700 | 1 | Z\ | 1
3WA1116-2ME23-0AA0 |  | fixed-mounted circuit breaker, IEC 60947-2, size 1, 4-pole, N pole on right, In=1600 A up to 690 V AC 50/60 Hz, breaking capacity N Icc=55/42 kA at 500/690 V, tripping unit ETU600 LSI upgradeable, color display, Bluetooth, USB interface, basic protection LT, ST, INST, including protection of the N conductor (internal neutral point sensor available), trip alarm switch (1 x CO), front connection double hole, with internal voltage tap on upper stab of circuit breaker, with voltage tap module VTM680 and power supply of ETU600, able to communication, integrated metering type PMF-2 Basic Power Monitoring, Voltage, Energy, Power, Power factor, Frequency, Unbalance, Temperature, Manual operating mechanism with mechanical closing, without Spring charging motor, Ready-to-close signal. switch, Auxiliary switches 2NO+2NC, without Closing coil (CC), manual operating mechanism with mechanical closing, without Remote trip alarm reset coil (RR), without 2nd shunt trip, without 1st Shunt trip | 148700 | 1 | Z\ | 1
3WA1116-2ME31-0AA0 |  | Withdrawable circuit breaker with guide frame, IEC 60947-2, frame size 1, 3-poles, In=1600A up to 690V AC 50/60Hz, breaking capacity N Icu=55/42kA at 500/690V, Trip unit ETU600 LSI upgrade ready , colordisplay, bluetooth and USB interface, Protection LT, ST, INST, N-protection required an external N-sensor, incl. trip alarm switch (1xCO), rear connection vertical, guide frame with shutter and w/o position signalling switch, with internal voltage tap on upper stab of circuit breaker, with voltage tap module VTM680 and power supply of ETU600, able to communication, integrated metering type PMF-2 Basic Power Monitoring, Voltage, Energy, Power, Power factor, Frequency, Unbalance, Temperature, Manual operating mechanism with mechanical closing, without Spring charging motor, Ready-to-close signal. switch, Auxiliary switches 2NO+2NC, without Closing coil (CC), manual operating mechanism with mechanical closing, without Remote trip alarm reset coil (RR), without 2nd shunt trip, without 1st Shunt trip | 139700 | 1 | Z\ | 1
3WA1116-2ME32-0AA0 |  | Withdrawable circuit breaker with guide frame, IEC 60947-2, frame size 1, 3-poles, In=1600A up to 690V AC 50/60Hz, breaking capacity N Icu=55/42kA at 500/690V, Trip unit ETU600 LSI upgrade ready , colordisplay, bluetooth and USB interface, Protection LT, ST, INST, N-protection required an external N-sensor, incl. trip alarm switch (1xCO), rear connection horizontal, guide frame with shutter and w/o position signalling switch, with internal voltage tap on upper stab of circuit breaker, with voltage tap module VTM680 and power supply of ETU600, able to communication, integrated metering type PMF-2 Basic Power Monitoring, Voltage, Energy, Power, Power factor, Frequency, Unbalance, Temperature, Manual operating mechanism with mechanical closing, without Spring charging motor, Ready-to-close signal. switch, Auxiliary switches 2NO+2NC, without Closing coil (CC), manual operating mechanism with mechanical closing, without Remote trip alarm reset coil (RR), without 2nd shunt trip, without 1st Shunt trip | 137700 | 1 | Z\ | 1
3WA1116-2ME33-0AA0 |  | Withdrawable circuit breaker with guide frame, IEC 60947-2, frame size 1, 3-poles, In=1600A up to 690V AC 50/60Hz, breaking capacity N Icu=55/42kA at 500/690V, Trip unit ETU600 LSI upgrade ready , colordisplay, bluetooth and USB interface, Protection LT, ST, INST, N-protection required an external N-sensor, incl. trip alarm switch (1xCO), front connection double hole, guide frame with shutter and w/o position signalling switch, with internal voltage tap on upper stab of circuit breaker, with voltage tap module VTM680 and power supply of ETU600, able to communication, integrated metering type PMF-2 Basic Power Monitoring, Voltage, Energy, Power, Power factor, Frequency, Unbalance, Temperature, Manual operating mechanism with mechanical closing, without Spring charging motor, Ready-to-close signal. switch, Auxiliary switches 2NO+2NC, without Closing coil (CC), manual operating mechanism with mechanical closing, without Remote trip alarm reset coil (RR), without 2nd shunt trip, without 1st Shunt trip | 145700 | 1 | Z\ | 1
3WA1116-2ME34-0AA0 |  | Withdrawable circuit breaker with guide frame, IEC 60947-2, frame size 1, 3-poles, In=1600A up to 690V AC 50/60Hz, breaking capacity N Icu=55/42kA at 500/690V, Trip unit ETU600 LSI upgrade ready , colordisplay, bluetooth and USB interface, Protection LT, ST, INST, N-protection required an external N-sensor, incl. trip alarm switch (1xCO), rear connection flange, guide frame with shutter and w/o position signalling switch, with internal voltage tap on upper stab of circuit breaker, with voltage tap module VTM680 and power supply of ETU600, able to communication, integrated metering type PMF-2 Basic Power Monitoring, Voltage, Energy, Power, Power factor, Frequency, Unbalance, Temperature, Manual operating mechanism with mechanical closing, without Spring charging motor, Ready-to-close signal. switch, Auxiliary switches 2NO+2NC, without Closing coil (CC), manual operating mechanism with mechanical closing, without Remote trip alarm reset coil (RR), without 2nd shunt trip, without 1st Shunt trip | 137700 | 1 | Z\ | 1
3WA1116-2ME41-0AA0 |  | Withdrawable circuit breaker with guide frame, IEC 60947-2, frame size 1, 4-poles, N-pole left, In=1600A up to 690V AC 50/60Hz, breaking capacity N Icu=55/42kA at 500/690V, Trip unit ETU600 LSI upgrade ready , colordisplay, bluetooth and USB interface, Protection LT, ST, INST, include N-protection, (internal N-sensor available), incl. trip alarm switch (1xCO), rear connection vertical, guide frame with shutter and w/o position signalling switch, with internal voltage tap on upper stab of circuit breaker, with voltage tap module VTM680 and power supply of ETU600, able to communication, integrated metering type PMF-2 Basic Power Monitoring, Voltage, Energy, Power, Power factor, Frequency, Unbalance, Temperature, Manual operating mechanism with mechanical closing, without Spring charging motor, Ready-to-close signal. switch, Auxiliary switches 2NO+2NC, without Closing coil (CC), manual operating mechanism with mechanical closing, without Remote trip alarm reset coil (RR), without 2nd shunt trip, without 1st Shunt trip | 179700 | 1 | Z\ | 1
3WA1116-2ME42-0AA0 |  | Withdrawable circuit breaker with guide frame, IEC 60947-2, frame size 1, 4-poles, N-pole left, In=1600A up to 690V AC 50/60Hz, breaking capacity N Icu=55/42kA at 500/690V, Trip unit ETU600 LSI upgrade ready , colordisplay, bluetooth and USB interface, Protection LT, ST, INST, include N-protection, (internal N-sensor available), incl. trip alarm switch (1xCO), rear connection horizontal, guide frame with shutter and w/o position signalling switch, with internal voltage tap on upper stab of circuit breaker, with voltage tap module VTM680 and power supply of ETU600, able to communication, integrated metering type PMF-2 Basic Power Monitoring, Voltage, Energy, Power, Power factor, Frequency, Unbalance, Temperature, Manual operating mechanism with mechanical closing, without Spring charging motor, Ready-to-close signal. switch, Auxiliary switches 2NO+2NC, without Closing coil (CC), manual operating mechanism with mechanical closing, without Remote trip alarm reset coil (RR), without 2nd shunt trip, without 1st Shunt trip | 175700 | 1 | Z\ | 1
3WA1116-2ME43-0AA0 |  | Withdrawable circuit breaker with guide frame, IEC 60947-2, frame size 1, 4-poles, N-pole left, In=1600A up to 690V AC 50/60Hz, breaking capacity N Icu=55/42kA at 500/690V, Trip unit ETU600 LSI upgrade ready , colordisplay, bluetooth and USB interface, Protection LT, ST, INST, include N-protection, (internal N-sensor available), incl. trip alarm switch (1xCO), front connection double hole, guide frame with shutter and w/o position signalling switch, with internal voltage tap on upper stab of circuit breaker, with voltage tap module VTM680 and power supply of ETU600, able to communication, integrated metering type PMF-2 Basic Power Monitoring, Voltage, Energy, Power, Power factor, Frequency, Unbalance, Temperature, Manual operating mechanism with mechanical closing, without Spring charging motor, Ready-to-close signal. switch, Auxiliary switches 2NO+2NC, without Closing coil (CC), manual operating mechanism with mechanical closing, without Remote trip alarm reset coil (RR), without 2nd shunt trip, without 1st Shunt trip | 186700 | 1 | Z\ | 1
3WA1116-2ME44-0AA0 |  | Withdrawable circuit breaker with guide frame, IEC 60947-2, frame size 1, 4-poles, N-pole left, In=1600A up to 690V AC 50/60Hz, breaking capacity N Icu=55/42kA at 500/690V, Trip unit ETU600 LSI upgrade ready , colordisplay, bluetooth and USB interface, Protection LT, ST, INST, include N-protection, (internal N-sensor available), incl. trip alarm switch (1xCO), rear connection flange, guide frame with shutter and w/o position signalling switch, with internal voltage tap on upper stab of circuit breaker, with voltage tap module VTM680 and power supply of ETU600, able to communication, integrated metering type PMF-2 Basic Power Monitoring, Voltage, Energy, Power, Power factor, Frequency, Unbalance, Temperature, Manual operating mechanism with mechanical closing, without Spring charging motor, Ready-to-close signal. switch, Auxiliary switches 2NO+2NC, without Closing coil (CC), manual operating mechanism with mechanical closing, without Remote trip alarm reset coil (RR), without 2nd shunt trip, without 1st Shunt trip | 175700 | 1 | Z\ | 1
3WA1116-2MF01-0AA0 |  | Fixed-mounted circuit breaker IEC 60947-2, frame size 1, 3-poles, In=1600A up to 690V AC 50/60Hz, breaking capacity N Icu=55/42kA at 500/690V, Trip unit ETU600 LSIG upgrade ready , colordisplay, bluetooth and USB interface, Protection LT, ST, INST, GFx, N-protection required an external N-sensor, incl. trip alarm switch (1xCO), rear connection vertical, with internal voltage tap on upper stab of circuit breaker, with voltage tap module VTM680 and power supply of ETU600, able to communication, integrated metering type PMF-2 Basic Power Monitoring, Voltage, Energy, Power, Power factor, Frequency, Unbalance, Temperature, Manual operating mechanism with mechanical closing, without Spring charging motor, Ready-to-close signal. switch, Auxiliary switches 2NO+2NC, without Closing coil (CC), manual operating mechanism with mechanical closing, without Remote trip alarm reset coil (RR), without 2nd shunt trip, without 1st Shunt trip | 121700 | 1 | Z\ | 1
3WA1116-2MF02-0AA0 |  | Fixed-mounted circuit breaker IEC 60947-2, frame size 1, 3-poles, In=1600A up to 690V AC 50/60Hz, breaking capacity N Icu=55/42kA at 500/690V, Trip unit ETU600 LSIG upgrade ready , colordisplay, bluetooth and USB interface, Protection LT, ST, INST, GFx, N-protection required an external N-sensor, incl. trip alarm switch (1xCO), rear connection horizontal, with internal voltage tap on upper stab of circuit breaker, with voltage tap module VTM680 and power supply of ETU600, able to communication, integrated metering type PMF-2 Basic Power Monitoring, Voltage, Energy, Power, Power factor, Frequency, Unbalance, Temperature, Manual operating mechanism with mechanical closing, without Spring charging motor, Ready-to-close signal. switch, Auxiliary switches 2NO+2NC, without Closing coil (CC), manual operating mechanism with mechanical closing, without Remote trip alarm reset coil (RR), without 2nd shunt trip, without 1st Shunt trip | 118700 | 1 | Z\ | 1
3WA1116-2MF03-0AA0 |  | Fixed-mounted circuit breaker IEC 60947-2, frame size 1, 3-poles, In=1600A up to 690V AC 50/60Hz, breaking capacity N Icu=55/42kA at 500/690V, Trip unit ETU600 LSIG upgrade ready , colordisplay, bluetooth and USB interface, Protection LT, ST, INST, GFx, N-protection required an external N-sensor, incl. trip alarm switch (1xCO), front connection double hole, with internal voltage tap on upper stab of circuit breaker, with voltage tap module VTM680 and power supply of ETU600, able to communication, integrated metering type PMF-2 Basic Power Monitoring, Voltage, Energy, Power, Power factor, Frequency, Unbalance, Temperature, Manual operating mechanism with mechanical closing, without Spring charging motor, Ready-to-close signal. switch, Auxiliary switches 2NO+2NC, without Closing coil (CC), manual operating mechanism with mechanical closing, without Remote trip alarm reset coil (RR), without 2nd shunt trip, without 1st Shunt trip | 127700 | 1 | Z\ | 1
3WA1116-2MF11-0AA0 |  | Fixed-mounted circuit breaker IEC 60947-2, frame size 1, 4-poles, N-pole left, In=1600A up to 690V AC 50/60Hz, breaking capacity N Icu=55/42kA at 500/690V, Trip unit ETU600 LSIG upgrade ready , colordisplay, bluetooth and USB interface, Protection LT, ST, INST, GFx, include N-protection, (internal N-sensor available), incl. trip alarm switch (1xCO), rear connection vertical, with internal voltage tap on upper stab of circuit breaker, with voltage tap module VTM680 and power supply of ETU600, able to communication, integrated metering type PMF-2 Basic Power Monitoring, Voltage, Energy, Power, Power factor, Frequency, Unbalance, Temperature, Manual operating mechanism with mechanical closing, without Spring charging motor, Ready-to-close signal. switch, Auxiliary switches 2NO+2NC, without Closing coil (CC), manual operating mechanism with mechanical closing, without Remote trip alarm reset coil (RR), without 2nd shunt trip, without 1st Shunt trip | 151700 | 1 | Z\ | 1
3WA1116-2MF12-0AA0 |  | Fixed-mounted circuit breaker IEC 60947-2, frame size 1, 4-poles, N-pole left, In=1600A up to 690V AC 50/60Hz, breaking capacity N Icu=55/42kA at 500/690V, Trip unit ETU600 LSIG upgrade ready , colordisplay, bluetooth and USB interface, Protection LT, ST, INST, GFx, include N-protection, (internal N-sensor available), incl. trip alarm switch (1xCO), rear connection horizontal, with internal voltage tap on upper stab of circuit breaker, with voltage tap module VTM680 and power supply of ETU600, able to communication, integrated metering type PMF-2 Basic Power Monitoring, Voltage, Energy, Power, Power factor, Frequency, Unbalance, Temperature, Manual operating mechanism with mechanical closing, without Spring charging motor, Ready-to-close signal. switch, Auxiliary switches 2NO+2NC, without Closing coil (CC), manual operating mechanism with mechanical closing, without Remote trip alarm reset coil (RR), without 2nd shunt trip, without 1st Shunt trip | 147700 | 1 | Z\ | 1
3WA1116-2MF13-0AA0 |  | Fixed-mounted circuit breaker IEC 60947-2, frame size 1, 4-poles, N-pole left, In=1600A up to 690V AC 50/60Hz, breaking capacity N Icu=55/42kA at 500/690V, Trip unit ETU600 LSIG upgrade ready , colordisplay, bluetooth and USB interface, Protection LT, ST, INST, GFx, include N-protection, (internal N-sensor available), incl. trip alarm switch (1xCO), front connection double hole, with internal voltage tap on upper stab of circuit breaker, with voltage tap module VTM680 and power supply of ETU600, able to communication, integrated metering type PMF-2 Basic Power Monitoring, Voltage, Energy, Power, Power factor, Frequency, Unbalance, Temperature, Manual operating mechanism with mechanical closing, without Spring charging motor, Ready-to-close signal. switch, Auxiliary switches 2NO+2NC, without Closing coil (CC), manual operating mechanism with mechanical closing, without Remote trip alarm reset coil (RR), without 2nd shunt trip, without 1st Shunt trip | 158700 | 1 | Z\ | 1
3WA1116-2MF21-0AA0 |  | fixed-mounted circuit breaker, IEC 60947-2, size 1, 4-pole, N pole on right, In=1600 A up to 690 V AC 50/60 Hz, breaking capacity N Icc=55/42 kA at 500/690 V, tripping unit ETU600 LSIG upgradeable, color display, Bluetooth, USB interface, basic protection LT, ST, INST, GFx, including protection of the N conductor (internal neutral point sensor available), trip alarm switch (1 x CO), connection at rear vertical, with internal voltage tap on upper stab of circuit breaker, with voltage tap module VTM680 and power supply of ETU600, able to communication, integrated metering type PMF-2 Basic Power Monitoring, Voltage, Energy, Power, Power factor, Frequency, Unbalance, Temperature, Manual operating mechanism with mechanical closing, without Spring charging motor, Ready-to-close signal. switch, Auxiliary switches 2NO+2NC, without Closing coil (CC), manual operating mechanism with mechanical closing, without Remote trip alarm reset coil (RR), without 2nd shunt trip, without 1st Shunt trip | 151700 | 1 | Z\ | 1
3WA1116-2MF22-0AA0 |  | fixed-mounted circuit breaker, IEC 60947-2, size 1, 4-pole, N pole on right, In=1600 A up to 690 V AC 50/60 Hz, breaking capacity N Icc=55/42 kA at 500/690 V, tripping unit ETU600 LSIG upgradeable, color display, Bluetooth, USB interface, basic protection LT, ST, INST, GFx, including protection of the N conductor (internal neutral point sensor available), trip alarm switch (1 x CO), connection at rear horizontal with internal voltage tap on upper stab of circuit breaker, with voltage tap module VTM680 and power supply of ETU600, able to communication, integrated metering type PMF-2 Basic Power Monitoring, Voltage, Energy, Power, Power factor, Frequency, Unbalance, Temperature, Manual operating mechanism with mechanical closing, without Spring charging motor, Ready-to-close signal. switch, Auxiliary switches 2NO+2NC, without Closing coil (CC), manual operating mechanism with mechanical closing, without Remote trip alarm reset coil (RR), without 2nd shunt trip, without 1st Shunt trip | 147700 | 1 | Z\ | 1
3WA1116-2MF23-0AA0 |  | fixed-mounted circuit breaker, IEC 60947-2, size 1, 4-pole, N pole on right, In=1600 A up to 690 V AC 50/60 Hz, breaking capacity N Icc=55/42 kA at 500/690 V, tripping unit ETU600 LSIG upgradeable, color display, Bluetooth, USB interface, basic protection LT, ST, INST, GFx, including protection of the N conductor (internal neutral point sensor available), trip alarm switch (1 x CO), front connection double hole, with internal voltage tap on upper stab of circuit breaker, with voltage tap module VTM680 and power supply of ETU600, able to communication, integrated metering type PMF-2 Basic Power Monitoring, Voltage, Energy, Power, Power factor, Frequency, Unbalance, Temperature, Manual operating mechanism with mechanical closing, without Spring charging motor, Ready-to-close signal. switch, Auxiliary switches 2NO+2NC, without Closing coil (CC), manual operating mechanism with mechanical closing, without Remote trip alarm reset coil (RR), without 2nd shunt trip, without 1st Shunt trip | 158700 | 1 | Z\ | 1
3WA1116-2MF31-0AA0 |  | Withdrawable circuit breaker with guide frame, IEC 60947-2, frame size 1, 3-poles, In=1600A up to 690V AC 50/60Hz, breaking capacity N Icu=55/42kA at 500/690V, Trip unit ETU600 LSIG upgrade ready , colordisplay, bluetooth and USB interface, Protection LT, ST, INST, GFx, N-protection required an external N-sensor, incl. trip alarm switch (1xCO), rear connection vertical, guide frame with shutter and w/o position signalling switch, with internal voltage tap on upper stab of circuit breaker, with voltage tap module VTM680 and power supply of ETU600, able to communication, integrated metering type PMF-2 Basic Power Monitoring, Voltage, Energy, Power, Power factor, Frequency, Unbalance, Temperature, Manual operating mechanism with mechanical closing, without Spring charging motor, Ready-to-close signal. switch, Auxiliary switches 2NO+2NC, without Closing coil (CC), manual operating mechanism with mechanical closing, without Remote trip alarm reset coil (RR), without 2nd shunt trip, without 1st Shunt trip | 150700 | 1 | Z\ | 1
3WA1116-2MF32-0AA0 |  | Withdrawable circuit breaker with guide frame, IEC 60947-2, frame size 1, 3-poles, In=1600A up to 690V AC 50/60Hz, breaking capacity N Icu=55/42kA at 500/690V, Trip unit ETU600 LSIG upgrade ready , colordisplay, bluetooth and USB interface, Protection LT, ST, INST, GFx, N-protection required an external N-sensor, incl. trip alarm switch (1xCO), rear connection horizontal, guide frame with shutter and w/o position signalling switch, with internal voltage tap on upper stab of circuit breaker, with voltage tap module VTM680 and power supply of ETU600, able to communication, integrated metering type PMF-2 Basic Power Monitoring, Voltage, Energy, Power, Power factor, Frequency, Unbalance, Temperature, Manual operating mechanism with mechanical closing, without Spring charging motor, Ready-to-close signal. switch, Auxiliary switches 2NO+2NC, without Closing coil (CC), manual operating mechanism with mechanical closing, without Remote trip alarm reset coil (RR), without 2nd shunt trip, without 1st Shunt trip | 147700 | 1 | Z\ | 1
3WA1116-2MF33-0AA0 |  | Withdrawable circuit breaker with guide frame, IEC 60947-2, frame size 1, 3-poles, In=1600A up to 690V AC 50/60Hz, breaking capacity N Icu=55/42kA at 500/690V, Trip unit ETU600 LSIG upgrade ready , colordisplay, bluetooth and USB interface, Protection LT, ST, INST, GFx, N-protection required an external N-sensor, incl. trip alarm switch (1xCO), front connection double hole, guide frame with shutter and w/o position signalling switch, with internal voltage tap on upper stab of circuit breaker, with voltage tap module VTM680 and power supply of ETU600, able to communication, integrated metering type PMF-2 Basic Power Monitoring, Voltage, Energy, Power, Power factor, Frequency, Unbalance, Temperature, Manual operating mechanism with mechanical closing, without Spring charging motor, Ready-to-close signal. switch, Auxiliary switches 2NO+2NC, without Closing coil (CC), manual operating mechanism with mechanical closing, without Remote trip alarm reset coil (RR), without 2nd shunt trip, without 1st Shunt trip | 156700 | 1 | Z\ | 1
3WA1116-2MF34-0AA0 |  | Withdrawable circuit breaker with guide frame, IEC 60947-2, frame size 1, 3-poles, In=1600A up to 690V AC 50/60Hz, breaking capacity N Icu=55/42kA at 500/690V, Trip unit ETU600 LSIG upgrade ready , colordisplay, bluetooth and USB interface, Protection LT, ST, INST, GFx, N-protection required an external N-sensor, incl. trip alarm switch (1xCO), rear connection flange, guide frame with shutter and w/o position signalling switch, with internal voltage tap on upper stab of circuit breaker, with voltage tap module VTM680 and power supply of ETU600, able to communication, integrated metering type PMF-2 Basic Power Monitoring, Voltage, Energy, Power, Power factor, Frequency, Unbalance, Temperature, Manual operating mechanism with mechanical closing, without Spring charging motor, Ready-to-close signal. switch, Auxiliary switches 2NO+2NC, without Closing coil (CC), manual operating mechanism with mechanical closing, without Remote trip alarm reset coil (RR), without 2nd shunt trip, without 1st Shunt trip | 147700 | 1 | Z\ | 1
3WA1116-2MF41-0AA0 |  | Withdrawable circuit breaker with guide frame, IEC 60947-2, frame size 1, 4-poles, N-pole left, In=1600A up to 690V AC 50/60Hz, breaking capacity N Icu=55/42kA at 500/690V, Trip unit ETU600 LSIG upgrade ready , colordisplay, bluetooth and USB interface, Protection LT, ST, INST, GFx, include N-protection, (internal N-sensor available), incl. trip alarm switch (1xCO), rear connection vertical, guide frame with shutter and w/o position signalling switch, with internal voltage tap on upper stab of circuit breaker, with voltage tap module VTM680 and power supply of ETU600, able to communication, integrated metering type PMF-2 Basic Power Monitoring, Voltage, Energy, Power, Power factor, Frequency, Unbalance, Temperature, Manual operating mechanism with mechanical closing, without Spring charging motor, Ready-to-close signal. switch, Auxiliary switches 2NO+2NC, without Closing coil (CC), manual operating mechanism with mechanical closing, without Remote trip alarm reset coil (RR), without 2nd shunt trip, without 1st Shunt trip | 189700 | 1 | Z\ | 1
3WA1116-2MF42-0AA0 |  | Withdrawable circuit breaker with guide frame, IEC 60947-2, frame size 1, 4-poles, N-pole left, In=1600A up to 690V AC 50/60Hz, breaking capacity N Icu=55/42kA at 500/690V, Trip unit ETU600 LSIG upgrade ready , colordisplay, bluetooth and USB interface, Protection LT, ST, INST, GFx, include N-protection, (internal N-sensor available), incl. trip alarm switch (1xCO), rear connection horizontal, guide frame with shutter and w/o position signalling switch, with internal voltage tap on upper stab of circuit breaker, with voltage tap module VTM680 and power supply of ETU600, able to communication, integrated metering type PMF-2 Basic Power Monitoring, Voltage, Energy, Power, Power factor, Frequency, Unbalance, Temperature, Manual operating mechanism with mechanical closing, without Spring charging motor, Ready-to-close signal. switch, Auxiliary switches 2NO+2NC, without Closing coil (CC), manual operating mechanism with mechanical closing, without Remote trip alarm reset coil (RR), without 2nd shunt trip, without 1st Shunt trip | 185700 | 1 | Z\ | 1
3WA1116-2MF43-0AA0 |  | Withdrawable circuit breaker with guide frame, IEC 60947-2, frame size 1, 4-poles, N-pole left, In=1600A up to 690V AC 50/60Hz, breaking capacity N Icu=55/42kA at 500/690V, Trip unit ETU600 LSIG upgrade ready , colordisplay, bluetooth and USB interface, Protection LT, ST, INST, GFx, include N-protection, (internal N-sensor available), incl. trip alarm switch (1xCO), front connection double hole, guide frame with shutter and w/o position signalling switch, with internal voltage tap on upper stab of circuit breaker, with voltage tap module VTM680 and power supply of ETU600, able to communication, integrated metering type PMF-2 Basic Power Monitoring, Voltage, Energy, Power, Power factor, Frequency, Unbalance, Temperature, Manual operating mechanism with mechanical closing, without Spring charging motor, Ready-to-close signal. switch, Auxiliary switches 2NO+2NC, without Closing coil (CC), manual operating mechanism with mechanical closing, without Remote trip alarm reset coil (RR), without 2nd shunt trip, without 1st Shunt trip | 197700 | 1 | Z\ | 1
3WA1116-2MF44-0AA0 |  | Withdrawable circuit breaker with guide frame, IEC 60947-2, frame size 1, 4-poles, N-pole left, In=1600A up to 690V AC 50/60Hz, breaking capacity N Icu=55/42kA at 500/690V, Trip unit ETU600 LSIG upgrade ready , colordisplay, bluetooth and USB interface, Protection LT, ST, INST, GFx, include N-protection, (internal N-sensor available), incl. trip alarm switch (1xCO), rear connection flange, guide frame with shutter and w/o position signalling switch, with internal voltage tap on upper stab of circuit breaker, with voltage tap module VTM680 and power supply of ETU600, able to communication, integrated metering type PMF-2 Basic Power Monitoring, Voltage, Energy, Power, Power factor, Frequency, Unbalance, Temperature, Manual operating mechanism with mechanical closing, without Spring charging motor, Ready-to-close signal. switch, Auxiliary switches 2NO+2NC, without Closing coil (CC), manual operating mechanism with mechanical closing, without Remote trip alarm reset coil (RR), without 2nd shunt trip, without 1st Shunt trip | 185700 | 1 | Z\ | 1
3WA1116-2NE01-0AA0 |  | Fixed-mounted circuit breaker IEC 60947-2, frame size 1, 3-poles, In=1600A up to 690V AC 50/60Hz, breaking capacity N Icu=55/42kA at 500/690V, Trip unit ETU600 LSI upgrade ready , colordisplay, bluetooth and USB interface, Protection LT, ST, INST, N-protection required an external N-sensor, incl. trip alarm switch (1xCO), rear connection vertical, with internal voltage tap on upper stab of circuit breaker, with voltage tap module VTM680 and power supply of ETU600, able to communication, integrated metering type PMF-3 Advanced Power Monitor., Voltage, Energy, Power, Power factor, Frequency, Unbalance, Temperature, Power quality, Manual operating mechanism with mechanical closing, without Spring charging motor, Ready-to-close signal. switch, Auxiliary switches 2NO+2NC, without Closing coil (CC), manual operating mechanism with mechanical closing, without Remote trip alarm reset coil (RR), without 2nd shunt trip, without 1st Shunt trip | 117200 | 1 | Z\ | 1
3WA1116-2NE02-0AA0 |  | Fixed-mounted circuit breaker IEC 60947-2, frame size 1, 3-poles, In=1600A up to 690V AC 50/60Hz, breaking capacity N Icu=55/42kA at 500/690V, Trip unit ETU600 LSI upgrade ready , colordisplay, bluetooth and USB interface, Protection LT, ST, INST, N-protection required an external N-sensor, incl. trip alarm switch (1xCO), rear connection horizontal, with internal voltage tap on upper stab of circuit breaker, with voltage tap module VTM680 and power supply of ETU600, able to communication, integrated metering type PMF-3 Advanced Power Monitor., Voltage, Energy, Power, Power factor, Frequency, Unbalance, Temperature, Power quality, Manual operating mechanism with mechanical closing, without Spring charging motor, Ready-to-close signal. switch, Auxiliary switches 2NO+2NC, without Closing coil (CC), manual operating mechanism with mechanical closing, without Remote trip alarm reset coil (RR), without 2nd shunt trip, without 1st Shunt trip | 114300 | 1 | Z\ | 1
3WA1116-2NE03-0AA0 |  | Fixed-mounted circuit breaker IEC 60947-2, frame size 1, 3-poles, In=1600A up to 690V AC 50/60Hz, breaking capacity N Icu=55/42kA at 500/690V, Trip unit ETU600 LSI upgrade ready , colordisplay, bluetooth and USB interface, Protection LT, ST, INST, N-protection required an external N-sensor, incl. trip alarm switch (1xCO), front connection double hole, with internal voltage tap on upper stab of circuit breaker, with voltage tap module VTM680 and power supply of ETU600, able to communication, integrated metering type PMF-3 Advanced Power Monitor., Voltage, Energy, Power, Power factor, Frequency, Unbalance, Temperature, Power quality, Manual operating mechanism with mechanical closing, without Spring charging motor, Ready-to-close signal. switch, Auxiliary switches 2NO+2NC, without Closing coil (CC), manual operating mechanism with mechanical closing, without Remote trip alarm reset coil (RR), without 2nd shunt trip, without 1st Shunt trip | 123000 | 1 | Z\ | 1
3WA1116-2NE11-0AA0 |  | Fixed-mounted circuit breaker IEC 60947-2, frame size 1, 4-poles, N-pole left, In=1600A up to 690V AC 50/60Hz, breaking capacity N Icu=55/42kA at 500/690V, Trip unit ETU600 LSI upgrade ready , colordisplay, bluetooth and USB interface, Protection LT, ST, INST, include N-protection, (internal N-sensor available), incl. trip alarm switch (1xCO), rear connection vertical, with internal voltage tap on upper stab of circuit breaker, with voltage tap module VTM680 and power supply of ETU600, able to communication, integrated metering type PMF-3 Advanced Power Monitor., Voltage, Energy, Power, Power factor, Frequency, Unbalance, Temperature, Power quality, Manual operating mechanism with mechanical closing, without Spring charging motor, Ready-to-close signal. switch, Auxiliary switches 2NO+2NC, without Closing coil (CC), manual operating mechanism with mechanical closing, without Remote trip alarm reset coil (RR), without 2nd shunt trip, without 1st Shunt trip | 147100 | 1 | Z\ | 1
3WA1116-2NE12-0AA0 |  | Fixed-mounted circuit breaker IEC 60947-2, frame size 1, 4-poles, N-pole left, In=1600A up to 690V AC 50/60Hz, breaking capacity N Icu=55/42kA at 500/690V, Trip unit ETU600 LSI upgrade ready , colordisplay, bluetooth and USB interface, Protection LT, ST, INST, include N-protection, (internal N-sensor available), incl. trip alarm switch (1xCO), rear connection horizontal, with internal voltage tap on upper stab of circuit breaker, with voltage tap module VTM680 and power supply of ETU600, able to communication, integrated metering type PMF-3 Advanced Power Monitor., Voltage, Energy, Power, Power factor, Frequency, Unbalance, Temperature, Power quality, Manual operating mechanism with mechanical closing, without Spring charging motor, Ready-to-close signal. switch, Auxiliary switches 2NO+2NC, without Closing coil (CC), manual operating mechanism with mechanical closing, without Remote trip alarm reset coil (RR), without 2nd shunt trip, without 1st Shunt trip | 143100 | 1 | Z\ | 1
3WA1116-2NE13-0AA0 |  | Fixed-mounted circuit breaker IEC 60947-2, frame size 1, 4-poles, N-pole left, In=1600A up to 690V AC 50/60Hz, breaking capacity N Icu=55/42kA at 500/690V, Trip unit ETU600 LSI upgrade ready , colordisplay, bluetooth and USB interface, Protection LT, ST, INST, include N-protection, (internal N-sensor available), incl. trip alarm switch (1xCO), front connection double hole, with internal voltage tap on upper stab of circuit breaker, with voltage tap module VTM680 and power supply of ETU600, able to communication, integrated metering type PMF-3 Advanced Power Monitor., Voltage, Energy, Power, Power factor, Frequency, Unbalance, Temperature, Power quality, Manual operating mechanism with mechanical closing, without Spring charging motor, Ready-to-close signal. switch, Auxiliary switches 2NO+2NC, without Closing coil (CC), manual operating mechanism with mechanical closing, without Remote trip alarm reset coil (RR), without 2nd shunt trip, without 1st Shunt trip | 155100 | 1 | Z\ | 1
3WA1116-2NE21-0AA0 |  | fixed-mounted circuit breaker, IEC 60947-2, size 1, 4-pole, N pole on right, In=1600 A up to 690 V AC 50/60 Hz, breaking capacity N Icc=55/42 kA at 500/690 V, tripping unit ETU600 LSI upgradeable, color display, Bluetooth, USB interface, basic protection LT, ST, INST, including protection of the N conductor (internal neutral point sensor available), trip alarm switch (1 x CO), connection at rear vertical, with internal voltage tap on upper stab of circuit breaker, with voltage tap module VTM680 and power supply of ETU600, able to communication, integrated metering type PMF-3 Advanced Power Monitor., Voltage, Energy, Power, Power factor, Frequency, Unbalance, Temperature, Power quality, Manual operating mechanism with mechanical closing, without Spring charging motor, Ready-to-close signal. switch, Auxiliary switches 2NO+2NC, without Closing coil (CC), manual operating mechanism with mechanical closing, without Remote trip alarm reset coil (RR), without 2nd shunt trip, without 1st Shunt trip | 147100 | 1 | Z\ | 1
3WA1116-2NE22-0AA0 |  | fixed-mounted circuit breaker, IEC 60947-2, size 1, 4-pole, N pole on right, In=1600 A up to 690 V AC 50/60 Hz, breaking capacity N Icc=55/42 kA at 500/690 V, tripping unit ETU600 LSI upgradeable, color display, Bluetooth, USB interface, basic protection LT, ST, INST, including protection of the N conductor (internal neutral point sensor available), trip alarm switch (1 x CO), connection at rear horizontal with internal voltage tap on upper stab of circuit breaker, with voltage tap module VTM680 and power supply of ETU600, able to communication, integrated metering type PMF-3 Advanced Power Monitor., Voltage, Energy, Power, Power factor, Frequency, Unbalance, Temperature, Power quality, Manual operating mechanism with mechanical closing, without Spring charging motor, Ready-to-close signal. switch, Auxiliary switches 2NO+2NC, without Closing coil (CC), manual operating mechanism with mechanical closing, without Remote trip alarm reset coil (RR), without 2nd shunt trip, without 1st Shunt trip | 143100 | 1 | Z\ | 1
3WA1116-2NE23-0AA0 |  | fixed-mounted circuit breaker, IEC 60947-2, size 1, 4-pole, N pole on right, In=1600 A up to 690 V AC 50/60 Hz, breaking capacity N Icc=55/42 kA at 500/690 V, tripping unit ETU600 LSI upgradeable, color display, Bluetooth, USB interface, basic protection LT, ST, INST, including protection of the N conductor (internal neutral point sensor available), trip alarm switch (1 x CO), front connection double hole, with internal voltage tap on upper stab of circuit breaker, with voltage tap module VTM680 and power supply of ETU600, able to communication, integrated metering type PMF-3 Advanced Power Monitor., Voltage, Energy, Power, Power factor, Frequency, Unbalance, Temperature, Power quality, Manual operating mechanism with mechanical closing, without Spring charging motor, Ready-to-close signal. switch, Auxiliary switches 2NO+2NC, without Closing coil (CC), manual operating mechanism with mechanical closing, without Remote trip alarm reset coil (RR), without 2nd shunt trip, without 1st Shunt trip | 155100 | 1 | Z\ | 1
3WA1116-2NE31-0AA0 |  | Withdrawable circuit breaker with guide frame, IEC 60947-2, frame size 1, 3-poles, In=1600A up to 690V AC 50/60Hz, breaking capacity N Icu=55/42kA at 500/690V, Trip unit ETU600 LSI upgrade ready , colordisplay, bluetooth and USB interface, Protection LT, ST, INST, N-protection required an external N-sensor, incl. trip alarm switch (1xCO), rear connection vertical, guide frame with shutter and w/o position signalling switch, with internal voltage tap on upper stab of circuit breaker, with voltage tap module VTM680 and power supply of ETU600, able to communication, integrated metering type PMF-3 Advanced Power Monitor., Voltage, Energy, Power, Power factor, Frequency, Unbalance, Temperature, Power quality, Manual operating mechanism with mechanical closing, without Spring charging motor, Ready-to-close signal. switch, Auxiliary switches 2NO+2NC, without Closing coil (CC), manual operating mechanism with mechanical closing, without Remote trip alarm reset coil (RR), without 2nd shunt trip, without 1st Shunt trip | 146100 | 1 | Z\ | 1
3WA1116-2NE32-0AA0 |  | Withdrawable circuit breaker with guide frame, IEC 60947-2, frame size 1, 3-poles, In=1600A up to 690V AC 50/60Hz, breaking capacity N Icu=55/42kA at 500/690V, Trip unit ETU600 LSI upgrade ready , colordisplay, bluetooth and USB interface, Protection LT, ST, INST, N-protection required an external N-sensor, incl. trip alarm switch (1xCO), rear connection horizontal, guide frame with shutter and w/o position signalling switch, with internal voltage tap on upper stab of circuit breaker, with voltage tap module VTM680 and power supply of ETU600, able to communication, integrated metering type PMF-3 Advanced Power Monitor., Voltage, Energy, Power, Power factor, Frequency, Unbalance, Temperature, Power quality, Manual operating mechanism with mechanical closing, without Spring charging motor, Ready-to-close signal. switch, Auxiliary switches 2NO+2NC, without Closing coil (CC), manual operating mechanism with mechanical closing, without Remote trip alarm reset coil (RR), without 2nd shunt trip, without 1st Shunt trip | 144100 | 1 | Z\ | 1
3WA1116-2NE33-0AA0 |  | Withdrawable circuit breaker with guide frame, IEC 60947-2, frame size 1, 3-poles, In=1600A up to 690V AC 50/60Hz, breaking capacity N Icu=55/42kA at 500/690V, Trip unit ETU600 LSI upgrade ready , colordisplay, bluetooth and USB interface, Protection LT, ST, INST, N-protection required an external N-sensor, incl. trip alarm switch (1xCO), front connection double hole, guide frame with shutter and w/o position signalling switch, with internal voltage tap on upper stab of circuit breaker, with voltage tap module VTM680 and power supply of ETU600, able to communication, integrated metering type PMF-3 Advanced Power Monitor., Voltage, Energy, Power, Power factor, Frequency, Unbalance, Temperature, Power quality, Manual operating mechanism with mechanical closing, without Spring charging motor, Ready-to-close signal. switch, Auxiliary switches 2NO+2NC, without Closing coil (CC), manual operating mechanism with mechanical closing, without Remote trip alarm reset coil (RR), without 2nd shunt trip, without 1st Shunt trip | 152100 | 1 | Z\ | 1
3WA1116-2NE34-0AA0 |  | Withdrawable circuit breaker with guide frame, IEC 60947-2, frame size 1, 3-poles, In=1600A up to 690V AC 50/60Hz, breaking capacity N Icu=55/42kA at 500/690V, Trip unit ETU600 LSI upgrade ready , colordisplay, bluetooth and USB interface, Protection LT, ST, INST, N-protection required an external N-sensor, incl. trip alarm switch (1xCO), rear connection flange, guide frame with shutter and w/o position signalling switch, with internal voltage tap on upper stab of circuit breaker, with voltage tap module VTM680 and power supply of ETU600, able to communication, integrated metering type PMF-3 Advanced Power Monitor., Voltage, Energy, Power, Power factor, Frequency, Unbalance, Temperature, Power quality, Manual operating mechanism with mechanical closing, without Spring charging motor, Ready-to-close signal. switch, Auxiliary switches 2NO+2NC, without Closing coil (CC), manual operating mechanism with mechanical closing, without Remote trip alarm reset coil (RR), without 2nd shunt trip, without 1st Shunt trip | 144100 | 1 | Z\ | 1
3WA1116-2NE41-0AA0 |  | Withdrawable circuit breaker with guide frame, IEC 60947-2, frame size 1, 4-poles, N-pole left, In=1600A up to 690V AC 50/60Hz, breaking capacity N Icu=55/42kA at 500/690V, Trip unit ETU600 LSI upgrade ready , colordisplay, bluetooth and USB interface, Protection LT, ST, INST, include N-protection, (internal N-sensor available), incl. trip alarm switch (1xCO), rear connection vertical, guide frame with shutter and w/o position signalling switch, with internal voltage tap on upper stab of circuit breaker, with voltage tap module VTM680 and power supply of ETU600, able to communication, integrated metering type PMF-3 Advanced Power Monitor., Voltage, Energy, Power, Power factor, Frequency, Unbalance, Temperature, Power quality, Manual operating mechanism with mechanical closing, without Spring charging motor, Ready-to-close signal. switch, Auxiliary switches 2NO+2NC, without Closing coil (CC), manual operating mechanism with mechanical closing, without Remote trip alarm reset coil (RR), without 2nd shunt trip, without 1st Shunt trip | 186100 | 1 | Z\ | 1
3WA1116-2NE42-0AA0 |  | Withdrawable circuit breaker with guide frame, IEC 60947-2, frame size 1, 4-poles, N-pole left, In=1600A up to 690V AC 50/60Hz, breaking capacity N Icu=55/42kA at 500/690V, Trip unit ETU600 LSI upgrade ready , colordisplay, bluetooth and USB interface, Protection LT, ST, INST, include N-protection, (internal N-sensor available), incl. trip alarm switch (1xCO), rear connection horizontal, guide frame with shutter and w/o position signalling switch, with internal voltage tap on upper stab of circuit breaker, with voltage tap module VTM680 and power supply of ETU600, able to communication, integrated metering type PMF-3 Advanced Power Monitor., Voltage, Energy, Power, Power factor, Frequency, Unbalance, Temperature, Power quality, Manual operating mechanism with mechanical closing, without Spring charging motor, Ready-to-close signal. switch, Auxiliary switches 2NO+2NC, without Closing coil (CC), manual operating mechanism with mechanical closing, without Remote trip alarm reset coil (RR), without 2nd shunt trip, without 1st Shunt trip | 182100 | 1 | Z\ | 1
3WA1116-2NE43-0AA0 |  | Withdrawable circuit breaker with guide frame, IEC 60947-2, frame size 1, 4-poles, N-pole left, In=1600A up to 690V AC 50/60Hz, breaking capacity N Icu=55/42kA at 500/690V, Trip unit ETU600 LSI upgrade ready , colordisplay, bluetooth and USB interface, Protection LT, ST, INST, include N-protection, (internal N-sensor available), incl. trip alarm switch (1xCO), front connection double hole, guide frame with shutter and w/o position signalling switch, with internal voltage tap on upper stab of circuit breaker, with voltage tap module VTM680 and power supply of ETU600, able to communication, integrated metering type PMF-3 Advanced Power Monitor., Voltage, Energy, Power, Power factor, Frequency, Unbalance, Temperature, Power quality, Manual operating mechanism with mechanical closing, without Spring charging motor, Ready-to-close signal. switch, Auxiliary switches 2NO+2NC, without Closing coil (CC), manual operating mechanism with mechanical closing, without Remote trip alarm reset coil (RR), without 2nd shunt trip, without 1st Shunt trip | 193100 | 1 | Z\ | 1
3WA1116-2NE44-0AA0 |  | Withdrawable circuit breaker with guide frame, IEC 60947-2, frame size 1, 4-poles, N-pole left, In=1600A up to 690V AC 50/60Hz, breaking capacity N Icu=55/42kA at 500/690V, Trip unit ETU600 LSI upgrade ready , colordisplay, bluetooth and USB interface, Protection LT, ST, INST, include N-protection, (internal N-sensor available), incl. trip alarm switch (1xCO), rear connection flange, guide frame with shutter and w/o position signalling switch, with internal voltage tap on upper stab of circuit breaker, with voltage tap module VTM680 and power supply of ETU600, able to communication, integrated metering type PMF-3 Advanced Power Monitor., Voltage, Energy, Power, Power factor, Frequency, Unbalance, Temperature, Power quality, Manual operating mechanism with mechanical closing, without Spring charging motor, Ready-to-close signal. switch, Auxiliary switches 2NO+2NC, without Closing coil (CC), manual operating mechanism with mechanical closing, without Remote trip alarm reset coil (RR), without 2nd shunt trip, without 1st Shunt trip | 182100 | 1 | Z\ | 1
3WA1116-2NF01-0AA0 |  | Fixed-mounted circuit breaker IEC 60947-2, frame size 1, 3-poles, In=1600A up to 690V AC 50/60Hz, breaking capacity N Icu=55/42kA at 500/690V, Trip unit ETU600 LSIG upgrade ready , colordisplay, bluetooth and USB interface, Protection LT, ST, INST, GFx, N-protection required an external N-sensor, incl. trip alarm switch (1xCO), rear connection vertical, with internal voltage tap on upper stab of circuit breaker, with voltage tap module VTM680 and power supply of ETU600, able to communication, integrated metering type PMF-3 Advanced Power Monitor., Voltage, Energy, Power, Power factor, Frequency, Unbalance, Temperature, Power quality, Manual operating mechanism with mechanical closing, without Spring charging motor, Ready-to-close signal. switch, Auxiliary switches 2NO+2NC, without Closing coil (CC), manual operating mechanism with mechanical closing, without Remote trip alarm reset coil (RR), without 2nd shunt trip, without 1st Shunt trip | 128100 | 1 | Z\ | 1
3WA1116-2NF02-0AA0 |  | Fixed-mounted circuit breaker IEC 60947-2, frame size 1, 3-poles, In=1600A up to 690V AC 50/60Hz, breaking capacity N Icu=55/42kA at 500/690V, Trip unit ETU600 LSIG upgrade ready , colordisplay, bluetooth and USB interface, Protection LT, ST, INST, GFx, N-protection required an external N-sensor, incl. trip alarm switch (1xCO), rear connection horizontal, with internal voltage tap on upper stab of circuit breaker, with voltage tap module VTM680 and power supply of ETU600, able to communication, integrated metering type PMF-3 Advanced Power Monitor., Voltage, Energy, Power, Power factor, Frequency, Unbalance, Temperature, Power quality, Manual operating mechanism with mechanical closing, without Spring charging motor, Ready-to-close signal. switch, Auxiliary switches 2NO+2NC, without Closing coil (CC), manual operating mechanism with mechanical closing, without Remote trip alarm reset coil (RR), without 2nd shunt trip, without 1st Shunt trip | 125100 | 1 | Z\ | 1
3WA1116-2NF03-0AA0 |  | Fixed-mounted circuit breaker IEC 60947-2, frame size 1, 3-poles, In=1600A up to 690V AC 50/60Hz, breaking capacity N Icu=55/42kA at 500/690V, Trip unit ETU600 LSIG upgrade ready , colordisplay, bluetooth and USB interface, Protection LT, ST, INST, GFx, N-protection required an external N-sensor, incl. trip alarm switch (1xCO), front connection double hole, with internal voltage tap on upper stab of circuit breaker, with voltage tap module VTM680 and power supply of ETU600, able to communication, integrated metering type PMF-3 Advanced Power Monitor., Voltage, Energy, Power, Power factor, Frequency, Unbalance, Temperature, Power quality, Manual operating mechanism with mechanical closing, without Spring charging motor, Ready-to-close signal. switch, Auxiliary switches 2NO+2NC, without Closing coil (CC), manual operating mechanism with mechanical closing, without Remote trip alarm reset coil (RR), without 2nd shunt trip, without 1st Shunt trip | 134100 | 1 | Z\ | 1
3WA1116-2NF11-0AA0 |  | Fixed-mounted circuit breaker IEC 60947-2, frame size 1, 4-poles, N-pole left, In=1600A up to 690V AC 50/60Hz, breaking capacity N Icu=55/42kA at 500/690V, Trip unit ETU600 LSIG upgrade ready , colordisplay, bluetooth and USB interface, Protection LT, ST, INST, GFx, include N-protection, (internal N-sensor available), incl. trip alarm switch (1xCO), rear connection vertical, with internal voltage tap on upper stab of circuit breaker, with voltage tap module VTM680 and power supply of ETU600, able to communication, integrated metering type PMF-3 Advanced Power Monitor., Voltage, Energy, Power, Power factor, Frequency, Unbalance, Temperature, Power quality, Manual operating mechanism with mechanical closing, without Spring charging motor, Ready-to-close signal. switch, Auxiliary switches 2NO+2NC, without Closing coil (CC), manual operating mechanism with mechanical closing, without Remote trip alarm reset coil (RR), without 2nd shunt trip, without 1st Shunt trip | 158100 | 1 | Z\ | 1
3WA1116-2NF12-0AA0 |  | Fixed-mounted circuit breaker IEC 60947-2, frame size 1, 4-poles, N-pole left, In=1600A up to 690V AC 50/60Hz, breaking capacity N Icu=55/42kA at 500/690V, Trip unit ETU600 LSIG upgrade ready , colordisplay, bluetooth and USB interface, Protection LT, ST, INST, GFx, include N-protection, (internal N-sensor available), incl. trip alarm switch (1xCO), rear connection horizontal, with internal voltage tap on upper stab of circuit breaker, with voltage tap module VTM680 and power supply of ETU600, able to communication, integrated metering type PMF-3 Advanced Power Monitor., Voltage, Energy, Power, Power factor, Frequency, Unbalance, Temperature, Power quality, Manual operating mechanism with mechanical closing, without Spring charging motor, Ready-to-close signal. switch, Auxiliary switches 2NO+2NC, without Closing coil (CC), manual operating mechanism with mechanical closing, without Remote trip alarm reset coil (RR), without 2nd shunt trip, without 1st Shunt trip | 154100 | 1 | Z\ | 1
3WA1116-2NF13-0AA0 |  | Fixed-mounted circuit breaker IEC 60947-2, frame size 1, 4-poles, N-pole left, In=1600A up to 690V AC 50/60Hz, breaking capacity N Icu=55/42kA at 500/690V, Trip unit ETU600 LSIG upgrade ready , colordisplay, bluetooth and USB interface, Protection LT, ST, INST, GFx, include N-protection, (internal N-sensor available), incl. trip alarm switch (1xCO), front connection double hole, with internal voltage tap on upper stab of circuit breaker, with voltage tap module VTM680 and power supply of ETU600, able to communication, integrated metering type PMF-3 Advanced Power Monitor., Voltage, Energy, Power, Power factor, Frequency, Unbalance, Temperature, Power quality, Manual operating mechanism with mechanical closing, without Spring charging motor, Ready-to-close signal. switch, Auxiliary switches 2NO+2NC, without Closing coil (CC), manual operating mechanism with mechanical closing, without Remote trip alarm reset coil (RR), without 2nd shunt trip, without 1st Shunt trip | 165100 | 1 | Z\ | 1
3WA1116-2NF21-0AA0 |  | fixed-mounted circuit breaker, IEC 60947-2, size 1, 4-pole, N pole on right, In=1600 A up to 690 V AC 50/60 Hz, breaking capacity N Icc=55/42 kA at 500/690 V, tripping unit ETU600 LSIG upgradeable, color display, Bluetooth, USB interface, basic protection LT, ST, INST, GFx, including protection of the N conductor (internal neutral point sensor available), trip alarm switch (1 x CO), connection at rear vertical, with internal voltage tap on upper stab of circuit breaker, with voltage tap module VTM680 and power supply of ETU600, able to communication, integrated metering type PMF-3 Advanced Power Monitor., Voltage, Energy, Power, Power factor, Frequency, Unbalance, Temperature, Power quality, Manual operating mechanism with mechanical closing, without Spring charging motor, Ready-to-close signal. switch, Auxiliary switches 2NO+2NC, without Closing coil (CC), manual operating mechanism with mechanical closing, without Remote trip alarm reset coil (RR), without 2nd shunt trip, without 1st Shunt trip | 158100 | 1 | Z\ | 1
3WA1116-2NF22-0AA0 |  | fixed-mounted circuit breaker, IEC 60947-2, size 1, 4-pole, N pole on right, In=1600 A up to 690 V AC 50/60 Hz, breaking capacity N Icc=55/42 kA at 500/690 V, tripping unit ETU600 LSIG upgradeable, color display, Bluetooth, USB interface, basic protection LT, ST, INST, GFx, including protection of the N conductor (internal neutral point sensor available), trip alarm switch (1 x CO), connection at rear horizontal with internal voltage tap on upper stab of circuit breaker, with voltage tap module VTM680 and power supply of ETU600, able to communication, integrated metering type PMF-3 Advanced Power Monitor., Voltage, Energy, Power, Power factor, Frequency, Unbalance, Temperature, Power quality, Manual operating mechanism with mechanical closing, without Spring charging motor, Ready-to-close signal. switch, Auxiliary switches 2NO+2NC, without Closing coil (CC), manual operating mechanism with mechanical closing, without Remote trip alarm reset coil (RR), without 2nd shunt trip, without 1st Shunt trip | 154100 | 1 | Z\ | 1
3WA1116-2NF23-0AA0 |  | fixed-mounted circuit breaker, IEC 60947-2, size 1, 4-pole, N pole on right, In=1600 A up to 690 V AC 50/60 Hz, breaking capacity N Icc=55/42 kA at 500/690 V, tripping unit ETU600 LSIG upgradeable, color display, Bluetooth, USB interface, basic protection LT, ST, INST, GFx, including protection of the N conductor (internal neutral point sensor available), trip alarm switch (1 x CO), front connection double hole, with internal voltage tap on upper stab of circuit breaker, with voltage tap module VTM680 and power supply of ETU600, able to communication, integrated metering type PMF-3 Advanced Power Monitor., Voltage, Energy, Power, Power factor, Frequency, Unbalance, Temperature, Power quality, Manual operating mechanism with mechanical closing, without Spring charging motor, Ready-to-close signal. switch, Auxiliary switches 2NO+2NC, without Closing coil (CC), manual operating mechanism with mechanical closing, without Remote trip alarm reset coil (RR), without 2nd shunt trip, without 1st Shunt trip | 165100 | 1 | Z\ | 1
3WA1116-2NF31-0AA0 |  | Withdrawable circuit breaker with guide frame, IEC 60947-2, frame size 1, 3-poles, In=1600A up to 690V AC 50/60Hz, breaking capacity N Icu=55/42kA at 500/690V, Trip unit ETU600 LSIG upgrade ready , colordisplay, bluetooth and USB interface, Protection LT, ST, INST, GFx, N-protection required an external N-sensor, incl. trip alarm switch (1xCO), rear connection vertical, guide frame with shutter and w/o position signalling switch, with internal voltage tap on upper stab of circuit breaker, with voltage tap module VTM680 and power supply of ETU600, able to communication, integrated metering type PMF-3 Advanced Power Monitor., Voltage, Energy, Power, Power factor, Frequency, Unbalance, Temperature, Power quality, Manual operating mechanism with mechanical closing, without Spring charging motor, Ready-to-close signal. switch, Auxiliary switches 2NO+2NC, without Closing coil (CC), manual operating mechanism with mechanical closing, without Remote trip alarm reset coil (RR), without 2nd shunt trip, without 1st Shunt trip | 157100 | 1 | Z\ | 1
3WA1116-2NF32-0AA0 |  | Withdrawable circuit breaker with guide frame, IEC 60947-2, frame size 1, 3-poles, In=1600A up to 690V AC 50/60Hz, breaking capacity N Icu=55/42kA at 500/690V, Trip unit ETU600 LSIG upgrade ready , colordisplay, bluetooth and USB interface, Protection LT, ST, INST, GFx, N-protection required an external N-sensor, incl. trip alarm switch (1xCO), rear connection horizontal, guide frame with shutter and w/o position signalling switch, with internal voltage tap on upper stab of circuit breaker, with voltage tap module VTM680 and power supply of ETU600, able to communication, integrated metering type PMF-3 Advanced Power Monitor., Voltage, Energy, Power, Power factor, Frequency, Unbalance, Temperature, Power quality, Manual operating mechanism with mechanical closing, without Spring charging motor, Ready-to-close signal. switch, Auxiliary switches 2NO+2NC, without Closing coil (CC), manual operating mechanism with mechanical closing, without Remote trip alarm reset coil (RR), without 2nd shunt trip, without 1st Shunt trip | 154100 | 1 | Z\ | 1
3WA1116-2NF33-0AA0 |  | Withdrawable circuit breaker with guide frame, IEC 60947-2, frame size 1, 3-poles, In=1600A up to 690V AC 50/60Hz, breaking capacity N Icu=55/42kA at 500/690V, Trip unit ETU600 LSIG upgrade ready , colordisplay, bluetooth and USB interface, Protection LT, ST, INST, GFx, N-protection required an external N-sensor, incl. trip alarm switch (1xCO), front connection double hole, guide frame with shutter and w/o position signalling switch, with internal voltage tap on upper stab of circuit breaker, with voltage tap module VTM680 and power supply of ETU600, able to communication, integrated metering type PMF-3 Advanced Power Monitor., Voltage, Energy, Power, Power factor, Frequency, Unbalance, Temperature, Power quality, Manual operating mechanism with mechanical closing, without Spring charging motor, Ready-to-close signal. switch, Auxiliary switches 2NO+2NC, without Closing coil (CC), manual operating mechanism with mechanical closing, without Remote trip alarm reset coil (RR), without 2nd shunt trip, without 1st Shunt trip | 163100 | 1 | Z\ | 1
3WA1116-2NF34-0AA0 |  | Withdrawable circuit breaker with guide frame, IEC 60947-2, frame size 1, 3-poles, In=1600A up to 690V AC 50/60Hz, breaking capacity N Icu=55/42kA at 500/690V, Trip unit ETU600 LSIG upgrade ready , colordisplay, bluetooth and USB interface, Protection LT, ST, INST, GFx, N-protection required an external N-sensor, incl. trip alarm switch (1xCO), rear connection flange, guide frame with shutter and w/o position signalling switch, with internal voltage tap on upper stab of circuit breaker, with voltage tap module VTM680 and power supply of ETU600, able to communication, integrated metering type PMF-3 Advanced Power Monitor., Voltage, Energy, Power, Power factor, Frequency, Unbalance, Temperature, Power quality, Manual operating mechanism with mechanical closing, without Spring charging motor, Ready-to-close signal. switch, Auxiliary switches 2NO+2NC, without Closing coil (CC), manual operating mechanism with mechanical closing, without Remote trip alarm reset coil (RR), without 2nd shunt trip, without 1st Shunt trip | 154100 | 1 | Z\ | 1
3WA1116-2NF41-0AA0 |  | Withdrawable circuit breaker with guide frame, IEC 60947-2, frame size 1, 4-poles, N-pole left, In=1600A up to 690V AC 50/60Hz, breaking capacity N Icu=55/42kA at 500/690V, Trip unit ETU600 LSIG upgrade ready , colordisplay, bluetooth and USB interface, Protection LT, ST, INST, GFx, include N-protection, (internal N-sensor available), incl. trip alarm switch (1xCO), rear connection vertical, guide frame with shutter and w/o position signalling switch, with internal voltage tap on upper stab of circuit breaker, with voltage tap module VTM680 and power supply of ETU600, able to communication, integrated metering type PMF-3 Advanced Power Monitor., Voltage, Energy, Power, Power factor, Frequency, Unbalance, Temperature, Power quality, Manual operating mechanism with mechanical closing, without Spring charging motor, Ready-to-close signal. switch, Auxiliary switches 2NO+2NC, without Closing coil (CC), manual operating mechanism with mechanical closing, without Remote trip alarm reset coil (RR), without 2nd shunt trip, without 1st Shunt trip | 196100 | 1 | Z\ | 1
3WA1116-2NF42-0AA0 |  | Withdrawable circuit breaker with guide frame, IEC 60947-2, frame size 1, 4-poles, N-pole left, In=1600A up to 690V AC 50/60Hz, breaking capacity N Icu=55/42kA at 500/690V, Trip unit ETU600 LSIG upgrade ready , colordisplay, bluetooth and USB interface, Protection LT, ST, INST, GFx, include N-protection, (internal N-sensor available), incl. trip alarm switch (1xCO), rear connection horizontal, guide frame with shutter and w/o position signalling switch, with internal voltage tap on upper stab of circuit breaker, with voltage tap module VTM680 and power supply of ETU600, able to communication, integrated metering type PMF-3 Advanced Power Monitor., Voltage, Energy, Power, Power factor, Frequency, Unbalance, Temperature, Power quality, Manual operating mechanism with mechanical closing, without Spring charging motor, Ready-to-close signal. switch, Auxiliary switches 2NO+2NC, without Closing coil (CC), manual operating mechanism with mechanical closing, without Remote trip alarm reset coil (RR), without 2nd shunt trip, without 1st Shunt trip | 192100 | 1 | Z\ | 1
3WA1116-2NF43-0AA0 |  | Withdrawable circuit breaker with guide frame, IEC 60947-2, frame size 1, 4-poles, N-pole left, In=1600A up to 690V AC 50/60Hz, breaking capacity N Icu=55/42kA at 500/690V, Trip unit ETU600 LSIG upgrade ready , colordisplay, bluetooth and USB interface, Protection LT, ST, INST, GFx, include N-protection, (internal N-sensor available), incl. trip alarm switch (1xCO), front connection double hole, guide frame with shutter and w/o position signalling switch, with internal voltage tap on upper stab of circuit breaker, with voltage tap module VTM680 and power supply of ETU600, able to communication, integrated metering type PMF-3 Advanced Power Monitor., Voltage, Energy, Power, Power factor, Frequency, Unbalance, Temperature, Power quality, Manual operating mechanism with mechanical closing, without Spring charging motor, Ready-to-close signal. switch, Auxiliary switches 2NO+2NC, without Closing coil (CC), manual operating mechanism with mechanical closing, without Remote trip alarm reset coil (RR), without 2nd shunt trip, without 1st Shunt trip | 204100 | 1 | Z\ | 1
3WA1116-2NF44-0AA0 |  | Withdrawable circuit breaker with guide frame, IEC 60947-2, frame size 1, 4-poles, N-pole left, In=1600A up to 690V AC 50/60Hz, breaking capacity N Icu=55/42kA at 500/690V, Trip unit ETU600 LSIG upgrade ready , colordisplay, bluetooth and USB interface, Protection LT, ST, INST, GFx, include N-protection, (internal N-sensor available), incl. trip alarm switch (1xCO), rear connection flange, guide frame with shutter and w/o position signalling switch, with internal voltage tap on upper stab of circuit breaker, with voltage tap module VTM680 and power supply of ETU600, able to communication, integrated metering type PMF-3 Advanced Power Monitor., Voltage, Energy, Power, Power factor, Frequency, Unbalance, Temperature, Power quality, Manual operating mechanism with mechanical closing, without Spring charging motor, Ready-to-close signal. switch, Auxiliary switches 2NO+2NC, without Closing coil (CC), manual operating mechanism with mechanical closing, without Remote trip alarm reset coil (RR), without 2nd shunt trip, without 1st Shunt trip | 192100 | 1 | Z\ | 1
3WA1116-3AA01-0AA0 |  | Non-automatic circuit breaker Fixed-mounted version, IEC 60947-2, frame size 1, 3-poles, In=1600A up to 690V AC 50/60Hz, breaking capacity S Icc=66/50kA at 500/690V, without electr. trip unit ETU, rear connection vertical, without Com & metering function Manual operating mechanism with mechanical closing, without Spring charging motor, Ready-to-close signal. switch, Auxiliary switches 2NO+2NC, without Closing coil (CC), manual operating mechanism with mechanical closing, without Remote trip alarm reset coil (RR), without 2nd shunt trip, without 1st Shunt trip | 85500 | 1 | Z\ | 1
3WA1116-3AA02-0AA0 |  | Non-automatic circuit breaker Fixed-mounted version, IEC 60947-2, frame size 1, 3-poles, In=1600A up to 690V AC 50/60Hz, breaking capacity S Icc=66/50kA at 500/690V, without electr. trip unit ETU, rear connection horizontal, without Com & metering function Manual operating mechanism with mechanical closing, without Spring charging motor, Ready-to-close signal. switch, Auxiliary switches 2NO+2NC, without Closing coil (CC), manual operating mechanism with mechanical closing, without Remote trip alarm reset coil (RR), without 2nd shunt trip, without 1st Shunt trip | 82600 | 1 | Z\ | 1
3WA1116-3AA03-0AA0 |  | Non-automatic circuit breaker Fixed-mounted version, IEC 60947-2, frame size 1, 3-poles, In=1600A up to 690V AC 50/60Hz, breaking capacity S Icc=66/50kA at 500/690V, without electr. trip unit ETU, front connection double hole, without Com & metering function Manual operating mechanism with mechanical closing, without Spring charging motor, Ready-to-close signal. switch, Auxiliary switches 2NO+2NC, without Closing coil (CC), manual operating mechanism with mechanical closing, without Remote trip alarm reset coil (RR), without 2nd shunt trip, without 1st Shunt trip | 91200 | 1 | Z\ | 1
3WA1116-3AA11-0AA0 |  | Non-automatic circuit breaker Fixed-mounted version, IEC 60947-2, frame size 1, 4-poles, N-pole left, In=1600A up to 690V AC 50/60Hz, breaking capacity S Icc=66/50kA at 500/690V, without electr. trip unit ETU, rear connection vertical, without Com & metering function Manual operating mechanism with mechanical closing, without Spring charging motor, Ready-to-close signal. switch, Auxiliary switches 2NO+2NC, without Closing coil (CC), manual operating mechanism with mechanical closing, without Remote trip alarm reset coil (RR), without 2nd shunt trip, without 1st Shunt trip | 113000 | 1 | Z\ | 1
3WA1116-3AA12-0AA0 |  | Non-automatic circuit breaker Fixed-mounted version, IEC 60947-2, frame size 1, 4-poles, N-pole left, In=1600A up to 690V AC 50/60Hz, breaking capacity S Icc=66/50kA at 500/690V, without electr. trip unit ETU, rear connection horizontal, without Com & metering function Manual operating mechanism with mechanical closing, without Spring charging motor, Ready-to-close signal. switch, Auxiliary switches 2NO+2NC, without Closing coil (CC), manual operating mechanism with mechanical closing, without Remote trip alarm reset coil (RR), without 2nd shunt trip, without 1st Shunt trip | 109000 | 1 | Z\ | 1
3WA1116-3AA13-0AA0 |  | Non-automatic circuit breaker Fixed-mounted version, IEC 60947-2, frame size 1, 4-poles, N-pole left, In=1600A up to 690V AC 50/60Hz, breaking capacity S Icc=66/50kA at 500/690V, without electr. trip unit ETU, front connection double hole, without Com & metering function Manual operating mechanism with mechanical closing, without Spring charging motor, Ready-to-close signal. switch, Auxiliary switches 2NO+2NC, without Closing coil (CC), manual operating mechanism with mechanical closing, without Remote trip alarm reset coil (RR), without 2nd shunt trip, without 1st Shunt trip | 121000 | 1 | Z\ | 1
3WA1116-3AA21-0AA0 |  | AC non-automatic air circuit breaker 3WA, fixed-mounted version, IEC 60947-2, size 1, 4-pole, N pole on right, In=1600 A up to 690 V AC 50/60 Hz, breaking capacity S, Icc=66/50 kA at 500/690 V, without electronic trip unit ETU, connection at rear vertical, without Com & metering function Manual operating mechanism with mechanical closing, without Spring charging motor, Ready-to-close signal. switch, Auxiliary switches 2NO+2NC, without Closing coil (CC), manual operating mechanism with mechanical closing, without Remote trip alarm reset coil (RR), without 2nd shunt trip, without 1st Shunt trip | 113000 | 1 | Z\ | 1
3WA1116-3AA22-0AA0 |  | AC non-automatic air circuit breaker 3WA, fixed-mounted version, IEC 60947-2, size 1, 4-pole, N pole on right, In=1600 A up to 690 V AC 50/60 Hz, breaking capacity S, Icc=66/50 kA at 500/690 V, without electronic trip unit ETU, connection at rear horizontal without Com & metering function Manual operating mechanism with mechanical closing, without Spring charging motor, Ready-to-close signal. switch, Auxiliary switches 2NO+2NC, without Closing coil (CC), manual operating mechanism with mechanical closing, without Remote trip alarm reset coil (RR), without 2nd shunt trip, without 1st Shunt trip | 109000 | 1 | Z\ | 1
3WA1116-3AA23-0AA0 |  | AC non-automatic air circuit breaker 3WA, fixed-mounted version, IEC 60947-2, size 1, 4-pole, N pole on right, In=1600 A up to 690 V AC 50/60 Hz, breaking capacity S, Icc=66/50 kA at 500/690 V, without electronic trip unit ETU, front connection double hole, without Com & metering function Manual operating mechanism with mechanical closing, without Spring charging motor, Ready-to-close signal. switch, Auxiliary switches 2NO+2NC, without Closing coil (CC), manual operating mechanism with mechanical closing, without Remote trip alarm reset coil (RR), without 2nd shunt trip, without 1st Shunt trip | 121000 | 1 | Z\ | 1
3WA1116-3AA31-0AA0 |  | Non-automatic circuit breaker withdrawable version, with guide frame, IEC 60947-2, frame size 1, 3-poles, In=1600A up to 690V AC 50/60Hz, breaking capacity S Icc=66/50kA at 500/690V, without electr. trip unit ETU, rear connection vertical, guide frame with shutter and w/o position signalling switch, without Com & metering function Manual operating mechanism with mechanical closing, without Spring charging motor, Ready-to-close signal. switch, Auxiliary switches 2NO+2NC, without Closing coil (CC), manual operating mechanism with mechanical closing, without Remote trip alarm reset coil (RR), without 2nd shunt trip, without 1st Shunt trip | 114000 | 1 | Z\ | 1
3WA1116-3AA32-0AA0 |  | Non-automatic circuit breaker withdrawable version, with guide frame, IEC 60947-2, frame size 1, 3-poles, In=1600A up to 690V AC 50/60Hz, breaking capacity S Icc=66/50kA at 500/690V, without electr. trip unit ETU, rear connection horizontal, guide frame with shutter and w/o position signalling switch, without Com & metering function Manual operating mechanism with mechanical closing, without Spring charging motor, Ready-to-close signal. switch, Auxiliary switches 2NO+2NC, without Closing coil (CC), manual operating mechanism with mechanical closing, without Remote trip alarm reset coil (RR), without 2nd shunt trip, without 1st Shunt trip | 111000 | 1 | Z\ | 1
3WA1116-3AA33-0AA0 |  | Non-automatic circuit breaker withdrawable version, with guide frame, IEC 60947-2, frame size 1, 3-poles, In=1600A up to 690V AC 50/60Hz, breaking capacity S Icc=66/50kA at 500/690V, without electr. trip unit ETU, front connection double hole, guide frame with shutter and w/o position signalling switch, without Com & metering function Manual operating mechanism with mechanical closing, without Spring charging motor, Ready-to-close signal. switch, Auxiliary switches 2NO+2NC, without Closing coil (CC), manual operating mechanism with mechanical closing, without Remote trip alarm reset coil (RR), without 2nd shunt trip, without 1st Shunt trip | 120000 | 1 | Z\ | 1
3WA1116-3AA34-0AA0 |  | Non-automatic circuit breaker withdrawable version, with guide frame, IEC 60947-2, frame size 1, 3-poles, In=1600A up to 690V AC 50/60Hz, breaking capacity S Icc=66/50kA at 500/690V, without electr. trip unit ETU, rear connection flange, guide frame with shutter and w/o position signalling switch, without Com & metering function Manual operating mechanism with mechanical closing, without Spring charging motor, Ready-to-close signal. switch, Auxiliary switches 2NO+2NC, without Closing coil (CC), manual operating mechanism with mechanical closing, without Remote trip alarm reset coil (RR), without 2nd shunt trip, without 1st Shunt trip | 111000 | 1 | Z\ | 1
3WA1116-3AA41-0AA0 |  | Non-automatic circuit breaker withdrawable version, with guide frame, IEC 60947-2, frame size 1, 4-poles, N-pole left, In=1600A up to 690V AC 50/60Hz, breaking capacity S Icc=66/50kA at 500/690V, without electr. trip unit ETU, rear connection vertical, guide frame with shutter and w/o position signalling switch, without Com & metering function Manual operating mechanism with mechanical closing, without Spring charging motor, Ready-to-close signal. switch, Auxiliary switches 2NO+2NC, without Closing coil (CC), manual operating mechanism with mechanical closing, without Remote trip alarm reset coil (RR), without 2nd shunt trip, without 1st Shunt trip | 150000 | 1 | Z\ | 1
3WA1116-3AA42-0AA0 |  | Non-automatic circuit breaker withdrawable version, with guide frame, IEC 60947-2, frame size 1, 4-poles, N-pole left, In=1600A up to 690V AC 50/60Hz, breaking capacity S Icc=66/50kA at 500/690V, without electr. trip unit ETU, rear connection horizontal, guide frame with shutter and w/o position signalling switch, without Com & metering function Manual operating mechanism with mechanical closing, without Spring charging motor, Ready-to-close signal. switch, Auxiliary switches 2NO+2NC, without Closing coil (CC), manual operating mechanism with mechanical closing, without Remote trip alarm reset coil (RR), without 2nd shunt trip, without 1st Shunt trip | 147000 | 1 | Z\ | 1
3WA1116-3AA43-0AA0 |  | Non-automatic circuit breaker withdrawable version, with guide frame, IEC 60947-2, frame size 1, 4-poles, N-pole left, In=1600A up to 690V AC 50/60Hz, breaking capacity S Icc=66/50kA at 500/690V, without electr. trip unit ETU, front connection double hole, guide frame with shutter and w/o position signalling switch, without Com & metering function Manual operating mechanism with mechanical closing, without Spring charging motor, Ready-to-close signal. switch, Auxiliary switches 2NO+2NC, without Closing coil (CC), manual operating mechanism with mechanical closing, without Remote trip alarm reset coil (RR), without 2nd shunt trip, without 1st Shunt trip | 158000 | 1 | Z\ | 1
3WA1116-3AA44-0AA0 |  | Non-automatic circuit breaker withdrawable version, with guide frame, IEC 60947-2, frame size 1, 4-poles, N-pole left, In=1600A up to 690V AC 50/60Hz, breaking capacity S Icc=66/50kA at 500/690V, without electr. trip unit ETU, rear connection flange, guide frame with shutter and w/o position signalling switch, without Com & metering function Manual operating mechanism with mechanical closing, without Spring charging motor, Ready-to-close signal. switch, Auxiliary switches 2NO+2NC, without Closing coil (CC), manual operating mechanism with mechanical closing, without Remote trip alarm reset coil (RR), without 2nd shunt trip, without 1st Shunt trip | 147000 | 1 | Z\ | 1
3WA1116-3AB01-0AA0 |  | Fixed-mounted circuit breaker IEC 60947-2, frame size 1, 3-poles, In=1600A up to 690V AC 50/60Hz, breaking capacity S Icu=66/50kA at 500/690V, Trip unit ETU300 LSI optimized for standard applica- tions, without display Protection LT, ST, INST, N-protection required an external N-sensor, incl. trip alarm switch (1xCO), rear connection vertical, without Com & metering function Manual operating mechanism with mechanical closing, without Spring charging motor, Ready-to-close signal. switch, Auxiliary switches 2NO+2NC, without Closing coil (CC), manual operating mechanism with mechanical closing, without Remote trip alarm reset coil (RR), without 2nd shunt trip, without 1st Shunt trip | 93800 | 1 | Z\ | 1
3WA1116-3AB02-0AA0 |  | Fixed-mounted circuit breaker IEC 60947-2, frame size 1, 3-poles, In=1600A up to 690V AC 50/60Hz, breaking capacity S Icu=66/50kA at 500/690V, Trip unit ETU300 LSI optimized for standard applica- tions, without display Protection LT, ST, INST, N-protection required an external N-sensor, incl. trip alarm switch (1xCO), rear connection horizontal, without Com & metering function Manual operating mechanism with mechanical closing, without Spring charging motor, Ready-to-close signal. switch, Auxiliary switches 2NO+2NC, without Closing coil (CC), manual operating mechanism with mechanical closing, without Remote trip alarm reset coil (RR), without 2nd shunt trip, without 1st Shunt trip | 90900 | 1 | Z\ | 1
3WA1116-3AB02-2BB0 |  | Fixed-mounted circuit breaker IEC 60947-2, frame size 1, 3-poles, In=1600A up to 690V AC 50/60Hz, breaking capacity S Icu=66/50kA at 500/690V, Trip unit ETU300 LSI optimized for standard applica- tions, without display Protection LT, ST, INST, N-protection required an external N-sensor, incl. trip alarm switch (1xCO), rear connection horizontal, without Com & metering function with manual and motorized operating mechanism (M) 24-30 V DC, Storage status and ready-to- close signaling switches, Auxiliary switches 2NO+2NC, Closing coil (CC) 100% OP 24-30 V DC, applicable for continuous duty, without Remote trip alarm reset coil (RR), Shunt trip (ST2) 100% OP 24-30 V DC, suitable for continuous duty, without 1st Shunt trip | 112180 | 1 | Z\ | 1
3WA1116-3AB03-0AA0 |  | Fixed-mounted circuit breaker IEC 60947-2, frame size 1, 3-poles, In=1600A up to 690V AC 50/60Hz, breaking capacity S Icu=66/50kA at 500/690V, Trip unit ETU300 LSI optimized for standard applica- tions, without display Protection LT, ST, INST, N-protection required an external N-sensor, incl. trip alarm switch (1xCO), front connection double hole, without Com & metering function Manual operating mechanism with mechanical closing, without Spring charging motor, Ready-to-close signal. switch, Auxiliary switches 2NO+2NC, without Closing coil (CC), manual operating mechanism with mechanical closing, without Remote trip alarm reset coil (RR), without 2nd shunt trip, without 1st Shunt trip | 99600 | 1 | Z\ | 1
3WA1116-3AB11-0AA0 |  | Fixed-mounted circuit breaker IEC 60947-2, frame size 1, 4-poles, N-pole left, In=1600A up to 690V AC 50/60Hz, breaking capacity S Icu=66/50kA at 500/690V, Trip unit ETU300 LSI optimized for standard applica- tions, without display Protection LT, ST, INST, include N-protection, (internal N-sensor available), incl. trip alarm switch (1xCO), rear connection vertical, without Com & metering function Manual operating mechanism with mechanical closing, without Spring charging motor, Ready-to-close signal. switch, Auxiliary switches 2NO+2NC, without Closing coil (CC), manual operating mechanism with mechanical closing, without Remote trip alarm reset coil (RR), without 2nd shunt trip, without 1st Shunt trip | 125000 | 1 | Z\ | 1
3WA1116-3AB12-0AA0 |  | Fixed-mounted circuit breaker IEC 60947-2, frame size 1, 4-poles, N-pole left, In=1600A up to 690V AC 50/60Hz, breaking capacity S Icu=66/50kA at 500/690V, Trip unit ETU300 LSI optimized for standard applica- tions, without display Protection LT, ST, INST, include N-protection, (internal N-sensor available), incl. trip alarm switch (1xCO), rear connection horizontal, without Com & metering function Manual operating mechanism with mechanical closing, without Spring charging motor, Ready-to-close signal. switch, Auxiliary switches 2NO+2NC, without Closing coil (CC), manual operating mechanism with mechanical closing, without Remote trip alarm reset coil (RR), without 2nd shunt trip, without 1st Shunt trip | 122000 | 1 | Z\ | 1
3WA1116-3AB13-0AA0 |  | Fixed-mounted circuit breaker IEC 60947-2, frame size 1, 4-poles, N-pole left, In=1600A up to 690V AC 50/60Hz, breaking capacity S Icu=66/50kA at 500/690V, Trip unit ETU300 LSI optimized for standard applica- tions, without display Protection LT, ST, INST, include N-protection, (internal N-sensor available), incl. trip alarm switch (1xCO), front connection double hole, without Com & metering function Manual operating mechanism with mechanical closing, without Spring charging motor, Ready-to-close signal. switch, Auxiliary switches 2NO+2NC, without Closing coil (CC), manual operating mechanism with mechanical closing, without Remote trip alarm reset coil (RR), without 2nd shunt trip, without 1st Shunt trip | 133000 | 1 | Z\ | 1
3WA1116-3AB21-0AA0 |  | fixed-mounted circuit breaker, IEC 60947-2, size 1, 4-pole, N pole on right, In=1600 A up to 690 V AC 50/60 Hz, breaking capacity S Icu=66/50 kA at 500/690 V, tripping unit ETU300 LSI optimized for standard applications, without display, basic protection LT, ST, INST, including protection of the N conductor (internal neutral point sensor available) trip alarm switch (1 x CO), connection at rear vertical, without Com & metering function Manual operating mechanism with mechanical closing, without Spring charging motor, Ready-to-close signal. switch, Auxiliary switches 2NO+2NC, without Closing coil (CC), manual operating mechanism with mechanical closing, without Remote trip alarm reset coil (RR), without 2nd shunt trip, without 1st Shunt trip | 125000 | 1 | Z\ | 1
3WA1116-3AB22-0AA0 |  | fixed-mounted circuit breaker, IEC 60947-2, size 1, 4-pole, N pole on right, In=1600 A up to 690 V AC 50/60 Hz, breaking capacity S Icu=66/50 kA at 500/690 V, tripping unit ETU300 LSI optimized for standard applications, without display, basic protection LT, ST, INST, including protection of the N conductor (internal neutral point sensor available) trip alarm switch (1 x CO), connection at rear horizontal without Com & metering function Manual operating mechanism with mechanical closing, without Spring charging motor, Ready-to-close signal. switch, Auxiliary switches 2NO+2NC, without Closing coil (CC), manual operating mechanism with mechanical closing, without Remote trip alarm reset coil (RR), without 2nd shunt trip, without 1st Shunt trip | 122000 | 1 | Z\ | 1
3WA1116-3AB23-0AA0 |  | fixed-mounted circuit breaker, IEC 60947-2, size 1, 4-pole, N pole on right, In=1600 A up to 690 V AC 50/60 Hz, breaking capacity S Icu=66/50 kA at 500/690 V, tripping unit ETU300 LSI optimized for standard applications, without display, basic protection LT, ST, INST, including protection of the N conductor (internal neutral point sensor available) trip alarm switch (1 x CO), front connection double hole, without Com & metering function Manual operating mechanism with mechanical closing, without Spring charging motor, Ready-to-close signal. switch, Auxiliary switches 2NO+2NC, without Closing coil (CC), manual operating mechanism with mechanical closing, without Remote trip alarm reset coil (RR), without 2nd shunt trip, without 1st Shunt trip | 133000 | 1 | Z\ | 1
3WA1116-3AB31-0AA0 |  | Withdrawable circuit breaker with guide frame, IEC 60947-2, frame size 1, 3-poles, In=1600A up to 690V AC 50/60Hz, breaking capacity S Icu=66/50kA at 500/690V, Trip unit ETU300 LSI optimized for standard applica- tions, without display Protection LT, ST, INST, N-protection required an external N-sensor, incl. trip alarm switch (1xCO), rear connection vertical, guide frame with shutter and w/o position signalling switch, without Com & metering function Manual operating mechanism with mechanical closing, without Spring charging motor, Ready-to-close signal. switch, Auxiliary switches 2NO+2NC, without Closing coil (CC), manual operating mechanism with mechanical closing, without Remote trip alarm reset coil (RR), without 2nd shunt trip, without 1st Shunt trip | 127000 | 1 | Z\ | 1
3WA1116-3AB32-0AA0 |  | Withdrawable circuit breaker with guide frame, IEC 60947-2, frame size 1, 3-poles, In=1600A up to 690V AC 50/60Hz, breaking capacity S Icu=66/50kA at 500/690V, Trip unit ETU300 LSI optimized for standard applica- tions, without display Protection LT, ST, INST, N-protection required an external N-sensor, incl. trip alarm switch (1xCO), rear connection horizontal, guide frame with shutter and w/o position signalling switch, without Com & metering function Manual operating mechanism with mechanical closing, without Spring charging motor, Ready-to-close signal. switch, Auxiliary switches 2NO+2NC, without Closing coil (CC), manual operating mechanism with mechanical closing, without Remote trip alarm reset coil (RR), without 2nd shunt trip, without 1st Shunt trip | 124000 | 1 | Z\ | 1
3WA1116-3AB32-0AA0-Z | S07T40 | Withdrawable circuit breaker with guide frame, IEC 60947-2, frame size 1, 3-poles, In=1600A up to 690V AC 50/60Hz, breaking capacity S Icu=66/50kA at 500/690V, Trip unit ETU300 LSI optimized for standard applica- tions, without display Protection LT, ST, INST, N-protection required an external N-sensor, incl. trip alarm switch (1xCO), rear connection horizontal, guide frame with shutter and w/o position signalling switch, without Com & metering function Manual operating mechanism with mechanical closing, without Spring charging motor, Ready-to-close signal. switch, Auxiliary switches 2NO+2NC, without Closing coil (CC), manual operating mechanism with mechanical closing, without Remote trip alarm reset coil (RR), without 2nd shunt trip, without 1st Shunt trip Option S07 = Locking provision against unauthorized closing Secured Open; for padlock device Padlocks are not included. Option T40 = Door sealing frame IP41 | 127900 | 1 | Z\ | 1
3WA1116-3AB32-3DD0-Z | C11F40T40 | Withdrawable circuit breaker with guide frame, IEC 60947-2, frame size 1, 3-poles, In=1600A up to 690V AC 50/60Hz, breaking capacity S Icu=66/50kA at 500/690V, Trip unit ETU300 LSI optimized for standard applica- tions, without display Protection LT, ST, INST, N-protection required an external N-sensor, incl. trip alarm switch (1xCO), rear connection horizontal, guide frame with shutter and w/o position signalling switch, without Com & metering function with manual and motorized operating mechanism (M) 110-127 V AC / 110-125 V DC, Storage status and ready-to- close signaling switches, Auxiliary switches 2NO+2NC, Closing coil (CC) 100% OP 110-127 V AC / 110-125 V DC, applicable for continuous duty, without Remote trip alarm reset coil (RR), Shunt trip (ST2) 100% OP 110-127 V AC / 110-125 V DC, suitable for continuous duty, without 1st Shunt trip Option C11 = Local electric close with sealing cover Option F40 = Sealing cover for ETU Option T40 = Door sealing frame IP41 | 149123 | 1 | Z\ | 1
3WA1116-3AB32-4EA4-Z | R40S07T40 | Withdrawable circuit breaker with guide frame, IEC 60947-2, frame size 1, 3-poles, In=1600A up to 690V AC 50/60Hz, breaking capacity S Icu=66/50kA at 500/690V, Trip unit ETU300 LSI optimized for standard applica- tions, without display Protection LT, ST, INST, N-protection required an external N-sensor, incl. trip alarm switch (1xCO), rear connection horizontal, guide frame with shutter and w/o position signalling switch, without Com & metering function with manual and motorized operating mechanism (M) 208-240 V AC / 220-250 V DC, Storage status and ready-to- close signaling switches, Auxiliary switches 2NO+2NC, Closing coil (CC) 100% OP 208-240 V AC / 220-250 V DC, applicable for continuous duty, without Remote trip alarm reset coil (RR), without 2nd shunt trip, Shunt trip (ST) 100% OP 208-240 V AC / 220-250 V DC, suitable for continuous duty, Option R40 = Mechanical interlock to prevent switching on of the circuit breaker for withdrawable design, if the circuit breaker compartment door is open. Not possible in combination with R50, R81, R85, R86 Option S07 = Locking provision against unauthorized closing Secured Open; for padlock device Padlocks are not included. Option T40 = Door sealing frame IP41 | 151810 | 1 | Z\ | 1
3WA1116-3AB33-0AA0 |  | Withdrawable circuit breaker with guide frame, IEC 60947-2, frame size 1, 3-poles, In=1600A up to 690V AC 50/60Hz, breaking capacity S Icu=66/50kA at 500/690V, Trip unit ETU300 LSI optimized for standard applica- tions, without display Protection LT, ST, INST, N-protection required an external N-sensor, incl. trip alarm switch (1xCO), front connection double hole, guide frame with shutter and w/o position signalling switch, without Com & metering function Manual operating mechanism with mechanical closing, without Spring charging motor, Ready-to-close signal. switch, Auxiliary switches 2NO+2NC, without Closing coil (CC), manual operating mechanism with mechanical closing, without Remote trip alarm reset coil (RR), without 2nd shunt trip, without 1st Shunt trip | 133000 | 1 | Z\ | 1
3WA1116-3AB34-0AA0 |  | Withdrawable circuit breaker with guide frame, IEC 60947-2, frame size 1, 3-poles, In=1600A up to 690V AC 50/60Hz, breaking capacity S Icu=66/50kA at 500/690V, Trip unit ETU300 LSI optimized for standard applica- tions, without display Protection LT, ST, INST, N-protection required an external N-sensor, incl. trip alarm switch (1xCO), rear connection flange, guide frame with shutter and w/o position signalling switch, without Com & metering function Manual operating mechanism with mechanical closing, without Spring charging motor, Ready-to-close signal. switch, Auxiliary switches 2NO+2NC, without Closing coil (CC), manual operating mechanism with mechanical closing, without Remote trip alarm reset coil (RR), without 2nd shunt trip, without 1st Shunt trip | 124000 | 1 | Z\ | 1
3WA1116-3AB41-0AA0 |  | Withdrawable circuit breaker with guide frame, IEC 60947-2, frame size 1, 4-poles, N-pole left, In=1600A up to 690V AC 50/60Hz, breaking capacity S Icu=66/50kA at 500/690V, Trip unit ETU300 LSI optimized for standard applica- tions, without display Protection LT, ST, INST, include N-protection, (internal N-sensor available), incl. trip alarm switch (1xCO), rear connection vertical, guide frame with shutter and w/o position signalling switch, without Com & metering function Manual operating mechanism with mechanical closing, without Spring charging motor, Ready-to-close signal. switch, Auxiliary switches 2NO+2NC, without Closing coil (CC), manual operating mechanism with mechanical closing, without Remote trip alarm reset coil (RR), without 2nd shunt trip, without 1st Shunt trip | 169000 | 1 | Z\ | 1
3WA1116-3AB42-0AA0 |  | Withdrawable circuit breaker with guide frame, IEC 60947-2, frame size 1, 4-poles, N-pole left, In=1600A up to 690V AC 50/60Hz, breaking capacity S Icu=66/50kA at 500/690V, Trip unit ETU300 LSI optimized for standard applica- tions, without display Protection LT, ST, INST, include N-protection, (internal N-sensor available), incl. trip alarm switch (1xCO), rear connection horizontal, guide frame with shutter and w/o position signalling switch, without Com & metering function Manual operating mechanism with mechanical closing, without Spring charging motor, Ready-to-close signal. switch, Auxiliary switches 2NO+2NC, without Closing coil (CC), manual operating mechanism with mechanical closing, without Remote trip alarm reset coil (RR), without 2nd shunt trip, without 1st Shunt trip | 165000 | 1 | Z\ | 1
3WA1116-3AB43-0AA0 |  | Withdrawable circuit breaker with guide frame, IEC 60947-2, frame size 1, 4-poles, N-pole left, In=1600A up to 690V AC 50/60Hz, breaking capacity S Icu=66/50kA at 500/690V, Trip unit ETU300 LSI optimized for standard applica- tions, without display Protection LT, ST, INST, include N-protection, (internal N-sensor available), incl. trip alarm switch (1xCO), front connection double hole, guide frame with shutter and w/o position signalling switch, without Com & metering function Manual operating mechanism with mechanical closing, without Spring charging motor, Ready-to-close signal. switch, Auxiliary switches 2NO+2NC, without Closing coil (CC), manual operating mechanism with mechanical closing, without Remote trip alarm reset coil (RR), without 2nd shunt trip, without 1st Shunt trip | 177000 | 1 | Z\ | 1
3WA1116-3AB44-0AA0 |  | Withdrawable circuit breaker with guide frame, IEC 60947-2, frame size 1, 4-poles, N-pole left, In=1600A up to 690V AC 50/60Hz, breaking capacity S Icu=66/50kA at 500/690V, Trip unit ETU300 LSI optimized for standard applica- tions, without display Protection LT, ST, INST, include N-protection, (internal N-sensor available), incl. trip alarm switch (1xCO), rear connection flange, guide frame with shutter and w/o position signalling switch, without Com & metering function Manual operating mechanism with mechanical closing, without Spring charging motor, Ready-to-close signal. switch, Auxiliary switches 2NO+2NC, without Closing coil (CC), manual operating mechanism with mechanical closing, without Remote trip alarm reset coil (RR), without 2nd shunt trip, without 1st Shunt trip | 165000 | 1 | Z\ | 1
3WA1116-3AB62-3DA3-Z | S07T40 | Withdrawable circuit breaker with guide frame, IEC 60947-2, frame size 1, 3-poles, In=1600A up to 690V AC 50/60Hz, breaking capacity S Icu=66/50kA at 500/690V, Trip unit ETU300 LSI optimized for standard applica- tions, without display Protection LT, ST, INST, N-protection required an external N-sensor, incl. trip alarm switch (1xCO), rear connection horizontal, guide frame with shutter and position signall. switch (3xW), without Com & metering function with manual and motorized operating mechanism (M) 110-127 V AC / 110-125 V DC, Storage status and ready-to- close signaling switches, Auxiliary switches 2NO+2NC, Closing coil (CC) 100% OP 110-127 V AC / 110-125 V DC, applicable for continuous duty, without Remote trip alarm reset coil (RR), without 2nd shunt trip, Shunt trip (ST) 100% OP 110-127 V AC / 110-125 V DC, suitable for continuous duty, Option S07 = Locking provision against unauthorized closing Secured Open; for padlock device Padlocks are not included. Option T40 = Door sealing frame IP41 | 154180 | 1 | Z\ | 1
3WA1116-3AC01-0AA0 |  | Fixed-mounted circuit breaker IEC 60947-2, frame size 1, 3-poles, In=1600A up to 690V AC 50/60Hz, breaking capacity S Icu=66/50kA at 500/690V, Trip unit ETU300 LSIG optimized for standard applica- tions, without display Protection LT, ST, INST, GF, N-protection required an external N-sensor, incl. trip alarm switch (1xCO), rear connection vertical, without Com & metering function Manual operating mechanism with mechanical closing, without Spring charging motor, Ready-to-close signal. switch, Auxiliary switches 2NO+2NC, without Closing coil (CC), manual operating mechanism with mechanical closing, without Remote trip alarm reset coil (RR), without 2nd shunt trip, without 1st Shunt trip | 99900 | 1 | Z\ | 1
3WA1116-3AC02-0AA0 |  | Fixed-mounted circuit breaker IEC 60947-2, frame size 1, 3-poles, In=1600A up to 690V AC 50/60Hz, breaking capacity S Icu=66/50kA at 500/690V, Trip unit ETU300 LSIG optimized for standard applica- tions, without display Protection LT, ST, INST, GF, N-protection required an external N-sensor, incl. trip alarm switch (1xCO), rear connection horizontal, without Com & metering function Manual operating mechanism with mechanical closing, without Spring charging motor, Ready-to-close signal. switch, Auxiliary switches 2NO+2NC, without Closing coil (CC), manual operating mechanism with mechanical closing, without Remote trip alarm reset coil (RR), without 2nd shunt trip, without 1st Shunt trip | 97100 | 1 | Z\ | 1
3WA1116-3AC03-0AA0 |  | Fixed-mounted circuit breaker IEC 60947-2, frame size 1, 3-poles, In=1600A up to 690V AC 50/60Hz, breaking capacity S Icu=66/50kA at 500/690V, Trip unit ETU300 LSIG optimized for standard applica- tions, without display Protection LT, ST, INST, GF, N-protection required an external N-sensor, incl. trip alarm switch (1xCO), front connection double hole, without Com & metering function Manual operating mechanism with mechanical closing, without Spring charging motor, Ready-to-close signal. switch, Auxiliary switches 2NO+2NC, without Closing coil (CC), manual operating mechanism with mechanical closing, without Remote trip alarm reset coil (RR), without 2nd shunt trip, without 1st Shunt trip | 106000 | 1 | Z\ | 1
3WA1116-3AC11-0AA0 |  | Fixed-mounted circuit breaker IEC 60947-2, frame size 1, 4-poles, N-pole left, In=1600A up to 690V AC 50/60Hz, breaking capacity S Icu=66/50kA at 500/690V, Trip unit ETU300 LSIG optimized for standard applica- tions, without display Protection LT, ST, INST, GF, include N-protection, (internal N-sensor available), incl. trip alarm switch (1xCO), rear connection vertical, without Com & metering function Manual operating mechanism with mechanical closing, without Spring charging motor, Ready-to-close signal. switch, Auxiliary switches 2NO+2NC, without Closing coil (CC), manual operating mechanism with mechanical closing, without Remote trip alarm reset coil (RR), without 2nd shunt trip, without 1st Shunt trip | 132000 | 1 | Z\ | 1
3WA1116-3AC12-0AA0 |  | Fixed-mounted circuit breaker IEC 60947-2, frame size 1, 4-poles, N-pole left, In=1600A up to 690V AC 50/60Hz, breaking capacity S Icu=66/50kA at 500/690V, Trip unit ETU300 LSIG optimized for standard applica- tions, without display Protection LT, ST, INST, GF, include N-protection, (internal N-sensor available), incl. trip alarm switch (1xCO), rear connection horizontal, without Com & metering function Manual operating mechanism with mechanical closing, without Spring charging motor, Ready-to-close signal. switch, Auxiliary switches 2NO+2NC, without Closing coil (CC), manual operating mechanism with mechanical closing, without Remote trip alarm reset coil (RR), without 2nd shunt trip, without 1st Shunt trip | 128000 | 1 | Z\ | 1
3WA1116-3AC13-0AA0 |  | Fixed-mounted circuit breaker IEC 60947-2, frame size 1, 4-poles, N-pole left, In=1600A up to 690V AC 50/60Hz, breaking capacity S Icu=66/50kA at 500/690V, Trip unit ETU300 LSIG optimized for standard applica- tions, without display Protection LT, ST, INST, GF, include N-protection, (internal N-sensor available), incl. trip alarm switch (1xCO), front connection double hole, without Com & metering function Manual operating mechanism with mechanical closing, without Spring charging motor, Ready-to-close signal. switch, Auxiliary switches 2NO+2NC, without Closing coil (CC), manual operating mechanism with mechanical closing, without Remote trip alarm reset coil (RR), without 2nd shunt trip, without 1st Shunt trip | 139000 | 1 | Z\ | 1
3WA1116-3AC21-0AA0 |  | fixed-mounted circuit breaker, IEC 60947-2, size 1, 4-pole, N pole on right, In=1600 A up to 690 V AC 50/60 Hz, breaking capacity S Icu=66/50 kA at 500/690 V, tripping unit ETU300 LSI G optimized for standard applications, without display, basic protection LT, ST, INST, GF, including protection of the N conductor (internal neutral point sensor available), trip alarm switch (1 x CO), connection at rear vertical, without Com & metering function Manual operating mechanism with mechanical closing, without Spring charging motor, Ready-to-close signal. switch, Auxiliary switches 2NO+2NC, without Closing coil (CC), manual operating mechanism with mechanical closing, without Remote trip alarm reset coil (RR), without 2nd shunt trip, without 1st Shunt trip | 132000 | 1 | Z\ | 1
3WA1116-3AC22-0AA0 |  | fixed-mounted circuit breaker, IEC 60947-2, size 1, 4-pole, N pole on right, In=1600 A up to 690 V AC 50/60 Hz, breaking capacity S Icu=66/50 kA at 500/690 V, tripping unit ETU300 LSI G optimized for standard applications, without display, basic protection LT, ST, INST, GF, including protection of the N conductor (internal neutral point sensor available), trip alarm switch (1 x CO), connection at rear horizontal without Com & metering function Manual operating mechanism with mechanical closing, without Spring charging motor, Ready-to-close signal. switch, Auxiliary switches 2NO+2NC, without Closing coil (CC), manual operating mechanism with mechanical closing, without Remote trip alarm reset coil (RR), without 2nd shunt trip, without 1st Shunt trip | 128000 | 1 | Z\ | 1
3WA1116-3AC23-0AA0 |  | fixed-mounted circuit breaker, IEC 60947-2, size 1, 4-pole, N pole on right, In=1600 A up to 690 V AC 50/60 Hz, breaking capacity S Icu=66/50 kA at 500/690 V, tripping unit ETU300 LSI G optimized for standard applications, without display, basic protection LT, ST, INST, GF, including protection of the N conductor (internal neutral point sensor available), trip alarm switch (1 x CO), front connection double hole, without Com & metering function Manual operating mechanism with mechanical closing, without Spring charging motor, Ready-to-close signal. switch, Auxiliary switches 2NO+2NC, without Closing coil (CC), manual operating mechanism with mechanical closing, without Remote trip alarm reset coil (RR), without 2nd shunt trip, without 1st Shunt trip | 139000 | 1 | Z\ | 1
3WA1116-3AC31-0AA0 |  | Withdrawable circuit breaker with guide frame, IEC 60947-2, frame size 1, 3-poles, In=1600A up to 690V AC 50/60Hz, breaking capacity S Icu=66/50kA at 500/690V, Trip unit ETU300 LSIG optimized for standard applica- tions, without display Protection LT, ST, INST, GF, N-protection required an external N-sensor, incl. trip alarm switch (1xCO), rear connection vertical, guide frame with shutter and w/o position signalling switch, without Com & metering function Manual operating mechanism with mechanical closing, without Spring charging motor, Ready-to-close signal. switch, Auxiliary switches 2NO+2NC, without Closing coil (CC), manual operating mechanism with mechanical closing, without Remote trip alarm reset coil (RR), without 2nd shunt trip, without 1st Shunt trip | 133000 | 1 | Z\ | 1
3WA1116-3AC32-0AA0 |  | Withdrawable circuit breaker with guide frame, IEC 60947-2, frame size 1, 3-poles, In=1600A up to 690V AC 50/60Hz, breaking capacity S Icu=66/50kA at 500/690V, Trip unit ETU300 LSIG optimized for standard applica- tions, without display Protection LT, ST, INST, GF, N-protection required an external N-sensor, incl. trip alarm switch (1xCO), rear connection horizontal, guide frame with shutter and w/o position signalling switch, without Com & metering function Manual operating mechanism with mechanical closing, without Spring charging motor, Ready-to-close signal. switch, Auxiliary switches 2NO+2NC, without Closing coil (CC), manual operating mechanism with mechanical closing, without Remote trip alarm reset coil (RR), without 2nd shunt trip, without 1st Shunt trip | 130000 | 1 | Z\ | 1
3WA1116-3AC33-0AA0 |  | Withdrawable circuit breaker with guide frame, IEC 60947-2, frame size 1, 3-poles, In=1600A up to 690V AC 50/60Hz, breaking capacity S Icu=66/50kA at 500/690V, Trip unit ETU300 LSIG optimized for standard applica- tions, without display Protection LT, ST, INST, GF, N-protection required an external N-sensor, incl. trip alarm switch (1xCO), front connection double hole, guide frame with shutter and w/o position signalling switch, without Com & metering function Manual operating mechanism with mechanical closing, without Spring charging motor, Ready-to-close signal. switch, Auxiliary switches 2NO+2NC, without Closing coil (CC), manual operating mechanism with mechanical closing, without Remote trip alarm reset coil (RR), without 2nd shunt trip, without 1st Shunt trip | 139000 | 1 | Z\ | 1
3WA1116-3AC34-0AA0 |  | Withdrawable circuit breaker with guide frame, IEC 60947-2, frame size 1, 3-poles, In=1600A up to 690V AC 50/60Hz, breaking capacity S Icu=66/50kA at 500/690V, Trip unit ETU300 LSIG optimized for standard applica- tions, without display Protection LT, ST, INST, GF, N-protection required an external N-sensor, incl. trip alarm switch (1xCO), rear connection flange, guide frame with shutter and w/o position signalling switch, without Com & metering function Manual operating mechanism with mechanical closing, without Spring charging motor, Ready-to-close signal. switch, Auxiliary switches 2NO+2NC, without Closing coil (CC), manual operating mechanism with mechanical closing, without Remote trip alarm reset coil (RR), without 2nd shunt trip, without 1st Shunt trip | 130000 | 1 | Z\ | 1
3WA1116-3AC41-0AA0 |  | Withdrawable circuit breaker with guide frame, IEC 60947-2, frame size 1, 4-poles, N-pole left, In=1600A up to 690V AC 50/60Hz, breaking capacity S Icu=66/50kA at 500/690V, Trip unit ETU300 LSIG optimized for standard applica- tions, without display Protection LT, ST, INST, GF, include N-protection, (internal N-sensor available), incl. trip alarm switch (1xCO), rear connection vertical, guide frame with shutter and w/o position signalling switch, without Com & metering function Manual operating mechanism with mechanical closing, without Spring charging motor, Ready-to-close signal. switch, Auxiliary switches 2NO+2NC, without Closing coil (CC), manual operating mechanism with mechanical closing, without Remote trip alarm reset coil (RR), without 2nd shunt trip, without 1st Shunt trip | 175000 | 1 | Z\ | 1
3WA1116-3AC42-0AA0 |  | Withdrawable circuit breaker with guide frame, IEC 60947-2, frame size 1, 4-poles, N-pole left, In=1600A up to 690V AC 50/60Hz, breaking capacity S Icu=66/50kA at 500/690V, Trip unit ETU300 LSIG optimized for standard applica- tions, without display Protection LT, ST, INST, GF, include N-protection, (internal N-sensor available), incl. trip alarm switch (1xCO), rear connection horizontal, guide frame with shutter and w/o position signalling switch, without Com & metering function Manual operating mechanism with mechanical closing, without Spring charging motor, Ready-to-close signal. switch, Auxiliary switches 2NO+2NC, without Closing coil (CC), manual operating mechanism with mechanical closing, without Remote trip alarm reset coil (RR), without 2nd shunt trip, without 1st Shunt trip | 172000 | 1 | Z\ | 1
3WA1116-3AC43-0AA0 |  | Withdrawable circuit breaker with guide frame, IEC 60947-2, frame size 1, 4-poles, N-pole left, In=1600A up to 690V AC 50/60Hz, breaking capacity S Icu=66/50kA at 500/690V, Trip unit ETU300 LSIG optimized for standard applica- tions, without display Protection LT, ST, INST, GF, include N-protection, (internal N-sensor available), incl. trip alarm switch (1xCO), front connection double hole, guide frame with shutter and w/o position signalling switch, without Com & metering function Manual operating mechanism with mechanical closing, without Spring charging motor, Ready-to-close signal. switch, Auxiliary switches 2NO+2NC, without Closing coil (CC), manual operating mechanism with mechanical closing, without Remote trip alarm reset coil (RR), without 2nd shunt trip, without 1st Shunt trip | 183000 | 1 | Z\ | 1
3WA1116-3AC44-0AA0 |  | Withdrawable circuit breaker with guide frame, IEC 60947-2, frame size 1, 4-poles, N-pole left, In=1600A up to 690V AC 50/60Hz, breaking capacity S Icu=66/50kA at 500/690V, Trip unit ETU300 LSIG optimized for standard applica- tions, without display Protection LT, ST, INST, GF, include N-protection, (internal N-sensor available), incl. trip alarm switch (1xCO), rear connection flange, guide frame with shutter and w/o position signalling switch, without Com & metering function Manual operating mechanism with mechanical closing, without Spring charging motor, Ready-to-close signal. switch, Auxiliary switches 2NO+2NC, without Closing coil (CC), manual operating mechanism with mechanical closing, without Remote trip alarm reset coil (RR), without 2nd shunt trip, without 1st Shunt trip | 172000 | 1 | Z\ | 1
3WA1116-3AE01-0AA0 |  | Fixed-mounted circuit breaker IEC 60947-2, frame size 1, 3-poles, In=1600A up to 690V AC 50/60Hz, breaking capacity S Icu=66/50kA at 500/690V, Trip unit ETU600 LSI upgrade ready , colordisplay, bluetooth and USB interface, Protection LT, ST, INST, N-protection required an external N-sensor, incl. trip alarm switch (1xCO), rear connection vertical, without Com & metering function Manual operating mechanism with mechanical closing, without Spring charging motor, Ready-to-close signal. switch, Auxiliary switches 2NO+2NC, without Closing coil (CC), manual operating mechanism with mechanical closing, without Remote trip alarm reset coil (RR), without 2nd shunt trip, without 1st Shunt trip | 98900 | 1 | Z\ | 1
3WA1116-3AE02-0AA0 |  | Fixed-mounted circuit breaker IEC 60947-2, frame size 1, 3-poles, In=1600A up to 690V AC 50/60Hz, breaking capacity S Icu=66/50kA at 500/690V, Trip unit ETU600 LSI upgrade ready , colordisplay, bluetooth and USB interface, Protection LT, ST, INST, N-protection required an external N-sensor, incl. trip alarm switch (1xCO), rear connection horizontal, without Com & metering function Manual operating mechanism with mechanical closing, without Spring charging motor, Ready-to-close signal. switch, Auxiliary switches 2NO+2NC, without Closing coil (CC), manual operating mechanism with mechanical closing, without Remote trip alarm reset coil (RR), without 2nd shunt trip, without 1st Shunt trip | 96000 | 1 | Z\ | 1
3WA1116-3AE03-0AA0 |  | Fixed-mounted circuit breaker IEC 60947-2, frame size 1, 3-poles, In=1600A up to 690V AC 50/60Hz, breaking capacity S Icu=66/50kA at 500/690V, Trip unit ETU600 LSI upgrade ready , colordisplay, bluetooth and USB interface, Protection LT, ST, INST, N-protection required an external N-sensor, incl. trip alarm switch (1xCO), front connection double hole, without Com & metering function Manual operating mechanism with mechanical closing, without Spring charging motor, Ready-to-close signal. switch, Auxiliary switches 2NO+2NC, without Closing coil (CC), manual operating mechanism with mechanical closing, without Remote trip alarm reset coil (RR), without 2nd shunt trip, without 1st Shunt trip | 105000 | 1 | Z\ | 1
3WA1116-3AE11-0AA0 |  | Fixed-mounted circuit breaker IEC 60947-2, frame size 1, 4-poles, N-pole left, In=1600A up to 690V AC 50/60Hz, breaking capacity S Icu=66/50kA at 500/690V, Trip unit ETU600 LSI upgrade ready , colordisplay, bluetooth and USB interface, Protection LT, ST, INST, include N-protection, (internal N-sensor available), incl. trip alarm switch (1xCO), rear connection vertical, without Com & metering function Manual operating mechanism with mechanical closing, without Spring charging motor, Ready-to-close signal. switch, Auxiliary switches 2NO+2NC, without Closing coil (CC), manual operating mechanism with mechanical closing, without Remote trip alarm reset coil (RR), without 2nd shunt trip, without 1st Shunt trip | 131000 | 1 | Z\ | 1
3WA1116-3AE12-0AA0 |  | Fixed-mounted circuit breaker IEC 60947-2, frame size 1, 4-poles, N-pole left, In=1600A up to 690V AC 50/60Hz, breaking capacity S Icu=66/50kA at 500/690V, Trip unit ETU600 LSI upgrade ready , colordisplay, bluetooth and USB interface, Protection LT, ST, INST, include N-protection, (internal N-sensor available), incl. trip alarm switch (1xCO), rear connection horizontal, without Com & metering function Manual operating mechanism with mechanical closing, without Spring charging motor, Ready-to-close signal. switch, Auxiliary switches 2NO+2NC, without Closing coil (CC), manual operating mechanism with mechanical closing, without Remote trip alarm reset coil (RR), without 2nd shunt trip, without 1st Shunt trip | 127000 | 1 | Z\ | 1
3WA1116-3AE13-0AA0 |  | Fixed-mounted circuit breaker IEC 60947-2, frame size 1, 4-poles, N-pole left, In=1600A up to 690V AC 50/60Hz, breaking capacity S Icu=66/50kA at 500/690V, Trip unit ETU600 LSI upgrade ready , colordisplay, bluetooth and USB interface, Protection LT, ST, INST, include N-protection, (internal N-sensor available), incl. trip alarm switch (1xCO), front connection double hole, without Com & metering function Manual operating mechanism with mechanical closing, without Spring charging motor, Ready-to-close signal. switch, Auxiliary switches 2NO+2NC, without Closing coil (CC), manual operating mechanism with mechanical closing, without Remote trip alarm reset coil (RR), without 2nd shunt trip, without 1st Shunt trip | 138000 | 1 | Z\ | 1
3WA1116-3AE21-0AA0 |  | fixed-mounted circuit breaker, IEC 60947-2, size 1, 4-pole, N pole on right, In=1600 A up to 690 V AC 50/60 Hz, breaking capacity S Icu=66/50 kA at 500/690 V, tripping unit ETU600 LSI upgradeable, color display, Bluetooth, USB interface, basic protection LT, ST, INST, including protection of the N conductor (internal neutral point sensor available), trip alarm switch (1 x CO), connection at rear vertical, without Com & metering function Manual operating mechanism with mechanical closing, without Spring charging motor, Ready-to-close signal. switch, Auxiliary switches 2NO+2NC, without Closing coil (CC), manual operating mechanism with mechanical closing, without Remote trip alarm reset coil (RR), without 2nd shunt trip, without 1st Shunt trip | 131000 | 1 | Z\ | 1
3WA1116-3AE22-0AA0 |  | fixed-mounted circuit breaker, IEC 60947-2, size 1, 4-pole, N pole on right, In=1600 A up to 690 V AC 50/60 Hz, breaking capacity S Icu=66/50 kA at 500/690 V, tripping unit ETU600 LSI upgradeable, color display, Bluetooth, USB interface, basic protection LT, ST, INST, including protection of the N conductor (internal neutral point sensor available), trip alarm switch (1 x CO), connection at rear horizontal without Com & metering function Manual operating mechanism with mechanical closing, without Spring charging motor, Ready-to-close signal. switch, Auxiliary switches 2NO+2NC, without Closing coil (CC), manual operating mechanism with mechanical closing, without Remote trip alarm reset coil (RR), without 2nd shunt trip, without 1st Shunt trip | 127000 | 1 | Z\ | 1
3WA1116-3AE23-0AA0 |  | fixed-mounted circuit breaker, IEC 60947-2, size 1, 4-pole, N pole on right, In=1600 A up to 690 V AC 50/60 Hz, breaking capacity S Icu=66/50 kA at 500/690 V, tripping unit ETU600 LSI upgradeable, color display, Bluetooth, USB interface, basic protection LT, ST, INST, including protection of the N conductor (internal neutral point sensor available), trip alarm switch (1 x CO), front connection double hole, without Com & metering function Manual operating mechanism with mechanical closing, without Spring charging motor, Ready-to-close signal. switch, Auxiliary switches 2NO+2NC, without Closing coil (CC), manual operating mechanism with mechanical closing, without Remote trip alarm reset coil (RR), without 2nd shunt trip, without 1st Shunt trip | 138000 | 1 | Z\ | 1
3WA1116-3AE30-0AA0-Z | D80 | Withdrawable circuit breaker without guide frame, IEC 60947-2, frame size 1, 3-poles, In=1600A up to 690V AC 50/60Hz, breaking capacity S Icu=66/50kA at 500/690V, Trip unit ETU600 LSI upgrade ready , colordisplay, bluetooth and USB interface, Protection LT, ST, INST, N-protection required an external N-sensor, incl. trip alarm switch (1xCO), without Com & metering function Manual operating mechanism with mechanical closing, without Spring charging motor, Ready-to-close signal. switch, Auxiliary switches 2NO+2NC, without Closing coil (CC), manual operating mechanism with mechanical closing, without Remote trip alarm reset coil (RR), without 2nd shunt trip, without 1st Shunt trip Option D80 = Circuit breaker without Bluetooth functionality | 110000 | 1 | Z\ | 1
3WA1116-3AE31-0AA0 |  | Withdrawable circuit breaker with guide frame, IEC 60947-2, frame size 1, 3-poles, In=1600A up to 690V AC 50/60Hz, breaking capacity S Icu=66/50kA at 500/690V, Trip unit ETU600 LSI upgrade ready , colordisplay, bluetooth and USB interface, Protection LT, ST, INST, N-protection required an external N-sensor, incl. trip alarm switch (1xCO), rear connection vertical, guide frame with shutter and w/o position signalling switch, without Com & metering function Manual operating mechanism with mechanical closing, without Spring charging motor, Ready-to-close signal. switch, Auxiliary switches 2NO+2NC, without Closing coil (CC), manual operating mechanism with mechanical closing, without Remote trip alarm reset coil (RR), without 2nd shunt trip, without 1st Shunt trip | 132000 | 1 | Z\ | 1
3WA1116-3AE32-0AA0 |  | Withdrawable circuit breaker with guide frame, IEC 60947-2, frame size 1, 3-poles, In=1600A up to 690V AC 50/60Hz, breaking capacity S Icu=66/50kA at 500/690V, Trip unit ETU600 LSI upgrade ready , colordisplay, bluetooth and USB interface, Protection LT, ST, INST, N-protection required an external N-sensor, incl. trip alarm switch (1xCO), rear connection horizontal, guide frame with shutter and w/o position signalling switch, without Com & metering function Manual operating mechanism with mechanical closing, without Spring charging motor, Ready-to-close signal. switch, Auxiliary switches 2NO+2NC, without Closing coil (CC), manual operating mechanism with mechanical closing, without Remote trip alarm reset coil (RR), without 2nd shunt trip, without 1st Shunt trip | 129000 | 1 | Z\ | 1
3WA1116-3AE32-7DA3-Z | R30T40 | Withdrawable circuit breaker with guide frame, IEC 60947-2, frame size 1, 3-poles, In=1600A up to 690V AC 50/60Hz, breaking capacity S Icu=66/50kA at 500/690V, Trip unit ETU600 LSI upgrade ready , colordisplay, bluetooth and USB interface, Protection LT, ST, INST, N-protection required an external N-sensor, incl. trip alarm switch (1xCO), rear connection horizontal, guide frame with shutter and w/o position signalling switch, without Com & metering function with manual and motorized operating mechanism (M) 110-127 V AC / 110-125 V DC, Storage status and ready-to- close signaling switches, Auxiliary switches 4NO+4NC, Closing coil (CC) 100% OP 110-127 V AC / 110-125 V DC, applicable for continuous duty, without Remote trip alarm reset coil (RR), without 2nd shunt trip, Shunt trip (ST) 100% OP 110-127 V AC / 110-125 V DC, suitable for continuous duty, Option R30 = Mechanical interlock to prevent opening of the circuit breaker compartment door, if ACB is closed; for withdrawable design. Option T40 = Door sealing frame IP41 | 158350 | 1 | Z\ | 1
3WA1116-3AE33-0AA0 |  | Withdrawable circuit breaker with guide frame, IEC 60947-2, frame size 1, 3-poles, In=1600A up to 690V AC 50/60Hz, breaking capacity S Icu=66/50kA at 500/690V, Trip unit ETU600 LSI upgrade ready , colordisplay, bluetooth and USB interface, Protection LT, ST, INST, N-protection required an external N-sensor, incl. trip alarm switch (1xCO), front connection double hole, guide frame with shutter and w/o position signalling switch, without Com & metering function Manual operating mechanism with mechanical closing, without Spring charging motor, Ready-to-close signal. switch, Auxiliary switches 2NO+2NC, without Closing coil (CC), manual operating mechanism with mechanical closing, without Remote trip alarm reset coil (RR), without 2nd shunt trip, without 1st Shunt trip | 138000 | 1 | Z\ | 1
3WA1116-3AE34-0AA0 |  | Withdrawable circuit breaker with guide frame, IEC 60947-2, frame size 1, 3-poles, In=1600A up to 690V AC 50/60Hz, breaking capacity S Icu=66/50kA at 500/690V, Trip unit ETU600 LSI upgrade ready , colordisplay, bluetooth and USB interface, Protection LT, ST, INST, N-protection required an external N-sensor, incl. trip alarm switch (1xCO), rear connection flange, guide frame with shutter and w/o position signalling switch, without Com & metering function Manual operating mechanism with mechanical closing, without Spring charging motor, Ready-to-close signal. switch, Auxiliary switches 2NO+2NC, without Closing coil (CC), manual operating mechanism with mechanical closing, without Remote trip alarm reset coil (RR), without 2nd shunt trip, without 1st Shunt trip | 129000 | 1 | Z\ | 1
3WA1116-3AE41-0AA0 |  | Withdrawable circuit breaker with guide frame, IEC 60947-2, frame size 1, 4-poles, N-pole left, In=1600A up to 690V AC 50/60Hz, breaking capacity S Icu=66/50kA at 500/690V, Trip unit ETU600 LSI upgrade ready , colordisplay, bluetooth and USB interface, Protection LT, ST, INST, include N-protection, (internal N-sensor available), incl. trip alarm switch (1xCO), rear connection vertical, guide frame with shutter and w/o position signalling switch, without Com & metering function Manual operating mechanism with mechanical closing, without Spring charging motor, Ready-to-close signal. switch, Auxiliary switches 2NO+2NC, without Closing coil (CC), manual operating mechanism with mechanical closing, without Remote trip alarm reset coil (RR), without 2nd shunt trip, without 1st Shunt trip | 174000 | 1 | Z\ | 1
3WA1116-3AE42-0AA0 |  | Withdrawable circuit breaker with guide frame, IEC 60947-2, frame size 1, 4-poles, N-pole left, In=1600A up to 690V AC 50/60Hz, breaking capacity S Icu=66/50kA at 500/690V, Trip unit ETU600 LSI upgrade ready , colordisplay, bluetooth and USB interface, Protection LT, ST, INST, include N-protection, (internal N-sensor available), incl. trip alarm switch (1xCO), rear connection horizontal, guide frame with shutter and w/o position signalling switch, without Com & metering function Manual operating mechanism with mechanical closing, without Spring charging motor, Ready-to-close signal. switch, Auxiliary switches 2NO+2NC, without Closing coil (CC), manual operating mechanism with mechanical closing, without Remote trip alarm reset coil (RR), without 2nd shunt trip, without 1st Shunt trip | 170000 | 1 | Z\ | 1
3WA1116-3AE43-0AA0 |  | Withdrawable circuit breaker with guide frame, IEC 60947-2, frame size 1, 4-poles, N-pole left, In=1600A up to 690V AC 50/60Hz, breaking capacity S Icu=66/50kA at 500/690V, Trip unit ETU600 LSI upgrade ready , colordisplay, bluetooth and USB interface, Protection LT, ST, INST, include N-protection, (internal N-sensor available), incl. trip alarm switch (1xCO), front connection double hole, guide frame with shutter and w/o position signalling switch, without Com & metering function Manual operating mechanism with mechanical closing, without Spring charging motor, Ready-to-close signal. switch, Auxiliary switches 2NO+2NC, without Closing coil (CC), manual operating mechanism with mechanical closing, without Remote trip alarm reset coil (RR), without 2nd shunt trip, without 1st Shunt trip | 182000 | 1 | Z\ | 1
3WA1116-3AE44-0AA0 |  | Withdrawable circuit breaker with guide frame, IEC 60947-2, frame size 1, 4-poles, N-pole left, In=1600A up to 690V AC 50/60Hz, breaking capacity S Icu=66/50kA at 500/690V, Trip unit ETU600 LSI upgrade ready , colordisplay, bluetooth and USB interface, Protection LT, ST, INST, include N-protection, (internal N-sensor available), incl. trip alarm switch (1xCO), rear connection flange, guide frame with shutter and w/o position signalling switch, without Com & metering function Manual operating mechanism with mechanical closing, without Spring charging motor, Ready-to-close signal. switch, Auxiliary switches 2NO+2NC, without Closing coil (CC), manual operating mechanism with mechanical closing, without Remote trip alarm reset coil (RR), without 2nd shunt trip, without 1st Shunt trip | 170000 | 1 | Z\ | 1
3WA1116-3AE52-3DA3-Z | F40S07T40 | withdrawable circuit breaker, with guide frame, IEC 60947-2, size 1, 4-pole, N pole on right, In=1600 A up to 690 V AC 50/60 Hz, breaking capacity S Icu=66/50 kA at 500/690 V, tripping unit ETU600 LSI upgradeable, color display, Bluetooth, USB interface, basic protection LT, ST, INST, including protection of the N conductor (internal neutral point sensor available), trip alarm switch (1 x CO), connection at rear horizontal guide frame with shutter, without position signaling switch, without Com & metering function with manual and motorized operating mechanism (M) 110-127 V AC / 110-125 V DC, Storage status and ready-to- close signaling switches, Auxiliary switches 2NO+2NC, Closing coil (CC) 100% OP 110-127 V AC / 110-125 V DC, applicable for continuous duty, without Remote trip alarm reset coil (RR), without 2nd shunt trip, Shunt trip (ST) 100% OP 110-127 V AC / 110-125 V DC, suitable for continuous duty, Option F40 = Sealing cover for ETU Option S07 = Locking provision against unauthorized closing Secured Open; for padlock device Padlocks are not included. Option T40 = Door sealing frame IP41 | 195708 | 1 | Z\ | 1
3WA1116-3AF01-0AA0 |  | Fixed-mounted circuit breaker IEC 60947-2, frame size 1, 3-poles, In=1600A up to 690V AC 50/60Hz, breaking capacity S Icu=66/50kA at 500/690V, Trip unit ETU600 LSIG upgrade ready , colordisplay, bluetooth and USB interface, Protection LT, ST, INST, GFx, N-protection required an external N-sensor, incl. trip alarm switch (1xCO), rear connection vertical, without Com & metering function Manual operating mechanism with mechanical closing, without Spring charging motor, Ready-to-close signal. switch, Auxiliary switches 2NO+2NC, without Closing coil (CC), manual operating mechanism with mechanical closing, without Remote trip alarm reset coil (RR), without 2nd shunt trip, without 1st Shunt trip | 110000 | 1 | Z\ | 1
3WA1116-3AF02-0AA0 |  | Fixed-mounted circuit breaker IEC 60947-2, frame size 1, 3-poles, In=1600A up to 690V AC 50/60Hz, breaking capacity S Icu=66/50kA at 500/690V, Trip unit ETU600 LSIG upgrade ready , colordisplay, bluetooth and USB interface, Protection LT, ST, INST, GFx, N-protection required an external N-sensor, incl. trip alarm switch (1xCO), rear connection horizontal, without Com & metering function Manual operating mechanism with mechanical closing, without Spring charging motor, Ready-to-close signal. switch, Auxiliary switches 2NO+2NC, without Closing coil (CC), manual operating mechanism with mechanical closing, without Remote trip alarm reset coil (RR), without 2nd shunt trip, without 1st Shunt trip | 107000 | 1 | Z\ | 1
3WA1116-3AF03-0AA0 |  | Fixed-mounted circuit breaker IEC 60947-2, frame size 1, 3-poles, In=1600A up to 690V AC 50/60Hz, breaking capacity S Icu=66/50kA at 500/690V, Trip unit ETU600 LSIG upgrade ready , colordisplay, bluetooth and USB interface, Protection LT, ST, INST, GFx, N-protection required an external N-sensor, incl. trip alarm switch (1xCO), front connection double hole, without Com & metering function Manual operating mechanism with mechanical closing, without Spring charging motor, Ready-to-close signal. switch, Auxiliary switches 2NO+2NC, without Closing coil (CC), manual operating mechanism with mechanical closing, without Remote trip alarm reset coil (RR), without 2nd shunt trip, without 1st Shunt trip | 115000 | 1 | Z\ | 1
3WA1116-3AF11-0AA0 |  | Fixed-mounted circuit breaker IEC 60947-2, frame size 1, 4-poles, N-pole left, In=1600A up to 690V AC 50/60Hz, breaking capacity S Icu=66/50kA at 500/690V, Trip unit ETU600 LSIG upgrade ready , colordisplay, bluetooth and USB interface, Protection LT, ST, INST, GFx, include N-protection, (internal N-sensor available), incl. trip alarm switch (1xCO), rear connection vertical, without Com & metering function Manual operating mechanism with mechanical closing, without Spring charging motor, Ready-to-close signal. switch, Auxiliary switches 2NO+2NC, without Closing coil (CC), manual operating mechanism with mechanical closing, without Remote trip alarm reset coil (RR), without 2nd shunt trip, without 1st Shunt trip | 141000 | 1 | Z\ | 1
3WA1116-3AF12-0AA0 |  | Fixed-mounted circuit breaker IEC 60947-2, frame size 1, 4-poles, N-pole left, In=1600A up to 690V AC 50/60Hz, breaking capacity S Icu=66/50kA at 500/690V, Trip unit ETU600 LSIG upgrade ready , colordisplay, bluetooth and USB interface, Protection LT, ST, INST, GFx, include N-protection, (internal N-sensor available), incl. trip alarm switch (1xCO), rear connection horizontal, without Com & metering function Manual operating mechanism with mechanical closing, without Spring charging motor, Ready-to-close signal. switch, Auxiliary switches 2NO+2NC, without Closing coil (CC), manual operating mechanism with mechanical closing, without Remote trip alarm reset coil (RR), without 2nd shunt trip, without 1st Shunt trip | 137000 | 1 | Z\ | 1
3WA1116-3AF13-0AA0 |  | Fixed-mounted circuit breaker IEC 60947-2, frame size 1, 4-poles, N-pole left, In=1600A up to 690V AC 50/60Hz, breaking capacity S Icu=66/50kA at 500/690V, Trip unit ETU600 LSIG upgrade ready , colordisplay, bluetooth and USB interface, Protection LT, ST, INST, GFx, include N-protection, (internal N-sensor available), incl. trip alarm switch (1xCO), front connection double hole, without Com & metering function Manual operating mechanism with mechanical closing, without Spring charging motor, Ready-to-close signal. switch, Auxiliary switches 2NO+2NC, without Closing coil (CC), manual operating mechanism with mechanical closing, without Remote trip alarm reset coil (RR), without 2nd shunt trip, without 1st Shunt trip | 149000 | 1 | Z\ | 1
3WA1116-3AF21-0AA0 |  | fixed-mounted circuit breaker, IEC 60947-2, size 1, 4-pole, N pole on right, In=1600 A up to 690 V AC 50/60 Hz, breaking capacity S Icu=66/50 kA at 500/690 V, tripping unit ETU600 LSIG upgradeable, color display, Bluetooth, USB interface, basic protection LT, ST, INST, GFx, including protection of the N conductor (internal neutral point sensor available), trip alarm switch (1 x CO), connection at rear vertical, without Com & metering function Manual operating mechanism with mechanical closing, without Spring charging motor, Ready-to-close signal. switch, Auxiliary switches 2NO+2NC, without Closing coil (CC), manual operating mechanism with mechanical closing, without Remote trip alarm reset coil (RR), without 2nd shunt trip, without 1st Shunt trip | 141000 | 1 | Z\ | 1
3WA1116-3AF22-0AA0 |  | fixed-mounted circuit breaker, IEC 60947-2, size 1, 4-pole, N pole on right, In=1600 A up to 690 V AC 50/60 Hz, breaking capacity S Icu=66/50 kA at 500/690 V, tripping unit ETU600 LSIG upgradeable, color display, Bluetooth, USB interface, basic protection LT, ST, INST, GFx, including protection of the N conductor (internal neutral point sensor available), trip alarm switch (1 x CO), connection at rear horizontal without Com & metering function Manual operating mechanism with mechanical closing, without Spring charging motor, Ready-to-close signal. switch, Auxiliary switches 2NO+2NC, without Closing coil (CC), manual operating mechanism with mechanical closing, without Remote trip alarm reset coil (RR), without 2nd shunt trip, without 1st Shunt trip | 137000 | 1 | Z\ | 1
3WA1116-3AF23-0AA0 |  | fixed-mounted circuit breaker, IEC 60947-2, size 1, 4-pole, N pole on right, In=1600 A up to 690 V AC 50/60 Hz, breaking capacity S Icu=66/50 kA at 500/690 V, tripping unit ETU600 LSIG upgradeable, color display, Bluetooth, USB interface, basic protection LT, ST, INST, GFx, including protection of the N conductor (internal neutral point sensor available), trip alarm switch (1 x CO), front connection double hole, without Com & metering function Manual operating mechanism with mechanical closing, without Spring charging motor, Ready-to-close signal. switch, Auxiliary switches 2NO+2NC, without Closing coil (CC), manual operating mechanism with mechanical closing, without Remote trip alarm reset coil (RR), without 2nd shunt trip, without 1st Shunt trip | 149000 | 1 | Z\ | 1
3WA1116-3AF31-0AA0 |  | Withdrawable circuit breaker with guide frame, IEC 60947-2, frame size 1, 3-poles, In=1600A up to 690V AC 50/60Hz, breaking capacity S Icu=66/50kA at 500/690V, Trip unit ETU600 LSIG upgrade ready , colordisplay, bluetooth and USB interface, Protection LT, ST, INST, GFx, N-protection required an external N-sensor, incl. trip alarm switch (1xCO), rear connection vertical, guide frame with shutter and w/o position signalling switch, without Com & metering function Manual operating mechanism with mechanical closing, without Spring charging motor, Ready-to-close signal. switch, Auxiliary switches 2NO+2NC, without Closing coil (CC), manual operating mechanism with mechanical closing, without Remote trip alarm reset coil (RR), without 2nd shunt trip, without 1st Shunt trip | 143000 | 1 | Z\ | 1
3WA1116-3AF32-0AA0 |  | Withdrawable circuit breaker with guide frame, IEC 60947-2, frame size 1, 3-poles, In=1600A up to 690V AC 50/60Hz, breaking capacity S Icu=66/50kA at 500/690V, Trip unit ETU600 LSIG upgrade ready , colordisplay, bluetooth and USB interface, Protection LT, ST, INST, GFx, N-protection required an external N-sensor, incl. trip alarm switch (1xCO), rear connection horizontal, guide frame with shutter and w/o position signalling switch, without Com & metering function Manual operating mechanism with mechanical closing, without Spring charging motor, Ready-to-close signal. switch, Auxiliary switches 2NO+2NC, without Closing coil (CC), manual operating mechanism with mechanical closing, without Remote trip alarm reset coil (RR), without 2nd shunt trip, without 1st Shunt trip | 140000 | 1 | Z\ | 1
3WA1116-3AF32-4EQ4-Z | K60S07T40 | Withdrawable circuit breaker with guide frame, IEC 60947-2, frame size 1, 3-poles, In=1600A up to 690V AC 50/60Hz, breaking capacity S Icu=66/50kA at 500/690V, Trip unit ETU600 LSIG upgrade ready , colordisplay, bluetooth and USB interface, Protection LT, ST, INST, GFx, N-protection required an external N-sensor, incl. trip alarm switch (1xCO), rear connection horizontal, guide frame with shutter and w/o position signalling switch, without Com & metering function with manual and motorized operating mechanism (M) 208-240 V AC / 220-250 V DC, Storage status and ready-to- close signaling switches, Auxiliary switches 2NO+2NC, Closing coil (CC) 100% OP 208-240 V AC / 220-250 V DC, applicable for continuous duty, without Remote trip alarm reset coil (RR), Undervoltage release (UVR) instantaneous (0,08 s) and short-delay (0,2 s), 208-240 V AC / 220-250 V DC, Shunt trip (ST) 100% OP 208-240 V AC / 220-250 V DC, suitable for continuous duty, Option K60 = Internal current sensors without energy core, required power supply 24 V DC and undervoltage release (UVR), no power supply of the ETU via internal current sensors Option S07 = Locking provision against unauthorized closing Secured Open; for padlock device Padlocks are not included. Option T40 = Door sealing frame IP41 | 172390 | 1 | Z\ | 1
3WA1116-3AF33-0AA0 |  | Withdrawable circuit breaker with guide frame, IEC 60947-2, frame size 1, 3-poles, In=1600A up to 690V AC 50/60Hz, breaking capacity S Icu=66/50kA at 500/690V, Trip unit ETU600 LSIG upgrade ready , colordisplay, bluetooth and USB interface, Protection LT, ST, INST, GFx, N-protection required an external N-sensor, incl. trip alarm switch (1xCO), front connection double hole, guide frame with shutter and w/o position signalling switch, without Com & metering function Manual operating mechanism with mechanical closing, without Spring charging motor, Ready-to-close signal. switch, Auxiliary switches 2NO+2NC, without Closing coil (CC), manual operating mechanism with mechanical closing, without Remote trip alarm reset coil (RR), without 2nd shunt trip, without 1st Shunt trip | 148000 | 1 | Z\ | 1
3WA1116-3AF34-0AA0 |  | Withdrawable circuit breaker with guide frame, IEC 60947-2, frame size 1, 3-poles, In=1600A up to 690V AC 50/60Hz, breaking capacity S Icu=66/50kA at 500/690V, Trip unit ETU600 LSIG upgrade ready , colordisplay, bluetooth and USB interface, Protection LT, ST, INST, GFx, N-protection required an external N-sensor, incl. trip alarm switch (1xCO), rear connection flange, guide frame with shutter and w/o position signalling switch, without Com & metering function Manual operating mechanism with mechanical closing, without Spring charging motor, Ready-to-close signal. switch, Auxiliary switches 2NO+2NC, without Closing coil (CC), manual operating mechanism with mechanical closing, without Remote trip alarm reset coil (RR), without 2nd shunt trip, without 1st Shunt trip | 140000 | 1 | Z\ | 1
3WA1116-3AF41-0AA0 |  | Withdrawable circuit breaker with guide frame, IEC 60947-2, frame size 1, 4-poles, N-pole left, In=1600A up to 690V AC 50/60Hz, breaking capacity S Icu=66/50kA at 500/690V, Trip unit ETU600 LSIG upgrade ready , colordisplay, bluetooth and USB interface, Protection LT, ST, INST, GFx, include N-protection, (internal N-sensor available), incl. trip alarm switch (1xCO), rear connection vertical, guide frame with shutter and w/o position signalling switch, without Com & metering function Manual operating mechanism with mechanical closing, without Spring charging motor, Ready-to-close signal. switch, Auxiliary switches 2NO+2NC, without Closing coil (CC), manual operating mechanism with mechanical closing, without Remote trip alarm reset coil (RR), without 2nd shunt trip, without 1st Shunt trip | 185000 | 1 | Z\ | 1
3WA1116-3AF42-0AA0 |  | Withdrawable circuit breaker with guide frame, IEC 60947-2, frame size 1, 4-poles, N-pole left, In=1600A up to 690V AC 50/60Hz, breaking capacity S Icu=66/50kA at 500/690V, Trip unit ETU600 LSIG upgrade ready , colordisplay, bluetooth and USB interface, Protection LT, ST, INST, GFx, include N-protection, (internal N-sensor available), incl. trip alarm switch (1xCO), rear connection horizontal, guide frame with shutter and w/o position signalling switch, without Com & metering function Manual operating mechanism with mechanical closing, without Spring charging motor, Ready-to-close signal. switch, Auxiliary switches 2NO+2NC, without Closing coil (CC), manual operating mechanism with mechanical closing, without Remote trip alarm reset coil (RR), without 2nd shunt trip, without 1st Shunt trip | 181000 | 1 | Z\ | 1
3WA1116-3AF43-0AA0 |  | Withdrawable circuit breaker with guide frame, IEC 60947-2, frame size 1, 4-poles, N-pole left, In=1600A up to 690V AC 50/60Hz, breaking capacity S Icu=66/50kA at 500/690V, Trip unit ETU600 LSIG upgrade ready , colordisplay, bluetooth and USB interface, Protection LT, ST, INST, GFx, include N-protection, (internal N-sensor available), incl. trip alarm switch (1xCO), front connection double hole, guide frame with shutter and w/o position signalling switch, without Com & metering function Manual operating mechanism with mechanical closing, without Spring charging motor, Ready-to-close signal. switch, Auxiliary switches 2NO+2NC, without Closing coil (CC), manual operating mechanism with mechanical closing, without Remote trip alarm reset coil (RR), without 2nd shunt trip, without 1st Shunt trip | 193000 | 1 | Z\ | 1
3WA1116-3AF44-0AA0 |  | Withdrawable circuit breaker with guide frame, IEC 60947-2, frame size 1, 4-poles, N-pole left, In=1600A up to 690V AC 50/60Hz, breaking capacity S Icu=66/50kA at 500/690V, Trip unit ETU600 LSIG upgrade ready , colordisplay, bluetooth and USB interface, Protection LT, ST, INST, GFx, include N-protection, (internal N-sensor available), incl. trip alarm switch (1xCO), rear connection flange, guide frame with shutter and w/o position signalling switch, without Com & metering function Manual operating mechanism with mechanical closing, without Spring charging motor, Ready-to-close signal. switch, Auxiliary switches 2NO+2NC, without Closing coil (CC), manual operating mechanism with mechanical closing, without Remote trip alarm reset coil (RR), without 2nd shunt trip, without 1st Shunt trip | 181000 | 1 | Z\ | 1
3WA1116-3CA01-0AA0 |  | Non-automatic circuit breaker Fixed-mounted version, IEC 60947-2, frame size 1, 3-poles, In=1600A up to 690V AC 50/60Hz, breaking capacity S Icc=66/50kA at 500/690V, without electr. trip unit ETU, rear connection vertical, able to communication, Manual operating mechanism with mechanical closing, without Spring charging motor, Ready-to-close signal. switch, Auxiliary switches 2NO+2NC, without Closing coil (CC), manual operating mechanism with mechanical closing, without Remote trip alarm reset coil (RR), without 2nd shunt trip, without 1st Shunt trip | 89930 | 1 | Z\ | 1
3WA1116-3CA02-0AA0 |  | Non-automatic circuit breaker Fixed-mounted version, IEC 60947-2, frame size 1, 3-poles, In=1600A up to 690V AC 50/60Hz, breaking capacity S Icc=66/50kA at 500/690V, without electr. trip unit ETU, rear connection horizontal, able to communication, Manual operating mechanism with mechanical closing, without Spring charging motor, Ready-to-close signal. switch, Auxiliary switches 2NO+2NC, without Closing coil (CC), manual operating mechanism with mechanical closing, without Remote trip alarm reset coil (RR), without 2nd shunt trip, without 1st Shunt trip | 87030 | 1 | Z\ | 1
3WA1116-3CA03-0AA0 |  | Non-automatic circuit breaker Fixed-mounted version, IEC 60947-2, frame size 1, 3-poles, In=1600A up to 690V AC 50/60Hz, breaking capacity S Icc=66/50kA at 500/690V, without electr. trip unit ETU, front connection double hole, able to communication, Manual operating mechanism with mechanical closing, without Spring charging motor, Ready-to-close signal. switch, Auxiliary switches 2NO+2NC, without Closing coil (CC), manual operating mechanism with mechanical closing, without Remote trip alarm reset coil (RR), without 2nd shunt trip, without 1st Shunt trip | 95630 | 1 | Z\ | 1
3WA1116-3CA11-0AA0 |  | Non-automatic circuit breaker Fixed-mounted version, IEC 60947-2, frame size 1, 4-poles, N-pole left, In=1600A up to 690V AC 50/60Hz, breaking capacity S Icc=66/50kA at 500/690V, without electr. trip unit ETU, rear connection vertical, able to communication, Manual operating mechanism with mechanical closing, without Spring charging motor, Ready-to-close signal. switch, Auxiliary switches 2NO+2NC, without Closing coil (CC), manual operating mechanism with mechanical closing, without Remote trip alarm reset coil (RR), without 2nd shunt trip, without 1st Shunt trip | 117430 | 1 | Z\ | 1
3WA1116-3CA12-0AA0 |  | Non-automatic circuit breaker Fixed-mounted version, IEC 60947-2, frame size 1, 4-poles, N-pole left, In=1600A up to 690V AC 50/60Hz, breaking capacity S Icc=66/50kA at 500/690V, without electr. trip unit ETU, rear connection horizontal, able to communication, Manual operating mechanism with mechanical closing, without Spring charging motor, Ready-to-close signal. switch, Auxiliary switches 2NO+2NC, without Closing coil (CC), manual operating mechanism with mechanical closing, without Remote trip alarm reset coil (RR), without 2nd shunt trip, without 1st Shunt trip | 113430 | 1 | Z\ | 1
3WA1116-3CA13-0AA0 |  | Non-automatic circuit breaker Fixed-mounted version, IEC 60947-2, frame size 1, 4-poles, N-pole left, In=1600A up to 690V AC 50/60Hz, breaking capacity S Icc=66/50kA at 500/690V, without electr. trip unit ETU, front connection double hole, able to communication, Manual operating mechanism with mechanical closing, without Spring charging motor, Ready-to-close signal. switch, Auxiliary switches 2NO+2NC, without Closing coil (CC), manual operating mechanism with mechanical closing, without Remote trip alarm reset coil (RR), without 2nd shunt trip, without 1st Shunt trip | 125430 | 1 | Z\ | 1
3WA1116-3CA21-0AA0 |  | AC non-automatic air circuit breaker 3WA, fixed-mounted version, IEC 60947-2, size 1, 4-pole, N pole on right, In=1600 A up to 690 V AC 50/60 Hz, breaking capacity S, Icc=66/50 kA at 500/690 V, without electronic trip unit ETU, connection at rear vertical, able to communication, Manual operating mechanism with mechanical closing, without Spring charging motor, Ready-to-close signal. switch, Auxiliary switches 2NO+2NC, without Closing coil (CC), manual operating mechanism with mechanical closing, without Remote trip alarm reset coil (RR), without 2nd shunt trip, without 1st Shunt trip | 117430 | 1 | Z\ | 1
3WA1116-3CA22-0AA0 |  | AC non-automatic air circuit breaker 3WA, fixed-mounted version, IEC 60947-2, size 1, 4-pole, N pole on right, In=1600 A up to 690 V AC 50/60 Hz, breaking capacity S, Icc=66/50 kA at 500/690 V, without electronic trip unit ETU, connection at rear horizontal able to communication, Manual operating mechanism with mechanical closing, without Spring charging motor, Ready-to-close signal. switch, Auxiliary switches 2NO+2NC, without Closing coil (CC), manual operating mechanism with mechanical closing, without Remote trip alarm reset coil (RR), without 2nd shunt trip, without 1st Shunt trip | 113430 | 1 | Z\ | 1
3WA1116-3CA23-0AA0 |  | AC non-automatic air circuit breaker 3WA, fixed-mounted version, IEC 60947-2, size 1, 4-pole, N pole on right, In=1600 A up to 690 V AC 50/60 Hz, breaking capacity S, Icc=66/50 kA at 500/690 V, without electronic trip unit ETU, front connection double hole, able to communication, Manual operating mechanism with mechanical closing, without Spring charging motor, Ready-to-close signal. switch, Auxiliary switches 2NO+2NC, without Closing coil (CC), manual operating mechanism with mechanical closing, without Remote trip alarm reset coil (RR), without 2nd shunt trip, without 1st Shunt trip | 125430 | 1 | Z\ | 1
3WA1116-3CA31-0AA0 |  | Non-automatic circuit breaker withdrawable version, with guide frame, IEC 60947-2, frame size 1, 3-poles, In=1600A up to 690V AC 50/60Hz, breaking capacity S Icc=66/50kA at 500/690V, without electr. trip unit ETU, rear connection vertical, guide frame with shutter and w/o position signalling switch, able to communication, Manual operating mechanism with mechanical closing, without Spring charging motor, Ready-to-close signal. switch, Auxiliary switches 2NO+2NC, without Closing coil (CC), manual operating mechanism with mechanical closing, without Remote trip alarm reset coil (RR), without 2nd shunt trip, without 1st Shunt trip | 118430 | 1 | Z\ | 1
3WA1116-3CA32-0AA0 |  | Non-automatic circuit breaker withdrawable version, with guide frame, IEC 60947-2, frame size 1, 3-poles, In=1600A up to 690V AC 50/60Hz, breaking capacity S Icc=66/50kA at 500/690V, without electr. trip unit ETU, rear connection horizontal, guide frame with shutter and w/o position signalling switch, able to communication, Manual operating mechanism with mechanical closing, without Spring charging motor, Ready-to-close signal. switch, Auxiliary switches 2NO+2NC, without Closing coil (CC), manual operating mechanism with mechanical closing, without Remote trip alarm reset coil (RR), without 2nd shunt trip, without 1st Shunt trip | 115430 | 1 | Z\ | 1
3WA1116-3CA33-0AA0 |  | Non-automatic circuit breaker withdrawable version, with guide frame, IEC 60947-2, frame size 1, 3-poles, In=1600A up to 690V AC 50/60Hz, breaking capacity S Icc=66/50kA at 500/690V, without electr. trip unit ETU, front connection double hole, guide frame with shutter and w/o position signalling switch, able to communication, Manual operating mechanism with mechanical closing, without Spring charging motor, Ready-to-close signal. switch, Auxiliary switches 2NO+2NC, without Closing coil (CC), manual operating mechanism with mechanical closing, without Remote trip alarm reset coil (RR), without 2nd shunt trip, without 1st Shunt trip | 124430 | 1 | Z\ | 1
3WA1116-3CA34-0AA0 |  | Non-automatic circuit breaker withdrawable version, with guide frame, IEC 60947-2, frame size 1, 3-poles, In=1600A up to 690V AC 50/60Hz, breaking capacity S Icc=66/50kA at 500/690V, without electr. trip unit ETU, rear connection flange, guide frame with shutter and w/o position signalling switch, able to communication, Manual operating mechanism with mechanical closing, without Spring charging motor, Ready-to-close signal. switch, Auxiliary switches 2NO+2NC, without Closing coil (CC), manual operating mechanism with mechanical closing, without Remote trip alarm reset coil (RR), without 2nd shunt trip, without 1st Shunt trip | 115430 | 1 | Z\ | 1
3WA1116-3CA41-0AA0 |  | Non-automatic circuit breaker withdrawable version, with guide frame, IEC 60947-2, frame size 1, 4-poles, N-pole left, In=1600A up to 690V AC 50/60Hz, breaking capacity S Icc=66/50kA at 500/690V, without electr. trip unit ETU, rear connection vertical, guide frame with shutter and w/o position signalling switch, able to communication, Manual operating mechanism with mechanical closing, without Spring charging motor, Ready-to-close signal. switch, Auxiliary switches 2NO+2NC, without Closing coil (CC), manual operating mechanism with mechanical closing, without Remote trip alarm reset coil (RR), without 2nd shunt trip, without 1st Shunt trip | 154430 | 1 | Z\ | 1
3WA1116-3CA42-0AA0 |  | Non-automatic circuit breaker withdrawable version, with guide frame, IEC 60947-2, frame size 1, 4-poles, N-pole left, In=1600A up to 690V AC 50/60Hz, breaking capacity S Icc=66/50kA at 500/690V, without electr. trip unit ETU, rear connection horizontal, guide frame with shutter and w/o position signalling switch, able to communication, Manual operating mechanism with mechanical closing, without Spring charging motor, Ready-to-close signal. switch, Auxiliary switches 2NO+2NC, without Closing coil (CC), manual operating mechanism with mechanical closing, without Remote trip alarm reset coil (RR), without 2nd shunt trip, without 1st Shunt trip | 151430 | 1 | Z\ | 1
3WA1116-3CA43-0AA0 |  | Non-automatic circuit breaker withdrawable version, with guide frame, IEC 60947-2, frame size 1, 4-poles, N-pole left, In=1600A up to 690V AC 50/60Hz, breaking capacity S Icc=66/50kA at 500/690V, without electr. trip unit ETU, front connection double hole, guide frame with shutter and w/o position signalling switch, able to communication, Manual operating mechanism with mechanical closing, without Spring charging motor, Ready-to-close signal. switch, Auxiliary switches 2NO+2NC, without Closing coil (CC), manual operating mechanism with mechanical closing, without Remote trip alarm reset coil (RR), without 2nd shunt trip, without 1st Shunt trip | 162430 | 1 | Z\ | 1
3WA1116-3CA44-0AA0 |  | Non-automatic circuit breaker withdrawable version, with guide frame, IEC 60947-2, frame size 1, 4-poles, N-pole left, In=1600A up to 690V AC 50/60Hz, breaking capacity S Icc=66/50kA at 500/690V, without electr. trip unit ETU, rear connection flange, guide frame with shutter and w/o position signalling switch, able to communication, Manual operating mechanism with mechanical closing, without Spring charging motor, Ready-to-close signal. switch, Auxiliary switches 2NO+2NC, without Closing coil (CC), manual operating mechanism with mechanical closing, without Remote trip alarm reset coil (RR), without 2nd shunt trip, without 1st Shunt trip | 151430 | 1 | Z\ | 1
3WA1116-3CE30-8EA4-Z | T40 | Withdrawable circuit breaker without guide frame, IEC 60947-2, frame size 1, 3-poles, In=1600A up to 690V AC 50/60Hz, breaking capacity S Icu=66/50kA at 500/690V, Trip unit ETU600 LSI upgrade ready , colordisplay, bluetooth and USB interface, Protection LT, ST, INST, N-protection required an external N-sensor, incl. trip alarm switch (1xCO), able to communication, with manual and motorized operating mechanism (M) 208-240 V AC / 220-250 V DC, Storage status and ready-to- close signaling switches, Auxiliary switches 4NO+4NC, Closing coil (CC) 100% OP 208-240 V AC / 220-250 V DC, applicable for continuous duty, without Remote trip alarm reset coil (RR), without 2nd shunt trip, Shunt trip (ST) 100% OP 208-240 V AC / 220-250 V DC, suitable for continuous duty, Option T40 = Door sealing frame IP41 | 141450 | 1 | Z\ | 1
3WA1116-3CE34-8EA4-Z | B10T40 | Withdrawable circuit breaker with guide frame, IEC 60947-2, frame size 1, 3-poles, In=1600A up to 690V AC 50/60Hz, breaking capacity S Icu=66/50kA at 500/690V, Trip unit ETU600 LSI upgrade ready , colordisplay, bluetooth and USB interface, Protection LT, ST, INST, N-protection required an external N-sensor, incl. trip alarm switch (1xCO), rear connection flange, guide frame with shutter and w/o position signalling switch, able to communication, with manual and motorized operating mechanism (M) 208-240 V AC / 220-250 V DC, Storage status and ready-to- close signaling switches, Auxiliary switches 4NO+4NC, Closing coil (CC) 100% OP 208-240 V AC / 220-250 V DC, applicable for continuous duty, without Remote trip alarm reset coil (RR), without 2nd shunt trip, Shunt trip (ST) 100% OP 208-240 V AC / 220-250 V DC, suitable for continuous duty, Option B10 = Option plug with reduced rated current In= 1000 A, rated current In < In max., Option T40 = Door sealing frame IP41 | 160450 | 1 | Z\ | 1
3WA1116-3CF34-5BA1-Z | F19M71S08T40 | Withdrawable circuit breaker with guide frame, IEC 60947-2, frame size 1, 3-poles, In=1600A up to 690V AC 50/60Hz, breaking capacity S Icu=66/50kA at 500/690V, Trip unit ETU600 LSIG upgrade ready , colordisplay, bluetooth and USB interface, Protection LT, ST, INST, GFx, N-protection required an external N-sensor, incl. trip alarm switch (1xCO), rear connection flange, guide frame with shutter and w/o position signalling switch, able to communication, with manual and motorized operating mechanism (M) 24-30 V DC, Storage status and ready-to- close signaling switches, Auxiliary switches 4NO+4NC, Closing coil (CC) 100% OP 24-30 V DC, applicable for continuous duty, without Remote trip alarm reset coil (RR), without 2nd shunt trip, Shunt trip (ST) 100% OP 24-30 V DC, suitable for continuous duty, Option F19 = COM190 COM module PROFINET IO Modbus TCP 2 switched Ethernet ports circuit breaker internal option M71 = changeover to CC/ST without communication capability Option S08 = Locking provision against unauthorized closing Secured Open; for with Ronis lock Option T40 = Door sealing frame IP41 | 191550 | 1 | Z\ | 1
3WA1116-3CF34-5BA1-Z | F19S08T40 | Withdrawable circuit breaker with guide frame, IEC 60947-2, frame size 1, 3-poles, In=1600A up to 690V AC 50/60Hz, breaking capacity S Icu=66/50kA at 500/690V, Trip unit ETU600 LSIG upgrade ready , colordisplay, bluetooth and USB interface, Protection LT, ST, INST, GFx, N-protection required an external N-sensor, incl. trip alarm switch (1xCO), rear connection flange, guide frame with shutter and w/o position signalling switch, able to communication, with manual and motorized operating mechanism (M) 24-30 V DC, Storage status and ready-to- close signaling switches, Auxiliary switches 4NO+4NC, Closing coil (CC) 100% OP 24-30 V DC, applicable for continuous duty, without Remote trip alarm reset coil (RR), without 2nd shunt trip, Shunt trip (ST) 100% OP 24-30 V DC, suitable for continuous duty, Option F19 = COM190 COM module PROFINET IO Modbus TCP 2 switched Ethernet ports circuit breaker internal Option S08 = Locking provision against unauthorized closing Secured Open; for with Ronis lock Option T40 = Door sealing frame IP41 | 191550 | 1 | Z\ | 1
3WA1116-3CF34-5BL1-Z | F19M71S08T40 | Withdrawable circuit breaker with guide frame, IEC 60947-2, frame size 1, 3-poles, In=1600A up to 690V AC 50/60Hz, breaking capacity S Icu=66/50kA at 500/690V, Trip unit ETU600 LSIG upgrade ready , colordisplay, bluetooth and USB interface, Protection LT, ST, INST, GFx, N-protection required an external N-sensor, incl. trip alarm switch (1xCO), rear connection flange, guide frame with shutter and w/o position signalling switch, able to communication, with manual and motorized operating mechanism (M) 24-30 V DC, Storage status and ready-to- close signaling switches, Auxiliary switches 4NO+4NC, Closing coil (CC) 100% OP 24-30 V DC, applicable for continuous duty, without Remote trip alarm reset coil (RR), Undervoltage release (UVR) instantaneous (0,08 s) and short-delay (0,2 s), 24 V DC, Shunt trip (ST) 100% OP 24-30 V DC, suitable for continuous duty, Option F19 = COM190 COM module PROFINET IO Modbus TCP 2 switched Ethernet ports circuit breaker internal option M71 = changeover to CC/ST without communication capability Option S08 = Locking provision against unauthorized closing Secured Open; for with Ronis lock Option T40 = Door sealing frame IP41 | 195220 | 1 | Z\ | 1
3WA1116-3CF34-5BL1-Z | F19S08T40 | Withdrawable circuit breaker with guide frame, IEC 60947-2, frame size 1, 3-poles, In=1600A up to 690V AC 50/60Hz, breaking capacity S Icu=66/50kA at 500/690V, Trip unit ETU600 LSIG upgrade ready , colordisplay, bluetooth and USB interface, Protection LT, ST, INST, GFx, N-protection required an external N-sensor, incl. trip alarm switch (1xCO), rear connection flange, guide frame with shutter and w/o position signalling switch, able to communication, with manual and motorized operating mechanism (M) 24-30 V DC, Storage status and ready-to- close signaling switches, Auxiliary switches 4NO+4NC, Closing coil (CC) 100% OP 24-30 V DC, applicable for continuous duty, without Remote trip alarm reset coil (RR), Undervoltage release (UVR) instantaneous (0,08 s) and short-delay (0,2 s), 24 V DC, Shunt trip (ST) 100% OP 24-30 V DC, suitable for continuous duty, Option F19 = COM190 COM module PROFINET IO Modbus TCP 2 switched Ethernet ports circuit breaker internal Option S08 = Locking provision against unauthorized closing Secured Open; for with Ronis lock Option T40 = Door sealing frame IP41 | 195220 | 1 | Z\ | 1
3WA1116-3CF64-8BB1-Z | F19F20F23M71M71S08S33T40 | Withdrawable circuit breaker with guide frame, IEC 60947-2, frame size 1, 3-poles, In=1600A up to 690V AC 50/60Hz, breaking capacity S Icu=66/50kA at 500/690V, Trip unit ETU600 LSIG upgrade ready , colordisplay, bluetooth and USB interface, Protection LT, ST, INST, GFx, N-protection required an external N-sensor, incl. trip alarm switch (1xCO), rear connection flange, guide frame with shutter and position signall. switch (3xW), able to communication, with manual and motorized operating mechanism (M) 208-240 V AC / 220-250 V DC, Storage status and ready-to- close signaling switches, Auxiliary switches 4NO+4NC, Closing coil (CC) 100% OP 24-30 V DC, applicable for continuous duty, without Remote trip alarm reset coil (RR), Shunt trip (ST2) 100% OP 24-30 V DC, suitable for continuous duty, Shunt trip (ST) 100% OP 24-30 V DC, suitable for continuous duty, Option F19 = COM190 COM module PROFINET IO Modbus TCP 2 switched Ethernet ports circuit breaker internal Option F20 = ZSI200 module for zone selective Interlocking breaker internal Option F23 = Digital Input/Output module IOM230 (2x IN, 3x OUT), include adapter for secondary disconnect mounting, connection wires and CubicleBus terminating resistor. option M71 = changeover to CC/ST without communication capability option M71 = changeover to CC/ST without communication capability Option S08 = Locking provision against unauthorized closing Secured Open; for with Ronis lock Option S33 = Locking provision for Padlock device for charging handle padlocks are not included Option T40 = Door sealing frame IP41 | 215320 | 1 | Z\ | 1
3WA1116-3CF64-8BB1-Z | F19F20F23M71S08S33T40 | Withdrawable circuit breaker with guide frame, IEC 60947-2, frame size 1, 3-poles, In=1600A up to 690V AC 50/60Hz, breaking capacity S Icu=66/50kA at 500/690V, Trip unit ETU600 LSIG upgrade ready , colordisplay, bluetooth and USB interface, Protection LT, ST, INST, GFx, N-protection required an external N-sensor, incl. trip alarm switch (1xCO), rear connection flange, guide frame with shutter and position signall. switch (3xW), able to communication, with manual and motorized operating mechanism (M) 208-240 V AC / 220-250 V DC, Storage status and ready-to- close signaling switches, Auxiliary switches 4NO+4NC, Closing coil (CC) 100% OP 24-30 V DC, applicable for continuous duty, without Remote trip alarm reset coil (RR), Shunt trip (ST2) 100% OP 24-30 V DC, suitable for continuous duty, Shunt trip (ST) 100% OP 24-30 V DC, suitable for continuous duty, Option F19 = COM190 COM module PROFINET IO Modbus TCP 2 switched Ethernet ports circuit breaker internal Option F20 = ZSI200 module for zone selective Interlocking breaker internal Option F23 = Digital Input/Output module IOM230 (2x IN, 3x OUT), include adapter for secondary disconnect mounting, connection wires and CubicleBus terminating resistor. option M71 = changeover to CC/ST without communication capability Option S08 = Locking provision against unauthorized closing Secured Open; for with Ronis lock Option S33 = Locking provision for Padlock device for charging handle padlocks are not included Option T40 = Door sealing frame IP41 | 215320 | 1 | Z\ | 1
3WA1116-3CF64-8BB1-Z | F19F20F23S08S33T40 | Withdrawable circuit breaker with guide frame, IEC 60947-2, frame size 1, 3-poles, In=1600A up to 690V AC 50/60Hz, breaking capacity S Icu=66/50kA at 500/690V, Trip unit ETU600 LSIG upgrade ready , colordisplay, bluetooth and USB interface, Protection LT, ST, INST, GFx, N-protection required an external N-sensor, incl. trip alarm switch (1xCO), rear connection flange, guide frame with shutter and position signall. switch (3xW), able to communication, with manual and motorized operating mechanism (M) 208-240 V AC / 220-250 V DC, Storage status and ready-to- close signaling switches, Auxiliary switches 4NO+4NC, Closing coil (CC) 100% OP 24-30 V DC, applicable for continuous duty, without Remote trip alarm reset coil (RR), Shunt trip (ST2) 100% OP 24-30 V DC, suitable for continuous duty, Shunt trip (ST) 100% OP 24-30 V DC, suitable for continuous duty, Option F19 = COM190 COM module PROFINET IO Modbus TCP 2 switched Ethernet ports circuit breaker internal Option F20 = ZSI200 module for zone selective Interlocking breaker internal Option F23 = Digital Input/Output module IOM230 (2x IN, 3x OUT), include adapter for secondary disconnect mounting, connection wires and CubicleBus terminating resistor. Option S08 = Locking provision against unauthorized closing Secured Open; for with Ronis lock Option S33 = Locking provision for Padlock device for charging handle padlocks are not included Option T40 = Door sealing frame IP41 | 215320 | 1 | Z\ | 1
3WA1116-3EE01-0AA0 |  | Fixed-mounted circuit breaker IEC 60947-2, frame size 1, 3-poles, In=1600A up to 690V AC 50/60Hz, breaking capacity S Icu=66/50kA at 500/690V, Trip unit ETU600 LSI upgrade ready , colordisplay, bluetooth and USB interface, Protection LT, ST, INST, N-protection required an external N-sensor, incl. trip alarm switch (1xCO), rear connection vertical, with internal voltage tap on lower stab of circuit breaker, with voltage tap module VTM680 and power supply of ETU600, able to communication, integrated metering type PMF-1 Energy Efficiency, Voltage, Active energy Ea Manual operating mechanism with mechanical closing, without Spring charging motor, Ready-to-close signal. switch, Auxiliary switches 2NO+2NC, without Closing coil (CC), manual operating mechanism with mechanical closing, without Remote trip alarm reset coil (RR), without 2nd shunt trip, without 1st Shunt trip | 107770 | 1 | Z\ | 1
3WA1116-3EE02-0AA0 |  | Fixed-mounted circuit breaker IEC 60947-2, frame size 1, 3-poles, In=1600A up to 690V AC 50/60Hz, breaking capacity S Icu=66/50kA at 500/690V, Trip unit ETU600 LSI upgrade ready , colordisplay, bluetooth and USB interface, Protection LT, ST, INST, N-protection required an external N-sensor, incl. trip alarm switch (1xCO), rear connection horizontal, with internal voltage tap on lower stab of circuit breaker, with voltage tap module VTM680 and power supply of ETU600, able to communication, integrated metering type PMF-1 Energy Efficiency, Voltage, Active energy Ea Manual operating mechanism with mechanical closing, without Spring charging motor, Ready-to-close signal. switch, Auxiliary switches 2NO+2NC, without Closing coil (CC), manual operating mechanism with mechanical closing, without Remote trip alarm reset coil (RR), without 2nd shunt trip, without 1st Shunt trip | 104870 | 1 | Z\ | 1
3WA1116-3EE03-0AA0 |  | Fixed-mounted circuit breaker IEC 60947-2, frame size 1, 3-poles, In=1600A up to 690V AC 50/60Hz, breaking capacity S Icu=66/50kA at 500/690V, Trip unit ETU600 LSI upgrade ready , colordisplay, bluetooth and USB interface, Protection LT, ST, INST, N-protection required an external N-sensor, incl. trip alarm switch (1xCO), front connection double hole, with internal voltage tap on lower stab of circuit breaker, with voltage tap module VTM680 and power supply of ETU600, able to communication, integrated metering type PMF-1 Energy Efficiency, Voltage, Active energy Ea Manual operating mechanism with mechanical closing, without Spring charging motor, Ready-to-close signal. switch, Auxiliary switches 2NO+2NC, without Closing coil (CC), manual operating mechanism with mechanical closing, without Remote trip alarm reset coil (RR), without 2nd shunt trip, without 1st Shunt trip | 113870 | 1 | Z\ | 1
3WA1116-3EE11-0AA0 |  | Fixed-mounted circuit breaker IEC 60947-2, frame size 1, 4-poles, N-pole left, In=1600A up to 690V AC 50/60Hz, breaking capacity S Icu=66/50kA at 500/690V, Trip unit ETU600 LSI upgrade ready , colordisplay, bluetooth and USB interface, Protection LT, ST, INST, include N-protection, (internal N-sensor available), incl. trip alarm switch (1xCO), rear connection vertical, with internal voltage tap on lower stab of circuit breaker, with voltage tap module VTM680 and power supply of ETU600, able to communication, integrated metering type PMF-1 Energy Efficiency, Voltage, Active energy Ea Manual operating mechanism with mechanical closing, without Spring charging motor, Ready-to-close signal. switch, Auxiliary switches 2NO+2NC, without Closing coil (CC), manual operating mechanism with mechanical closing, without Remote trip alarm reset coil (RR), without 2nd shunt trip, without 1st Shunt trip | 139870 | 1 | Z\ | 1
3WA1116-3EE12-0AA0 |  | Fixed-mounted circuit breaker IEC 60947-2, frame size 1, 4-poles, N-pole left, In=1600A up to 690V AC 50/60Hz, breaking capacity S Icu=66/50kA at 500/690V, Trip unit ETU600 LSI upgrade ready , colordisplay, bluetooth and USB interface, Protection LT, ST, INST, include N-protection, (internal N-sensor available), incl. trip alarm switch (1xCO), rear connection horizontal, with internal voltage tap on lower stab of circuit breaker, with voltage tap module VTM680 and power supply of ETU600, able to communication, integrated metering type PMF-1 Energy Efficiency, Voltage, Active energy Ea Manual operating mechanism with mechanical closing, without Spring charging motor, Ready-to-close signal. switch, Auxiliary switches 2NO+2NC, without Closing coil (CC), manual operating mechanism with mechanical closing, without Remote trip alarm reset coil (RR), without 2nd shunt trip, without 1st Shunt trip | 135870 | 1 | Z\ | 1
3WA1116-3EE13-0AA0 |  | Fixed-mounted circuit breaker IEC 60947-2, frame size 1, 4-poles, N-pole left, In=1600A up to 690V AC 50/60Hz, breaking capacity S Icu=66/50kA at 500/690V, Trip unit ETU600 LSI upgrade ready , colordisplay, bluetooth and USB interface, Protection LT, ST, INST, include N-protection, (internal N-sensor available), incl. trip alarm switch (1xCO), front connection double hole, with internal voltage tap on lower stab of circuit breaker, with voltage tap module VTM680 and power supply of ETU600, able to communication, integrated metering type PMF-1 Energy Efficiency, Voltage, Active energy Ea Manual operating mechanism with mechanical closing, without Spring charging motor, Ready-to-close signal. switch, Auxiliary switches 2NO+2NC, without Closing coil (CC), manual operating mechanism with mechanical closing, without Remote trip alarm reset coil (RR), without 2nd shunt trip, without 1st Shunt trip | 146870 | 1 | Z\ | 1
3WA1116-3EE21-0AA0 |  | fixed-mounted circuit breaker, IEC 60947-2, size 1, 4-pole, N pole on right, In=1600 A up to 690 V AC 50/60 Hz, breaking capacity S Icu=66/50 kA at 500/690 V, tripping unit ETU600 LSI upgradeable, color display, Bluetooth, USB interface, basic protection LT, ST, INST, including protection of the N conductor (internal neutral point sensor available), trip alarm switch (1 x CO), connection at rear vertical, with internal voltage tap on lower stab of circuit breaker, with voltage tap module VTM680 and power supply of ETU600, able to communication, integrated metering type PMF-1 Energy Efficiency, Voltage, Active energy Ea Manual operating mechanism with mechanical closing, without Spring charging motor, Ready-to-close signal. switch, Auxiliary switches 2NO+2NC, without Closing coil (CC), manual operating mechanism with mechanical closing, without Remote trip alarm reset coil (RR), without 2nd shunt trip, without 1st Shunt trip | 139870 | 1 | Z\ | 1
3WA1116-3EE22-0AA0 |  | fixed-mounted circuit breaker, IEC 60947-2, size 1, 4-pole, N pole on right, In=1600 A up to 690 V AC 50/60 Hz, breaking capacity S Icu=66/50 kA at 500/690 V, tripping unit ETU600 LSI upgradeable, color display, Bluetooth, USB interface, basic protection LT, ST, INST, including protection of the N conductor (internal neutral point sensor available), trip alarm switch (1 x CO), connection at rear horizontal with internal voltage tap on lower stab of circuit breaker, with voltage tap module VTM680 and power supply of ETU600, able to communication, integrated metering type PMF-1 Energy Efficiency, Voltage, Active energy Ea Manual operating mechanism with mechanical closing, without Spring charging motor, Ready-to-close signal. switch, Auxiliary switches 2NO+2NC, without Closing coil (CC), manual operating mechanism with mechanical closing, without Remote trip alarm reset coil (RR), without 2nd shunt trip, without 1st Shunt trip | 135870 | 1 | Z\ | 1
3WA1116-3EE23-0AA0 |  | fixed-mounted circuit breaker, IEC 60947-2, size 1, 4-pole, N pole on right, In=1600 A up to 690 V AC 50/60 Hz, breaking capacity S Icu=66/50 kA at 500/690 V, tripping unit ETU600 LSI upgradeable, color display, Bluetooth, USB interface, basic protection LT, ST, INST, including protection of the N conductor (internal neutral point sensor available), trip alarm switch (1 x CO), front connection double hole, with internal voltage tap on lower stab of circuit breaker, with voltage tap module VTM680 and power supply of ETU600, able to communication, integrated metering type PMF-1 Energy Efficiency, Voltage, Active energy Ea Manual operating mechanism with mechanical closing, without Spring charging motor, Ready-to-close signal. switch, Auxiliary switches 2NO+2NC, without Closing coil (CC), manual operating mechanism with mechanical closing, without Remote trip alarm reset coil (RR), without 2nd shunt trip, without 1st Shunt trip | 146870 | 1 | Z\ | 1
3WA1116-3EE31-0AA0 |  | Withdrawable circuit breaker with guide frame, IEC 60947-2, frame size 1, 3-poles, In=1600A up to 690V AC 50/60Hz, breaking capacity S Icu=66/50kA at 500/690V, Trip unit ETU600 LSI upgrade ready , colordisplay, bluetooth and USB interface, Protection LT, ST, INST, N-protection required an external N-sensor, incl. trip alarm switch (1xCO), rear connection vertical, guide frame with shutter and w/o position signalling switch, with internal voltage tap on lower stab of circuit breaker, with voltage tap module VTM680 and power supply of ETU600, able to communication, integrated metering type PMF-1 Energy Efficiency, Voltage, Active energy Ea Manual operating mechanism with mechanical closing, without Spring charging motor, Ready-to-close signal. switch, Auxiliary switches 2NO+2NC, without Closing coil (CC), manual operating mechanism with mechanical closing, without Remote trip alarm reset coil (RR), without 2nd shunt trip, without 1st Shunt trip | 140870 | 1 | Z\ | 1
3WA1116-3EE32-0AA0 |  | Withdrawable circuit breaker with guide frame, IEC 60947-2, frame size 1, 3-poles, In=1600A up to 690V AC 50/60Hz, breaking capacity S Icu=66/50kA at 500/690V, Trip unit ETU600 LSI upgrade ready , colordisplay, bluetooth and USB interface, Protection LT, ST, INST, N-protection required an external N-sensor, incl. trip alarm switch (1xCO), rear connection horizontal, guide frame with shutter and w/o position signalling switch, with internal voltage tap on lower stab of circuit breaker, with voltage tap module VTM680 and power supply of ETU600, able to communication, integrated metering type PMF-1 Energy Efficiency, Voltage, Active energy Ea Manual operating mechanism with mechanical closing, without Spring charging motor, Ready-to-close signal. switch, Auxiliary switches 2NO+2NC, without Closing coil (CC), manual operating mechanism with mechanical closing, without Remote trip alarm reset coil (RR), without 2nd shunt trip, without 1st Shunt trip | 137870 | 1 | Z\ | 1
3WA1116-3EE33-0AA0 |  | Withdrawable circuit breaker with guide frame, IEC 60947-2, frame size 1, 3-poles, In=1600A up to 690V AC 50/60Hz, breaking capacity S Icu=66/50kA at 500/690V, Trip unit ETU600 LSI upgrade ready , colordisplay, bluetooth and USB interface, Protection LT, ST, INST, N-protection required an external N-sensor, incl. trip alarm switch (1xCO), front connection double hole, guide frame with shutter and w/o position signalling switch, with internal voltage tap on lower stab of circuit breaker, with voltage tap module VTM680 and power supply of ETU600, able to communication, integrated metering type PMF-1 Energy Efficiency, Voltage, Active energy Ea Manual operating mechanism with mechanical closing, without Spring charging motor, Ready-to-close signal. switch, Auxiliary switches 2NO+2NC, without Closing coil (CC), manual operating mechanism with mechanical closing, without Remote trip alarm reset coil (RR), without 2nd shunt trip, without 1st Shunt trip | 146870 | 1 | Z\ | 1
3WA1116-3EE34-0AA0 |  | Withdrawable circuit breaker with guide frame, IEC 60947-2, frame size 1, 3-poles, In=1600A up to 690V AC 50/60Hz, breaking capacity S Icu=66/50kA at 500/690V, Trip unit ETU600 LSI upgrade ready , colordisplay, bluetooth and USB interface, Protection LT, ST, INST, N-protection required an external N-sensor, incl. trip alarm switch (1xCO), rear connection flange, guide frame with shutter and w/o position signalling switch, with internal voltage tap on lower stab of circuit breaker, with voltage tap module VTM680 and power supply of ETU600, able to communication, integrated metering type PMF-1 Energy Efficiency, Voltage, Active energy Ea Manual operating mechanism with mechanical closing, without Spring charging motor, Ready-to-close signal. switch, Auxiliary switches 2NO+2NC, without Closing coil (CC), manual operating mechanism with mechanical closing, without Remote trip alarm reset coil (RR), without 2nd shunt trip, without 1st Shunt trip | 137870 | 1 | Z\ | 1
3WA1116-3EE41-0AA0 |  | Withdrawable circuit breaker with guide frame, IEC 60947-2, frame size 1, 4-poles, N-pole left, In=1600A up to 690V AC 50/60Hz, breaking capacity S Icu=66/50kA at 500/690V, Trip unit ETU600 LSI upgrade ready , colordisplay, bluetooth and USB interface, Protection LT, ST, INST, include N-protection, (internal N-sensor available), incl. trip alarm switch (1xCO), rear connection vertical, guide frame with shutter and w/o position signalling switch, with internal voltage tap on lower stab of circuit breaker, with voltage tap module VTM680 and power supply of ETU600, able to communication, integrated metering type PMF-1 Energy Efficiency, Voltage, Active energy Ea Manual operating mechanism with mechanical closing, without Spring charging motor, Ready-to-close signal. switch, Auxiliary switches 2NO+2NC, without Closing coil (CC), manual operating mechanism with mechanical closing, without Remote trip alarm reset coil (RR), without 2nd shunt trip, without 1st Shunt trip | 182870 | 1 | Z\ | 1
3WA1116-3EE42-0AA0 |  | Withdrawable circuit breaker with guide frame, IEC 60947-2, frame size 1, 4-poles, N-pole left, In=1600A up to 690V AC 50/60Hz, breaking capacity S Icu=66/50kA at 500/690V, Trip unit ETU600 LSI upgrade ready , colordisplay, bluetooth and USB interface, Protection LT, ST, INST, include N-protection, (internal N-sensor available), incl. trip alarm switch (1xCO), rear connection horizontal, guide frame with shutter and w/o position signalling switch, with internal voltage tap on lower stab of circuit breaker, with voltage tap module VTM680 and power supply of ETU600, able to communication, integrated metering type PMF-1 Energy Efficiency, Voltage, Active energy Ea Manual operating mechanism with mechanical closing, without Spring charging motor, Ready-to-close signal. switch, Auxiliary switches 2NO+2NC, without Closing coil (CC), manual operating mechanism with mechanical closing, without Remote trip alarm reset coil (RR), without 2nd shunt trip, without 1st Shunt trip | 178870 | 1 | Z\ | 1
3WA1116-3EE43-0AA0 |  | Withdrawable circuit breaker with guide frame, IEC 60947-2, frame size 1, 4-poles, N-pole left, In=1600A up to 690V AC 50/60Hz, breaking capacity S Icu=66/50kA at 500/690V, Trip unit ETU600 LSI upgrade ready , colordisplay, bluetooth and USB interface, Protection LT, ST, INST, include N-protection, (internal N-sensor available), incl. trip alarm switch (1xCO), front connection double hole, guide frame with shutter and w/o position signalling switch, with internal voltage tap on lower stab of circuit breaker, with voltage tap module VTM680 and power supply of ETU600, able to communication, integrated metering type PMF-1 Energy Efficiency, Voltage, Active energy Ea Manual operating mechanism with mechanical closing, without Spring charging motor, Ready-to-close signal. switch, Auxiliary switches 2NO+2NC, without Closing coil (CC), manual operating mechanism with mechanical closing, without Remote trip alarm reset coil (RR), without 2nd shunt trip, without 1st Shunt trip | 190870 | 1 | Z\ | 1
3WA1116-3EE44-0AA0 |  | Withdrawable circuit breaker with guide frame, IEC 60947-2, frame size 1, 4-poles, N-pole left, In=1600A up to 690V AC 50/60Hz, breaking capacity S Icu=66/50kA at 500/690V, Trip unit ETU600 LSI upgrade ready , colordisplay, bluetooth and USB interface, Protection LT, ST, INST, include N-protection, (internal N-sensor available), incl. trip alarm switch (1xCO), rear connection flange, guide frame with shutter and w/o position signalling switch, with internal voltage tap on lower stab of circuit breaker, with voltage tap module VTM680 and power supply of ETU600, able to communication, integrated metering type PMF-1 Energy Efficiency, Voltage, Active energy Ea Manual operating mechanism with mechanical closing, without Spring charging motor, Ready-to-close signal. switch, Auxiliary switches 2NO+2NC, without Closing coil (CC), manual operating mechanism with mechanical closing, without Remote trip alarm reset coil (RR), without 2nd shunt trip, without 1st Shunt trip | 178870 | 1 | Z\ | 1
3WA1116-3EF01-0AA0 |  | Fixed-mounted circuit breaker IEC 60947-2, frame size 1, 3-poles, In=1600A up to 690V AC 50/60Hz, breaking capacity S Icu=66/50kA at 500/690V, Trip unit ETU600 LSIG upgrade ready , colordisplay, bluetooth and USB interface, Protection LT, ST, INST, GFx, N-protection required an external N-sensor, incl. trip alarm switch (1xCO), rear connection vertical, with internal voltage tap on lower stab of circuit breaker, with voltage tap module VTM680 and power supply of ETU600, able to communication, integrated metering type PMF-1 Energy Efficiency, Voltage, Active energy Ea Manual operating mechanism with mechanical closing, without Spring charging motor, Ready-to-close signal. switch, Auxiliary switches 2NO+2NC, without Closing coil (CC), manual operating mechanism with mechanical closing, without Remote trip alarm reset coil (RR), without 2nd shunt trip, without 1st Shunt trip | 118870 | 1 | Z\ | 1
3WA1116-3EF02-0AA0 |  | Fixed-mounted circuit breaker IEC 60947-2, frame size 1, 3-poles, In=1600A up to 690V AC 50/60Hz, breaking capacity S Icu=66/50kA at 500/690V, Trip unit ETU600 LSIG upgrade ready , colordisplay, bluetooth and USB interface, Protection LT, ST, INST, GFx, N-protection required an external N-sensor, incl. trip alarm switch (1xCO), rear connection horizontal, with internal voltage tap on lower stab of circuit breaker, with voltage tap module VTM680 and power supply of ETU600, able to communication, integrated metering type PMF-1 Energy Efficiency, Voltage, Active energy Ea Manual operating mechanism with mechanical closing, without Spring charging motor, Ready-to-close signal. switch, Auxiliary switches 2NO+2NC, without Closing coil (CC), manual operating mechanism with mechanical closing, without Remote trip alarm reset coil (RR), without 2nd shunt trip, without 1st Shunt trip | 115870 | 1 | Z\ | 1
3WA1116-3EF03-0AA0 |  | Fixed-mounted circuit breaker IEC 60947-2, frame size 1, 3-poles, In=1600A up to 690V AC 50/60Hz, breaking capacity S Icu=66/50kA at 500/690V, Trip unit ETU600 LSIG upgrade ready , colordisplay, bluetooth and USB interface, Protection LT, ST, INST, GFx, N-protection required an external N-sensor, incl. trip alarm switch (1xCO), front connection double hole, with internal voltage tap on lower stab of circuit breaker, with voltage tap module VTM680 and power supply of ETU600, able to communication, integrated metering type PMF-1 Energy Efficiency, Voltage, Active energy Ea Manual operating mechanism with mechanical closing, without Spring charging motor, Ready-to-close signal. switch, Auxiliary switches 2NO+2NC, without Closing coil (CC), manual operating mechanism with mechanical closing, without Remote trip alarm reset coil (RR), without 2nd shunt trip, without 1st Shunt trip | 123870 | 1 | Z\ | 1
3WA1116-3EF11-0AA0 |  | Fixed-mounted circuit breaker IEC 60947-2, frame size 1, 4-poles, N-pole left, In=1600A up to 690V AC 50/60Hz, breaking capacity S Icu=66/50kA at 500/690V, Trip unit ETU600 LSIG upgrade ready , colordisplay, bluetooth and USB interface, Protection LT, ST, INST, GFx, include N-protection, (internal N-sensor available), incl. trip alarm switch (1xCO), rear connection vertical, with internal voltage tap on lower stab of circuit breaker, with voltage tap module VTM680 and power supply of ETU600, able to communication, integrated metering type PMF-1 Energy Efficiency, Voltage, Active energy Ea Manual operating mechanism with mechanical closing, without Spring charging motor, Ready-to-close signal. switch, Auxiliary switches 2NO+2NC, without Closing coil (CC), manual operating mechanism with mechanical closing, without Remote trip alarm reset coil (RR), without 2nd shunt trip, without 1st Shunt trip | 149870 | 1 | Z\ | 1
3WA1116-3EF12-0AA0 |  | Fixed-mounted circuit breaker IEC 60947-2, frame size 1, 4-poles, N-pole left, In=1600A up to 690V AC 50/60Hz, breaking capacity S Icu=66/50kA at 500/690V, Trip unit ETU600 LSIG upgrade ready , colordisplay, bluetooth and USB interface, Protection LT, ST, INST, GFx, include N-protection, (internal N-sensor available), incl. trip alarm switch (1xCO), rear connection horizontal, with internal voltage tap on lower stab of circuit breaker, with voltage tap module VTM680 and power supply of ETU600, able to communication, integrated metering type PMF-1 Energy Efficiency, Voltage, Active energy Ea Manual operating mechanism with mechanical closing, without Spring charging motor, Ready-to-close signal. switch, Auxiliary switches 2NO+2NC, without Closing coil (CC), manual operating mechanism with mechanical closing, without Remote trip alarm reset coil (RR), without 2nd shunt trip, without 1st Shunt trip | 145870 | 1 | Z\ | 1
3WA1116-3EF13-0AA0 |  | Fixed-mounted circuit breaker IEC 60947-2, frame size 1, 4-poles, N-pole left, In=1600A up to 690V AC 50/60Hz, breaking capacity S Icu=66/50kA at 500/690V, Trip unit ETU600 LSIG upgrade ready , colordisplay, bluetooth and USB interface, Protection LT, ST, INST, GFx, include N-protection, (internal N-sensor available), incl. trip alarm switch (1xCO), front connection double hole, with internal voltage tap on lower stab of circuit breaker, with voltage tap module VTM680 and power supply of ETU600, able to communication, integrated metering type PMF-1 Energy Efficiency, Voltage, Active energy Ea Manual operating mechanism with mechanical closing, without Spring charging motor, Ready-to-close signal. switch, Auxiliary switches 2NO+2NC, without Closing coil (CC), manual operating mechanism with mechanical closing, without Remote trip alarm reset coil (RR), without 2nd shunt trip, without 1st Shunt trip | 157870 | 1 | Z\ | 1
3WA1116-3EF21-0AA0 |  | fixed-mounted circuit breaker, IEC 60947-2, size 1, 4-pole, N pole on right, In=1600 A up to 690 V AC 50/60 Hz, breaking capacity S Icu=66/50 kA at 500/690 V, tripping unit ETU600 LSIG upgradeable, color display, Bluetooth, USB interface, basic protection LT, ST, INST, GFx, including protection of the N conductor (internal neutral point sensor available), trip alarm switch (1 x CO), connection at rear vertical, with internal voltage tap on lower stab of circuit breaker, with voltage tap module VTM680 and power supply of ETU600, able to communication, integrated metering type PMF-1 Energy Efficiency, Voltage, Active energy Ea Manual operating mechanism with mechanical closing, without Spring charging motor, Ready-to-close signal. switch, Auxiliary switches 2NO+2NC, without Closing coil (CC), manual operating mechanism with mechanical closing, without Remote trip alarm reset coil (RR), without 2nd shunt trip, without 1st Shunt trip | 149870 | 1 | Z\ | 1
3WA1116-3EF22-0AA0 |  | fixed-mounted circuit breaker, IEC 60947-2, size 1, 4-pole, N pole on right, In=1600 A up to 690 V AC 50/60 Hz, breaking capacity S Icu=66/50 kA at 500/690 V, tripping unit ETU600 LSIG upgradeable, color display, Bluetooth, USB interface, basic protection LT, ST, INST, GFx, including protection of the N conductor (internal neutral point sensor available), trip alarm switch (1 x CO), connection at rear horizontal with internal voltage tap on lower stab of circuit breaker, with voltage tap module VTM680 and power supply of ETU600, able to communication, integrated metering type PMF-1 Energy Efficiency, Voltage, Active energy Ea Manual operating mechanism with mechanical closing, without Spring charging motor, Ready-to-close signal. switch, Auxiliary switches 2NO+2NC, without Closing coil (CC), manual operating mechanism with mechanical closing, without Remote trip alarm reset coil (RR), without 2nd shunt trip, without 1st Shunt trip | 145870 | 1 | Z\ | 1
3WA1116-3EF23-0AA0 |  | fixed-mounted circuit breaker, IEC 60947-2, size 1, 4-pole, N pole on right, In=1600 A up to 690 V AC 50/60 Hz, breaking capacity S Icu=66/50 kA at 500/690 V, tripping unit ETU600 LSIG upgradeable, color display, Bluetooth, USB interface, basic protection LT, ST, INST, GFx, including protection of the N conductor (internal neutral point sensor available), trip alarm switch (1 x CO), front connection double hole, with internal voltage tap on lower stab of circuit breaker, with voltage tap module VTM680 and power supply of ETU600, able to communication, integrated metering type PMF-1 Energy Efficiency, Voltage, Active energy Ea Manual operating mechanism with mechanical closing, without Spring charging motor, Ready-to-close signal. switch, Auxiliary switches 2NO+2NC, without Closing coil (CC), manual operating mechanism with mechanical closing, without Remote trip alarm reset coil (RR), without 2nd shunt trip, without 1st Shunt trip | 157870 | 1 | Z\ | 1
3WA1116-3EF31-0AA0 |  | Withdrawable circuit breaker with guide frame, IEC 60947-2, frame size 1, 3-poles, In=1600A up to 690V AC 50/60Hz, breaking capacity S Icu=66/50kA at 500/690V, Trip unit ETU600 LSIG upgrade ready , colordisplay, bluetooth and USB interface, Protection LT, ST, INST, GFx, N-protection required an external N-sensor, incl. trip alarm switch (1xCO), rear connection vertical, guide frame with shutter and w/o position signalling switch, with internal voltage tap on lower stab of circuit breaker, with voltage tap module VTM680 and power supply of ETU600, able to communication, integrated metering type PMF-1 Energy Efficiency, Voltage, Active energy Ea Manual operating mechanism with mechanical closing, without Spring charging motor, Ready-to-close signal. switch, Auxiliary switches 2NO+2NC, without Closing coil (CC), manual operating mechanism with mechanical closing, without Remote trip alarm reset coil (RR), without 2nd shunt trip, without 1st Shunt trip | 151870 | 1 | Z\ | 1
3WA1116-3EF32-0AA0 |  | Withdrawable circuit breaker with guide frame, IEC 60947-2, frame size 1, 3-poles, In=1600A up to 690V AC 50/60Hz, breaking capacity S Icu=66/50kA at 500/690V, Trip unit ETU600 LSIG upgrade ready , colordisplay, bluetooth and USB interface, Protection LT, ST, INST, GFx, N-protection required an external N-sensor, incl. trip alarm switch (1xCO), rear connection horizontal, guide frame with shutter and w/o position signalling switch, with internal voltage tap on lower stab of circuit breaker, with voltage tap module VTM680 and power supply of ETU600, able to communication, integrated metering type PMF-1 Energy Efficiency, Voltage, Active energy Ea Manual operating mechanism with mechanical closing, without Spring charging motor, Ready-to-close signal. switch, Auxiliary switches 2NO+2NC, without Closing coil (CC), manual operating mechanism with mechanical closing, without Remote trip alarm reset coil (RR), without 2nd shunt trip, without 1st Shunt trip | 148870 | 1 | Z\ | 1
3WA1116-3EF33-0AA0 |  | Withdrawable circuit breaker with guide frame, IEC 60947-2, frame size 1, 3-poles, In=1600A up to 690V AC 50/60Hz, breaking capacity S Icu=66/50kA at 500/690V, Trip unit ETU600 LSIG upgrade ready , colordisplay, bluetooth and USB interface, Protection LT, ST, INST, GFx, N-protection required an external N-sensor, incl. trip alarm switch (1xCO), front connection double hole, guide frame with shutter and w/o position signalling switch, with internal voltage tap on lower stab of circuit breaker, with voltage tap module VTM680 and power supply of ETU600, able to communication, integrated metering type PMF-1 Energy Efficiency, Voltage, Active energy Ea Manual operating mechanism with mechanical closing, without Spring charging motor, Ready-to-close signal. switch, Auxiliary switches 2NO+2NC, without Closing coil (CC), manual operating mechanism with mechanical closing, without Remote trip alarm reset coil (RR), without 2nd shunt trip, without 1st Shunt trip | 156870 | 1 | Z\ | 1
3WA1116-3EF34-0AA0 |  | Withdrawable circuit breaker with guide frame, IEC 60947-2, frame size 1, 3-poles, In=1600A up to 690V AC 50/60Hz, breaking capacity S Icu=66/50kA at 500/690V, Trip unit ETU600 LSIG upgrade ready , colordisplay, bluetooth and USB interface, Protection LT, ST, INST, GFx, N-protection required an external N-sensor, incl. trip alarm switch (1xCO), rear connection flange, guide frame with shutter and w/o position signalling switch, with internal voltage tap on lower stab of circuit breaker, with voltage tap module VTM680 and power supply of ETU600, able to communication, integrated metering type PMF-1 Energy Efficiency, Voltage, Active energy Ea Manual operating mechanism with mechanical closing, without Spring charging motor, Ready-to-close signal. switch, Auxiliary switches 2NO+2NC, without Closing coil (CC), manual operating mechanism with mechanical closing, without Remote trip alarm reset coil (RR), without 2nd shunt trip, without 1st Shunt trip | 148870 | 1 | Z\ | 1
3WA1116-3EF41-0AA0 |  | Withdrawable circuit breaker with guide frame, IEC 60947-2, frame size 1, 4-poles, N-pole left, In=1600A up to 690V AC 50/60Hz, breaking capacity S Icu=66/50kA at 500/690V, Trip unit ETU600 LSIG upgrade ready , colordisplay, bluetooth and USB interface, Protection LT, ST, INST, GFx, include N-protection, (internal N-sensor available), incl. trip alarm switch (1xCO), rear connection vertical, guide frame with shutter and w/o position signalling switch, with internal voltage tap on lower stab of circuit breaker, with voltage tap module VTM680 and power supply of ETU600, able to communication, integrated metering type PMF-1 Energy Efficiency, Voltage, Active energy Ea Manual operating mechanism with mechanical closing, without Spring charging motor, Ready-to-close signal. switch, Auxiliary switches 2NO+2NC, without Closing coil (CC), manual operating mechanism with mechanical closing, without Remote trip alarm reset coil (RR), without 2nd shunt trip, without 1st Shunt trip | 193870 | 1 | Z\ | 1
3WA1116-3EF42-0AA0 |  | Withdrawable circuit breaker with guide frame, IEC 60947-2, frame size 1, 4-poles, N-pole left, In=1600A up to 690V AC 50/60Hz, breaking capacity S Icu=66/50kA at 500/690V, Trip unit ETU600 LSIG upgrade ready , colordisplay, bluetooth and USB interface, Protection LT, ST, INST, GFx, include N-protection, (internal N-sensor available), incl. trip alarm switch (1xCO), rear connection horizontal, guide frame with shutter and w/o position signalling switch, with internal voltage tap on lower stab of circuit breaker, with voltage tap module VTM680 and power supply of ETU600, able to communication, integrated metering type PMF-1 Energy Efficiency, Voltage, Active energy Ea Manual operating mechanism with mechanical closing, without Spring charging motor, Ready-to-close signal. switch, Auxiliary switches 2NO+2NC, without Closing coil (CC), manual operating mechanism with mechanical closing, without Remote trip alarm reset coil (RR), without 2nd shunt trip, without 1st Shunt trip | 189870 | 1 | Z\ | 1
3WA1116-3EF43-0AA0 |  | Withdrawable circuit breaker with guide frame, IEC 60947-2, frame size 1, 4-poles, N-pole left, In=1600A up to 690V AC 50/60Hz, breaking capacity S Icu=66/50kA at 500/690V, Trip unit ETU600 LSIG upgrade ready , colordisplay, bluetooth and USB interface, Protection LT, ST, INST, GFx, include N-protection, (internal N-sensor available), incl. trip alarm switch (1xCO), front connection double hole, guide frame with shutter and w/o position signalling switch, with internal voltage tap on lower stab of circuit breaker, with voltage tap module VTM680 and power supply of ETU600, able to communication, integrated metering type PMF-1 Energy Efficiency, Voltage, Active energy Ea Manual operating mechanism with mechanical closing, without Spring charging motor, Ready-to-close signal. switch, Auxiliary switches 2NO+2NC, without Closing coil (CC), manual operating mechanism with mechanical closing, without Remote trip alarm reset coil (RR), without 2nd shunt trip, without 1st Shunt trip | 201870 | 1 | Z\ | 1
3WA1116-3EF44-0AA0 |  | Withdrawable circuit breaker with guide frame, IEC 60947-2, frame size 1, 4-poles, N-pole left, In=1600A up to 690V AC 50/60Hz, breaking capacity S Icu=66/50kA at 500/690V, Trip unit ETU600 LSIG upgrade ready , colordisplay, bluetooth and USB interface, Protection LT, ST, INST, GFx, include N-protection, (internal N-sensor available), incl. trip alarm switch (1xCO), rear connection flange, guide frame with shutter and w/o position signalling switch, with internal voltage tap on lower stab of circuit breaker, with voltage tap module VTM680 and power supply of ETU600, able to communication, integrated metering type PMF-1 Energy Efficiency, Voltage, Active energy Ea Manual operating mechanism with mechanical closing, without Spring charging motor, Ready-to-close signal. switch, Auxiliary switches 2NO+2NC, without Closing coil (CC), manual operating mechanism with mechanical closing, without Remote trip alarm reset coil (RR), without 2nd shunt trip, without 1st Shunt trip | 189870 | 1 | Z\ | 1
3WA1116-3FE01-0AA0 |  | Fixed-mounted circuit breaker IEC 60947-2, frame size 1, 3-poles, In=1600A up to 690V AC 50/60Hz, breaking capacity S Icu=66/50kA at 500/690V, Trip unit ETU600 LSI upgrade ready , colordisplay, bluetooth and USB interface, Protection LT, ST, INST, N-protection required an external N-sensor, incl. trip alarm switch (1xCO), rear connection vertical, with internal voltage tap on lower stab of circuit breaker, with voltage tap module VTM680 and power supply of ETU600, able to communication, integrated metering type PMF-2 Basic Power Monitoring, Voltage, Energy, Power, Power factor, Frequency, Unbalance, Temperature, Manual operating mechanism with mechanical closing, without Spring charging motor, Ready-to-close signal. switch, Auxiliary switches 2NO+2NC, without Closing coil (CC), manual operating mechanism with mechanical closing, without Remote trip alarm reset coil (RR), without 2nd shunt trip, without 1st Shunt trip | 116600 | 1 | Z\ | 1
3WA1116-3FE02-0AA0 |  | Fixed-mounted circuit breaker IEC 60947-2, frame size 1, 3-poles, In=1600A up to 690V AC 50/60Hz, breaking capacity S Icu=66/50kA at 500/690V, Trip unit ETU600 LSI upgrade ready , colordisplay, bluetooth and USB interface, Protection LT, ST, INST, N-protection required an external N-sensor, incl. trip alarm switch (1xCO), rear connection horizontal, with internal voltage tap on lower stab of circuit breaker, with voltage tap module VTM680 and power supply of ETU600, able to communication, integrated metering type PMF-2 Basic Power Monitoring, Voltage, Energy, Power, Power factor, Frequency, Unbalance, Temperature, Manual operating mechanism with mechanical closing, without Spring charging motor, Ready-to-close signal. switch, Auxiliary switches 2NO+2NC, without Closing coil (CC), manual operating mechanism with mechanical closing, without Remote trip alarm reset coil (RR), without 2nd shunt trip, without 1st Shunt trip | 113700 | 1 | Z\ | 1
3WA1116-3FE03-0AA0 |  | Fixed-mounted circuit breaker IEC 60947-2, frame size 1, 3-poles, In=1600A up to 690V AC 50/60Hz, breaking capacity S Icu=66/50kA at 500/690V, Trip unit ETU600 LSI upgrade ready , colordisplay, bluetooth and USB interface, Protection LT, ST, INST, N-protection required an external N-sensor, incl. trip alarm switch (1xCO), front connection double hole, with internal voltage tap on lower stab of circuit breaker, with voltage tap module VTM680 and power supply of ETU600, able to communication, integrated metering type PMF-2 Basic Power Monitoring, Voltage, Energy, Power, Power factor, Frequency, Unbalance, Temperature, Manual operating mechanism with mechanical closing, without Spring charging motor, Ready-to-close signal. switch, Auxiliary switches 2NO+2NC, without Closing coil (CC), manual operating mechanism with mechanical closing, without Remote trip alarm reset coil (RR), without 2nd shunt trip, without 1st Shunt trip | 122700 | 1 | Z\ | 1
3WA1116-3FE11-0AA0 |  | Fixed-mounted circuit breaker IEC 60947-2, frame size 1, 4-poles, N-pole left, In=1600A up to 690V AC 50/60Hz, breaking capacity S Icu=66/50kA at 500/690V, Trip unit ETU600 LSI upgrade ready , colordisplay, bluetooth and USB interface, Protection LT, ST, INST, include N-protection, (internal N-sensor available), incl. trip alarm switch (1xCO), rear connection vertical, with internal voltage tap on lower stab of circuit breaker, with voltage tap module VTM680 and power supply of ETU600, able to communication, integrated metering type PMF-2 Basic Power Monitoring, Voltage, Energy, Power, Power factor, Frequency, Unbalance, Temperature, Manual operating mechanism with mechanical closing, without Spring charging motor, Ready-to-close signal. switch, Auxiliary switches 2NO+2NC, without Closing coil (CC), manual operating mechanism with mechanical closing, without Remote trip alarm reset coil (RR), without 2nd shunt trip, without 1st Shunt trip | 148700 | 1 | Z\ | 1
3WA1116-3FE12-0AA0 |  | Fixed-mounted circuit breaker IEC 60947-2, frame size 1, 4-poles, N-pole left, In=1600A up to 690V AC 50/60Hz, breaking capacity S Icu=66/50kA at 500/690V, Trip unit ETU600 LSI upgrade ready , colordisplay, bluetooth and USB interface, Protection LT, ST, INST, include N-protection, (internal N-sensor available), incl. trip alarm switch (1xCO), rear connection horizontal, with internal voltage tap on lower stab of circuit breaker, with voltage tap module VTM680 and power supply of ETU600, able to communication, integrated metering type PMF-2 Basic Power Monitoring, Voltage, Energy, Power, Power factor, Frequency, Unbalance, Temperature, Manual operating mechanism with mechanical closing, without Spring charging motor, Ready-to-close signal. switch, Auxiliary switches 2NO+2NC, without Closing coil (CC), manual operating mechanism with mechanical closing, without Remote trip alarm reset coil (RR), without 2nd shunt trip, without 1st Shunt trip | 144700 | 1 | Z\ | 1
3WA1116-3FE13-0AA0 |  | Fixed-mounted circuit breaker IEC 60947-2, frame size 1, 4-poles, N-pole left, In=1600A up to 690V AC 50/60Hz, breaking capacity S Icu=66/50kA at 500/690V, Trip unit ETU600 LSI upgrade ready , colordisplay, bluetooth and USB interface, Protection LT, ST, INST, include N-protection, (internal N-sensor available), incl. trip alarm switch (1xCO), front connection double hole, with internal voltage tap on lower stab of circuit breaker, with voltage tap module VTM680 and power supply of ETU600, able to communication, integrated metering type PMF-2 Basic Power Monitoring, Voltage, Energy, Power, Power factor, Frequency, Unbalance, Temperature, Manual operating mechanism with mechanical closing, without Spring charging motor, Ready-to-close signal. switch, Auxiliary switches 2NO+2NC, without Closing coil (CC), manual operating mechanism with mechanical closing, without Remote trip alarm reset coil (RR), without 2nd shunt trip, without 1st Shunt trip | 155700 | 1 | Z\ | 1
3WA1116-3FE21-0AA0 |  | fixed-mounted circuit breaker, IEC 60947-2, size 1, 4-pole, N pole on right, In=1600 A up to 690 V AC 50/60 Hz, breaking capacity S Icu=66/50 kA at 500/690 V, tripping unit ETU600 LSI upgradeable, color display, Bluetooth, USB interface, basic protection LT, ST, INST, including protection of the N conductor (internal neutral point sensor available), trip alarm switch (1 x CO), connection at rear vertical, with internal voltage tap on lower stab of circuit breaker, with voltage tap module VTM680 and power supply of ETU600, able to communication, integrated metering type PMF-2 Basic Power Monitoring, Voltage, Energy, Power, Power factor, Frequency, Unbalance, Temperature, Manual operating mechanism with mechanical closing, without Spring charging motor, Ready-to-close signal. switch, Auxiliary switches 2NO+2NC, without Closing coil (CC), manual operating mechanism with mechanical closing, without Remote trip alarm reset coil (RR), without 2nd shunt trip, without 1st Shunt trip | 148700 | 1 | Z\ | 1
3WA1116-3FE22-0AA0 |  | fixed-mounted circuit breaker, IEC 60947-2, size 1, 4-pole, N pole on right, In=1600 A up to 690 V AC 50/60 Hz, breaking capacity S Icu=66/50 kA at 500/690 V, tripping unit ETU600 LSI upgradeable, color display, Bluetooth, USB interface, basic protection LT, ST, INST, including protection of the N conductor (internal neutral point sensor available), trip alarm switch (1 x CO), connection at rear horizontal with internal voltage tap on lower stab of circuit breaker, with voltage tap module VTM680 and power supply of ETU600, able to communication, integrated metering type PMF-2 Basic Power Monitoring, Voltage, Energy, Power, Power factor, Frequency, Unbalance, Temperature, Manual operating mechanism with mechanical closing, without Spring charging motor, Ready-to-close signal. switch, Auxiliary switches 2NO+2NC, without Closing coil (CC), manual operating mechanism with mechanical closing, without Remote trip alarm reset coil (RR), without 2nd shunt trip, without 1st Shunt trip | 144700 | 1 | Z\ | 1
3WA1116-3FE23-0AA0 |  | fixed-mounted circuit breaker, IEC 60947-2, size 1, 4-pole, N pole on right, In=1600 A up to 690 V AC 50/60 Hz, breaking capacity S Icu=66/50 kA at 500/690 V, tripping unit ETU600 LSI upgradeable, color display, Bluetooth, USB interface, basic protection LT, ST, INST, including protection of the N conductor (internal neutral point sensor available), trip alarm switch (1 x CO), front connection double hole, with internal voltage tap on lower stab of circuit breaker, with voltage tap module VTM680 and power supply of ETU600, able to communication, integrated metering type PMF-2 Basic Power Monitoring, Voltage, Energy, Power, Power factor, Frequency, Unbalance, Temperature, Manual operating mechanism with mechanical closing, without Spring charging motor, Ready-to-close signal. switch, Auxiliary switches 2NO+2NC, without Closing coil (CC), manual operating mechanism with mechanical closing, without Remote trip alarm reset coil (RR), without 2nd shunt trip, without 1st Shunt trip | 155700 | 1 | Z\ | 1
3WA1116-3FE31-0AA0 |  | Withdrawable circuit breaker with guide frame, IEC 60947-2, frame size 1, 3-poles, In=1600A up to 690V AC 50/60Hz, breaking capacity S Icu=66/50kA at 500/690V, Trip unit ETU600 LSI upgrade ready , colordisplay, bluetooth and USB interface, Protection LT, ST, INST, N-protection required an external N-sensor, incl. trip alarm switch (1xCO), rear connection vertical, guide frame with shutter and w/o position signalling switch, with internal voltage tap on lower stab of circuit breaker, with voltage tap module VTM680 and power supply of ETU600, able to communication, integrated metering type PMF-2 Basic Power Monitoring, Voltage, Energy, Power, Power factor, Frequency, Unbalance, Temperature, Manual operating mechanism with mechanical closing, without Spring charging motor, Ready-to-close signal. switch, Auxiliary switches 2NO+2NC, without Closing coil (CC), manual operating mechanism with mechanical closing, without Remote trip alarm reset coil (RR), without 2nd shunt trip, without 1st Shunt trip | 149700 | 1 | Z\ | 1
3WA1116-3FE32-0AA0 |  | Withdrawable circuit breaker with guide frame, IEC 60947-2, frame size 1, 3-poles, In=1600A up to 690V AC 50/60Hz, breaking capacity S Icu=66/50kA at 500/690V, Trip unit ETU600 LSI upgrade ready , colordisplay, bluetooth and USB interface, Protection LT, ST, INST, N-protection required an external N-sensor, incl. trip alarm switch (1xCO), rear connection horizontal, guide frame with shutter and w/o position signalling switch, with internal voltage tap on lower stab of circuit breaker, with voltage tap module VTM680 and power supply of ETU600, able to communication, integrated metering type PMF-2 Basic Power Monitoring, Voltage, Energy, Power, Power factor, Frequency, Unbalance, Temperature, Manual operating mechanism with mechanical closing, without Spring charging motor, Ready-to-close signal. switch, Auxiliary switches 2NO+2NC, without Closing coil (CC), manual operating mechanism with mechanical closing, without Remote trip alarm reset coil (RR), without 2nd shunt trip, without 1st Shunt trip | 146700 | 1 | Z\ | 1
3WA1116-3FE33-0AA0 |  | Withdrawable circuit breaker with guide frame, IEC 60947-2, frame size 1, 3-poles, In=1600A up to 690V AC 50/60Hz, breaking capacity S Icu=66/50kA at 500/690V, Trip unit ETU600 LSI upgrade ready , colordisplay, bluetooth and USB interface, Protection LT, ST, INST, N-protection required an external N-sensor, incl. trip alarm switch (1xCO), front connection double hole, guide frame with shutter and w/o position signalling switch, with internal voltage tap on lower stab of circuit breaker, with voltage tap module VTM680 and power supply of ETU600, able to communication, integrated metering type PMF-2 Basic Power Monitoring, Voltage, Energy, Power, Power factor, Frequency, Unbalance, Temperature, Manual operating mechanism with mechanical closing, without Spring charging motor, Ready-to-close signal. switch, Auxiliary switches 2NO+2NC, without Closing coil (CC), manual operating mechanism with mechanical closing, without Remote trip alarm reset coil (RR), without 2nd shunt trip, without 1st Shunt trip | 155700 | 1 | Z\ | 1
3WA1116-3FE34-0AA0 |  | Withdrawable circuit breaker with guide frame, IEC 60947-2, frame size 1, 3-poles, In=1600A up to 690V AC 50/60Hz, breaking capacity S Icu=66/50kA at 500/690V, Trip unit ETU600 LSI upgrade ready , colordisplay, bluetooth and USB interface, Protection LT, ST, INST, N-protection required an external N-sensor, incl. trip alarm switch (1xCO), rear connection flange, guide frame with shutter and w/o position signalling switch, with internal voltage tap on lower stab of circuit breaker, with voltage tap module VTM680 and power supply of ETU600, able to communication, integrated metering type PMF-2 Basic Power Monitoring, Voltage, Energy, Power, Power factor, Frequency, Unbalance, Temperature, Manual operating mechanism with mechanical closing, without Spring charging motor, Ready-to-close signal. switch, Auxiliary switches 2NO+2NC, without Closing coil (CC), manual operating mechanism with mechanical closing, without Remote trip alarm reset coil (RR), without 2nd shunt trip, without 1st Shunt trip | 146700 | 1 | Z\ | 1
3WA1116-3FE41-0AA0 |  | Withdrawable circuit breaker with guide frame, IEC 60947-2, frame size 1, 4-poles, N-pole left, In=1600A up to 690V AC 50/60Hz, breaking capacity S Icu=66/50kA at 500/690V, Trip unit ETU600 LSI upgrade ready , colordisplay, bluetooth and USB interface, Protection LT, ST, INST, include N-protection, (internal N-sensor available), incl. trip alarm switch (1xCO), rear connection vertical, guide frame with shutter and w/o position signalling switch, with internal voltage tap on lower stab of circuit breaker, with voltage tap module VTM680 and power supply of ETU600, able to communication, integrated metering type PMF-2 Basic Power Monitoring, Voltage, Energy, Power, Power factor, Frequency, Unbalance, Temperature, Manual operating mechanism with mechanical closing, without Spring charging motor, Ready-to-close signal. switch, Auxiliary switches 2NO+2NC, without Closing coil (CC), manual operating mechanism with mechanical closing, without Remote trip alarm reset coil (RR), without 2nd shunt trip, without 1st Shunt trip | 191700 | 1 | Z\ | 1
3WA1116-3FE42-0AA0 |  | Withdrawable circuit breaker with guide frame, IEC 60947-2, frame size 1, 4-poles, N-pole left, In=1600A up to 690V AC 50/60Hz, breaking capacity S Icu=66/50kA at 500/690V, Trip unit ETU600 LSI upgrade ready , colordisplay, bluetooth and USB interface, Protection LT, ST, INST, include N-protection, (internal N-sensor available), incl. trip alarm switch (1xCO), rear connection horizontal, guide frame with shutter and w/o position signalling switch, with internal voltage tap on lower stab of circuit breaker, with voltage tap module VTM680 and power supply of ETU600, able to communication, integrated metering type PMF-2 Basic Power Monitoring, Voltage, Energy, Power, Power factor, Frequency, Unbalance, Temperature, Manual operating mechanism with mechanical closing, without Spring charging motor, Ready-to-close signal. switch, Auxiliary switches 2NO+2NC, without Closing coil (CC), manual operating mechanism with mechanical closing, without Remote trip alarm reset coil (RR), without 2nd shunt trip, without 1st Shunt trip | 187700 | 1 | Z\ | 1
3WA1116-3FE43-0AA0 |  | Withdrawable circuit breaker with guide frame, IEC 60947-2, frame size 1, 4-poles, N-pole left, In=1600A up to 690V AC 50/60Hz, breaking capacity S Icu=66/50kA at 500/690V, Trip unit ETU600 LSI upgrade ready , colordisplay, bluetooth and USB interface, Protection LT, ST, INST, include N-protection, (internal N-sensor available), incl. trip alarm switch (1xCO), front connection double hole, guide frame with shutter and w/o position signalling switch, with internal voltage tap on lower stab of circuit breaker, with voltage tap module VTM680 and power supply of ETU600, able to communication, integrated metering type PMF-2 Basic Power Monitoring, Voltage, Energy, Power, Power factor, Frequency, Unbalance, Temperature, Manual operating mechanism with mechanical closing, without Spring charging motor, Ready-to-close signal. switch, Auxiliary switches 2NO+2NC, without Closing coil (CC), manual operating mechanism with mechanical closing, without Remote trip alarm reset coil (RR), without 2nd shunt trip, without 1st Shunt trip | 199700 | 1 | Z\ | 1
3WA1116-3FE44-0AA0 |  | Withdrawable circuit breaker with guide frame, IEC 60947-2, frame size 1, 4-poles, N-pole left, In=1600A up to 690V AC 50/60Hz, breaking capacity S Icu=66/50kA at 500/690V, Trip unit ETU600 LSI upgrade ready , colordisplay, bluetooth and USB interface, Protection LT, ST, INST, include N-protection, (internal N-sensor available), incl. trip alarm switch (1xCO), rear connection flange, guide frame with shutter and w/o position signalling switch, with internal voltage tap on lower stab of circuit breaker, with voltage tap module VTM680 and power supply of ETU600, able to communication, integrated metering type PMF-2 Basic Power Monitoring, Voltage, Energy, Power, Power factor, Frequency, Unbalance, Temperature, Manual operating mechanism with mechanical closing, without Spring charging motor, Ready-to-close signal. switch, Auxiliary switches 2NO+2NC, without Closing coil (CC), manual operating mechanism with mechanical closing, without Remote trip alarm reset coil (RR), without 2nd shunt trip, without 1st Shunt trip | 187700 | 1 | Z\ | 1
3WA1116-3FF01-0AA0 |  | Fixed-mounted circuit breaker IEC 60947-2, frame size 1, 3-poles, In=1600A up to 690V AC 50/60Hz, breaking capacity S Icu=66/50kA at 500/690V, Trip unit ETU600 LSIG upgrade ready , colordisplay, bluetooth and USB interface, Protection LT, ST, INST, GFx, N-protection required an external N-sensor, incl. trip alarm switch (1xCO), rear connection vertical, with internal voltage tap on lower stab of circuit breaker, with voltage tap module VTM680 and power supply of ETU600, able to communication, integrated metering type PMF-2 Basic Power Monitoring, Voltage, Energy, Power, Power factor, Frequency, Unbalance, Temperature, Manual operating mechanism with mechanical closing, without Spring charging motor, Ready-to-close signal. switch, Auxiliary switches 2NO+2NC, without Closing coil (CC), manual operating mechanism with mechanical closing, without Remote trip alarm reset coil (RR), without 2nd shunt trip, without 1st Shunt trip | 127700 | 1 | Z\ | 1
3WA1116-3FF02-0AA0 |  | Fixed-mounted circuit breaker IEC 60947-2, frame size 1, 3-poles, In=1600A up to 690V AC 50/60Hz, breaking capacity S Icu=66/50kA at 500/690V, Trip unit ETU600 LSIG upgrade ready , colordisplay, bluetooth and USB interface, Protection LT, ST, INST, GFx, N-protection required an external N-sensor, incl. trip alarm switch (1xCO), rear connection horizontal, with internal voltage tap on lower stab of circuit breaker, with voltage tap module VTM680 and power supply of ETU600, able to communication, integrated metering type PMF-2 Basic Power Monitoring, Voltage, Energy, Power, Power factor, Frequency, Unbalance, Temperature, Manual operating mechanism with mechanical closing, without Spring charging motor, Ready-to-close signal. switch, Auxiliary switches 2NO+2NC, without Closing coil (CC), manual operating mechanism with mechanical closing, without Remote trip alarm reset coil (RR), without 2nd shunt trip, without 1st Shunt trip | 124700 | 1 | Z\ | 1
3WA1116-3FF03-0AA0 |  | Fixed-mounted circuit breaker IEC 60947-2, frame size 1, 3-poles, In=1600A up to 690V AC 50/60Hz, breaking capacity S Icu=66/50kA at 500/690V, Trip unit ETU600 LSIG upgrade ready , colordisplay, bluetooth and USB interface, Protection LT, ST, INST, GFx, N-protection required an external N-sensor, incl. trip alarm switch (1xCO), front connection double hole, with internal voltage tap on lower stab of circuit breaker, with voltage tap module VTM680 and power supply of ETU600, able to communication, integrated metering type PMF-2 Basic Power Monitoring, Voltage, Energy, Power, Power factor, Frequency, Unbalance, Temperature, Manual operating mechanism with mechanical closing, without Spring charging motor, Ready-to-close signal. switch, Auxiliary switches 2NO+2NC, without Closing coil (CC), manual operating mechanism with mechanical closing, without Remote trip alarm reset coil (RR), without 2nd shunt trip, without 1st Shunt trip | 132700 | 1 | Z\ | 1
3WA1116-3FF11-0AA0 |  | Fixed-mounted circuit breaker IEC 60947-2, frame size 1, 4-poles, N-pole left, In=1600A up to 690V AC 50/60Hz, breaking capacity S Icu=66/50kA at 500/690V, Trip unit ETU600 LSIG upgrade ready , colordisplay, bluetooth and USB interface, Protection LT, ST, INST, GFx, include N-protection, (internal N-sensor available), incl. trip alarm switch (1xCO), rear connection vertical, with internal voltage tap on lower stab of circuit breaker, with voltage tap module VTM680 and power supply of ETU600, able to communication, integrated metering type PMF-2 Basic Power Monitoring, Voltage, Energy, Power, Power factor, Frequency, Unbalance, Temperature, Manual operating mechanism with mechanical closing, without Spring charging motor, Ready-to-close signal. switch, Auxiliary switches 2NO+2NC, without Closing coil (CC), manual operating mechanism with mechanical closing, without Remote trip alarm reset coil (RR), without 2nd shunt trip, without 1st Shunt trip | 158700 | 1 | Z\ | 1
3WA1116-3FF12-0AA0 |  | Fixed-mounted circuit breaker IEC 60947-2, frame size 1, 4-poles, N-pole left, In=1600A up to 690V AC 50/60Hz, breaking capacity S Icu=66/50kA at 500/690V, Trip unit ETU600 LSIG upgrade ready , colordisplay, bluetooth and USB interface, Protection LT, ST, INST, GFx, include N-protection, (internal N-sensor available), incl. trip alarm switch (1xCO), rear connection horizontal, with internal voltage tap on lower stab of circuit breaker, with voltage tap module VTM680 and power supply of ETU600, able to communication, integrated metering type PMF-2 Basic Power Monitoring, Voltage, Energy, Power, Power factor, Frequency, Unbalance, Temperature, Manual operating mechanism with mechanical closing, without Spring charging motor, Ready-to-close signal. switch, Auxiliary switches 2NO+2NC, without Closing coil (CC), manual operating mechanism with mechanical closing, without Remote trip alarm reset coil (RR), without 2nd shunt trip, without 1st Shunt trip | 154700 | 1 | Z\ | 1
3WA1116-3FF13-0AA0 |  | Fixed-mounted circuit breaker IEC 60947-2, frame size 1, 4-poles, N-pole left, In=1600A up to 690V AC 50/60Hz, breaking capacity S Icu=66/50kA at 500/690V, Trip unit ETU600 LSIG upgrade ready , colordisplay, bluetooth and USB interface, Protection LT, ST, INST, GFx, include N-protection, (internal N-sensor available), incl. trip alarm switch (1xCO), front connection double hole, with internal voltage tap on lower stab of circuit breaker, with voltage tap module VTM680 and power supply of ETU600, able to communication, integrated metering type PMF-2 Basic Power Monitoring, Voltage, Energy, Power, Power factor, Frequency, Unbalance, Temperature, Manual operating mechanism with mechanical closing, without Spring charging motor, Ready-to-close signal. switch, Auxiliary switches 2NO+2NC, without Closing coil (CC), manual operating mechanism with mechanical closing, without Remote trip alarm reset coil (RR), without 2nd shunt trip, without 1st Shunt trip | 166700 | 1 | Z\ | 1
3WA1116-3FF21-0AA0 |  | fixed-mounted circuit breaker, IEC 60947-2, size 1, 4-pole, N pole on right, In=1600 A up to 690 V AC 50/60 Hz, breaking capacity S Icu=66/50 kA at 500/690 V, tripping unit ETU600 LSIG upgradeable, color display, Bluetooth, USB interface, basic protection LT, ST, INST, GFx, including protection of the N conductor (internal neutral point sensor available), trip alarm switch (1 x CO), connection at rear vertical, with internal voltage tap on lower stab of circuit breaker, with voltage tap module VTM680 and power supply of ETU600, able to communication, integrated metering type PMF-2 Basic Power Monitoring, Voltage, Energy, Power, Power factor, Frequency, Unbalance, Temperature, Manual operating mechanism with mechanical closing, without Spring charging motor, Ready-to-close signal. switch, Auxiliary switches 2NO+2NC, without Closing coil (CC), manual operating mechanism with mechanical closing, without Remote trip alarm reset coil (RR), without 2nd shunt trip, without 1st Shunt trip | 158700 | 1 | Z\ | 1
3WA1116-3FF22-0AA0 |  | fixed-mounted circuit breaker, IEC 60947-2, size 1, 4-pole, N pole on right, In=1600 A up to 690 V AC 50/60 Hz, breaking capacity S Icu=66/50 kA at 500/690 V, tripping unit ETU600 LSIG upgradeable, color display, Bluetooth, USB interface, basic protection LT, ST, INST, GFx, including protection of the N conductor (internal neutral point sensor available), trip alarm switch (1 x CO), connection at rear horizontal with internal voltage tap on lower stab of circuit breaker, with voltage tap module VTM680 and power supply of ETU600, able to communication, integrated metering type PMF-2 Basic Power Monitoring, Voltage, Energy, Power, Power factor, Frequency, Unbalance, Temperature, Manual operating mechanism with mechanical closing, without Spring charging motor, Ready-to-close signal. switch, Auxiliary switches 2NO+2NC, without Closing coil (CC), manual operating mechanism with mechanical closing, without Remote trip alarm reset coil (RR), without 2nd shunt trip, without 1st Shunt trip | 154700 | 1 | Z\ | 1
3WA1116-3FF23-0AA0 |  | fixed-mounted circuit breaker, IEC 60947-2, size 1, 4-pole, N pole on right, In=1600 A up to 690 V AC 50/60 Hz, breaking capacity S Icu=66/50 kA at 500/690 V, tripping unit ETU600 LSIG upgradeable, color display, Bluetooth, USB interface, basic protection LT, ST, INST, GFx, including protection of the N conductor (internal neutral point sensor available), trip alarm switch (1 x CO), front connection double hole, with internal voltage tap on lower stab of circuit breaker, with voltage tap module VTM680 and power supply of ETU600, able to communication, integrated metering type PMF-2 Basic Power Monitoring, Voltage, Energy, Power, Power factor, Frequency, Unbalance, Temperature, Manual operating mechanism with mechanical closing, without Spring charging motor, Ready-to-close signal. switch, Auxiliary switches 2NO+2NC, without Closing coil (CC), manual operating mechanism with mechanical closing, without Remote trip alarm reset coil (RR), without 2nd shunt trip, without 1st Shunt trip | 166700 | 1 | Z\ | 1
3WA1116-3FF31-0AA0 |  | Withdrawable circuit breaker with guide frame, IEC 60947-2, frame size 1, 3-poles, In=1600A up to 690V AC 50/60Hz, breaking capacity S Icu=66/50kA at 500/690V, Trip unit ETU600 LSIG upgrade ready , colordisplay, bluetooth and USB interface, Protection LT, ST, INST, GFx, N-protection required an external N-sensor, incl. trip alarm switch (1xCO), rear connection vertical, guide frame with shutter and w/o position signalling switch, with internal voltage tap on lower stab of circuit breaker, with voltage tap module VTM680 and power supply of ETU600, able to communication, integrated metering type PMF-2 Basic Power Monitoring, Voltage, Energy, Power, Power factor, Frequency, Unbalance, Temperature, Manual operating mechanism with mechanical closing, without Spring charging motor, Ready-to-close signal. switch, Auxiliary switches 2NO+2NC, without Closing coil (CC), manual operating mechanism with mechanical closing, without Remote trip alarm reset coil (RR), without 2nd shunt trip, without 1st Shunt trip | 160700 | 1 | Z\ | 1
3WA1116-3FF32-0AA0 |  | Withdrawable circuit breaker with guide frame, IEC 60947-2, frame size 1, 3-poles, In=1600A up to 690V AC 50/60Hz, breaking capacity S Icu=66/50kA at 500/690V, Trip unit ETU600 LSIG upgrade ready , colordisplay, bluetooth and USB interface, Protection LT, ST, INST, GFx, N-protection required an external N-sensor, incl. trip alarm switch (1xCO), rear connection horizontal, guide frame with shutter and w/o position signalling switch, with internal voltage tap on lower stab of circuit breaker, with voltage tap module VTM680 and power supply of ETU600, able to communication, integrated metering type PMF-2 Basic Power Monitoring, Voltage, Energy, Power, Power factor, Frequency, Unbalance, Temperature, Manual operating mechanism with mechanical closing, without Spring charging motor, Ready-to-close signal. switch, Auxiliary switches 2NO+2NC, without Closing coil (CC), manual operating mechanism with mechanical closing, without Remote trip alarm reset coil (RR), without 2nd shunt trip, without 1st Shunt trip | 157700 | 1 | Z\ | 1
3WA1116-3FF33-0AA0 |  | Withdrawable circuit breaker with guide frame, IEC 60947-2, frame size 1, 3-poles, In=1600A up to 690V AC 50/60Hz, breaking capacity S Icu=66/50kA at 500/690V, Trip unit ETU600 LSIG upgrade ready , colordisplay, bluetooth and USB interface, Protection LT, ST, INST, GFx, N-protection required an external N-sensor, incl. trip alarm switch (1xCO), front connection double hole, guide frame with shutter and w/o position signalling switch, with internal voltage tap on lower stab of circuit breaker, with voltage tap module VTM680 and power supply of ETU600, able to communication, integrated metering type PMF-2 Basic Power Monitoring, Voltage, Energy, Power, Power factor, Frequency, Unbalance, Temperature, Manual operating mechanism with mechanical closing, without Spring charging motor, Ready-to-close signal. switch, Auxiliary switches 2NO+2NC, without Closing coil (CC), manual operating mechanism with mechanical closing, without Remote trip alarm reset coil (RR), without 2nd shunt trip, without 1st Shunt trip | 165700 | 1 | Z\ | 1
3WA1116-3FF34-0AA0 |  | Withdrawable circuit breaker with guide frame, IEC 60947-2, frame size 1, 3-poles, In=1600A up to 690V AC 50/60Hz, breaking capacity S Icu=66/50kA at 500/690V, Trip unit ETU600 LSIG upgrade ready , colordisplay, bluetooth and USB interface, Protection LT, ST, INST, GFx, N-protection required an external N-sensor, incl. trip alarm switch (1xCO), rear connection flange, guide frame with shutter and w/o position signalling switch, with internal voltage tap on lower stab of circuit breaker, with voltage tap module VTM680 and power supply of ETU600, able to communication, integrated metering type PMF-2 Basic Power Monitoring, Voltage, Energy, Power, Power factor, Frequency, Unbalance, Temperature, Manual operating mechanism with mechanical closing, without Spring charging motor, Ready-to-close signal. switch, Auxiliary switches 2NO+2NC, without Closing coil (CC), manual operating mechanism with mechanical closing, without Remote trip alarm reset coil (RR), without 2nd shunt trip, without 1st Shunt trip | 157700 | 1 | Z\ | 1
3WA1116-3FF41-0AA0 |  | Withdrawable circuit breaker with guide frame, IEC 60947-2, frame size 1, 4-poles, N-pole left, In=1600A up to 690V AC 50/60Hz, breaking capacity S Icu=66/50kA at 500/690V, Trip unit ETU600 LSIG upgrade ready , colordisplay, bluetooth and USB interface, Protection LT, ST, INST, GFx, include N-protection, (internal N-sensor available), incl. trip alarm switch (1xCO), rear connection vertical, guide frame with shutter and w/o position signalling switch, with internal voltage tap on lower stab of circuit breaker, with voltage tap module VTM680 and power supply of ETU600, able to communication, integrated metering type PMF-2 Basic Power Monitoring, Voltage, Energy, Power, Power factor, Frequency, Unbalance, Temperature, Manual operating mechanism with mechanical closing, without Spring charging motor, Ready-to-close signal. switch, Auxiliary switches 2NO+2NC, without Closing coil (CC), manual operating mechanism with mechanical closing, without Remote trip alarm reset coil (RR), without 2nd shunt trip, without 1st Shunt trip | 202700 | 1 | Z\ | 1
3WA1116-3FF42-0AA0 |  | Withdrawable circuit breaker with guide frame, IEC 60947-2, frame size 1, 4-poles, N-pole left, In=1600A up to 690V AC 50/60Hz, breaking capacity S Icu=66/50kA at 500/690V, Trip unit ETU600 LSIG upgrade ready , colordisplay, bluetooth and USB interface, Protection LT, ST, INST, GFx, include N-protection, (internal N-sensor available), incl. trip alarm switch (1xCO), rear connection horizontal, guide frame with shutter and w/o position signalling switch, with internal voltage tap on lower stab of circuit breaker, with voltage tap module VTM680 and power supply of ETU600, able to communication, integrated metering type PMF-2 Basic Power Monitoring, Voltage, Energy, Power, Power factor, Frequency, Unbalance, Temperature, Manual operating mechanism with mechanical closing, without Spring charging motor, Ready-to-close signal. switch, Auxiliary switches 2NO+2NC, without Closing coil (CC), manual operating mechanism with mechanical closing, without Remote trip alarm reset coil (RR), without 2nd shunt trip, without 1st Shunt trip | 198700 | 1 | Z\ | 1
3WA1116-3FF43-0AA0 |  | Withdrawable circuit breaker with guide frame, IEC 60947-2, frame size 1, 4-poles, N-pole left, In=1600A up to 690V AC 50/60Hz, breaking capacity S Icu=66/50kA at 500/690V, Trip unit ETU600 LSIG upgrade ready , colordisplay, bluetooth and USB interface, Protection LT, ST, INST, GFx, include N-protection, (internal N-sensor available), incl. trip alarm switch (1xCO), front connection double hole, guide frame with shutter and w/o position signalling switch, with internal voltage tap on lower stab of circuit breaker, with voltage tap module VTM680 and power supply of ETU600, able to communication, integrated metering type PMF-2 Basic Power Monitoring, Voltage, Energy, Power, Power factor, Frequency, Unbalance, Temperature, Manual operating mechanism with mechanical closing, without Spring charging motor, Ready-to-close signal. switch, Auxiliary switches 2NO+2NC, without Closing coil (CC), manual operating mechanism with mechanical closing, without Remote trip alarm reset coil (RR), without 2nd shunt trip, without 1st Shunt trip | 210700 | 1 | Z\ | 1
3WA1116-3FF44-0AA0 |  | Withdrawable circuit breaker with guide frame, IEC 60947-2, frame size 1, 4-poles, N-pole left, In=1600A up to 690V AC 50/60Hz, breaking capacity S Icu=66/50kA at 500/690V, Trip unit ETU600 LSIG upgrade ready , colordisplay, bluetooth and USB interface, Protection LT, ST, INST, GFx, include N-protection, (internal N-sensor available), incl. trip alarm switch (1xCO), rear connection flange, guide frame with shutter and w/o position signalling switch, with internal voltage tap on lower stab of circuit breaker, with voltage tap module VTM680 and power supply of ETU600, able to communication, integrated metering type PMF-2 Basic Power Monitoring, Voltage, Energy, Power, Power factor, Frequency, Unbalance, Temperature, Manual operating mechanism with mechanical closing, without Spring charging motor, Ready-to-close signal. switch, Auxiliary switches 2NO+2NC, without Closing coil (CC), manual operating mechanism with mechanical closing, without Remote trip alarm reset coil (RR), without 2nd shunt trip, without 1st Shunt trip | 198700 | 1 | Z\ | 1
3WA1116-3GE01-0AA0 |  | Fixed-mounted circuit breaker IEC 60947-2, frame size 1, 3-poles, In=1600A up to 690V AC 50/60Hz, breaking capacity S Icu=66/50kA at 500/690V, Trip unit ETU600 LSI upgrade ready , colordisplay, bluetooth and USB interface, Protection LT, ST, INST, N-protection required an external N-sensor, incl. trip alarm switch (1xCO), rear connection vertical, with internal voltage tap on lower stab of circuit breaker, with voltage tap module VTM680 and power supply of ETU600, able to communication, integrated metering type PMF-3 Advanced Power Monitor., Voltage, Energy, Power, Power factor, Frequency, Unbalance, Temperature, Power quality, Manual operating mechanism with mechanical closing, without Spring charging motor, Ready-to-close signal. switch, Auxiliary switches 2NO+2NC, without Closing coil (CC), manual operating mechanism with mechanical closing, without Remote trip alarm reset coil (RR), without 2nd shunt trip, without 1st Shunt trip | 123000 | 1 | Z\ | 1
3WA1116-3GE02-0AA0 |  | Fixed-mounted circuit breaker IEC 60947-2, frame size 1, 3-poles, In=1600A up to 690V AC 50/60Hz, breaking capacity S Icu=66/50kA at 500/690V, Trip unit ETU600 LSI upgrade ready , colordisplay, bluetooth and USB interface, Protection LT, ST, INST, N-protection required an external N-sensor, incl. trip alarm switch (1xCO), rear connection horizontal, with internal voltage tap on lower stab of circuit breaker, with voltage tap module VTM680 and power supply of ETU600, able to communication, integrated metering type PMF-3 Advanced Power Monitor., Voltage, Energy, Power, Power factor, Frequency, Unbalance, Temperature, Power quality, Manual operating mechanism with mechanical closing, without Spring charging motor, Ready-to-close signal. switch, Auxiliary switches 2NO+2NC, without Closing coil (CC), manual operating mechanism with mechanical closing, without Remote trip alarm reset coil (RR), without 2nd shunt trip, without 1st Shunt trip | 120100 | 1 | Z\ | 1
3WA1116-3GE03-0AA0 |  | Fixed-mounted circuit breaker IEC 60947-2, frame size 1, 3-poles, In=1600A up to 690V AC 50/60Hz, breaking capacity S Icu=66/50kA at 500/690V, Trip unit ETU600 LSI upgrade ready , colordisplay, bluetooth and USB interface, Protection LT, ST, INST, N-protection required an external N-sensor, incl. trip alarm switch (1xCO), front connection double hole, with internal voltage tap on lower stab of circuit breaker, with voltage tap module VTM680 and power supply of ETU600, able to communication, integrated metering type PMF-3 Advanced Power Monitor., Voltage, Energy, Power, Power factor, Frequency, Unbalance, Temperature, Power quality, Manual operating mechanism with mechanical closing, without Spring charging motor, Ready-to-close signal. switch, Auxiliary switches 2NO+2NC, without Closing coil (CC), manual operating mechanism with mechanical closing, without Remote trip alarm reset coil (RR), without 2nd shunt trip, without 1st Shunt trip | 129100 | 1 | Z\ | 1
3WA1116-3GE11-0AA0 |  | Fixed-mounted circuit breaker IEC 60947-2, frame size 1, 4-poles, N-pole left, In=1600A up to 690V AC 50/60Hz, breaking capacity S Icu=66/50kA at 500/690V, Trip unit ETU600 LSI upgrade ready , colordisplay, bluetooth and USB interface, Protection LT, ST, INST, include N-protection, (internal N-sensor available), incl. trip alarm switch (1xCO), rear connection vertical, with internal voltage tap on lower stab of circuit breaker, with voltage tap module VTM680 and power supply of ETU600, able to communication, integrated metering type PMF-3 Advanced Power Monitor., Voltage, Energy, Power, Power factor, Frequency, Unbalance, Temperature, Power quality, Manual operating mechanism with mechanical closing, without Spring charging motor, Ready-to-close signal. switch, Auxiliary switches 2NO+2NC, without Closing coil (CC), manual operating mechanism with mechanical closing, without Remote trip alarm reset coil (RR), without 2nd shunt trip, without 1st Shunt trip | 155100 | 1 | Z\ | 1
3WA1116-3GE12-0AA0 |  | Fixed-mounted circuit breaker IEC 60947-2, frame size 1, 4-poles, N-pole left, In=1600A up to 690V AC 50/60Hz, breaking capacity S Icu=66/50kA at 500/690V, Trip unit ETU600 LSI upgrade ready , colordisplay, bluetooth and USB interface, Protection LT, ST, INST, include N-protection, (internal N-sensor available), incl. trip alarm switch (1xCO), rear connection horizontal, with internal voltage tap on lower stab of circuit breaker, with voltage tap module VTM680 and power supply of ETU600, able to communication, integrated metering type PMF-3 Advanced Power Monitor., Voltage, Energy, Power, Power factor, Frequency, Unbalance, Temperature, Power quality, Manual operating mechanism with mechanical closing, without Spring charging motor, Ready-to-close signal. switch, Auxiliary switches 2NO+2NC, without Closing coil (CC), manual operating mechanism with mechanical closing, without Remote trip alarm reset coil (RR), without 2nd shunt trip, without 1st Shunt trip | 151100 | 1 | Z\ | 1
3WA1116-3GE13-0AA0 |  | Fixed-mounted circuit breaker IEC 60947-2, frame size 1, 4-poles, N-pole left, In=1600A up to 690V AC 50/60Hz, breaking capacity S Icu=66/50kA at 500/690V, Trip unit ETU600 LSI upgrade ready , colordisplay, bluetooth and USB interface, Protection LT, ST, INST, include N-protection, (internal N-sensor available), incl. trip alarm switch (1xCO), front connection double hole, with internal voltage tap on lower stab of circuit breaker, with voltage tap module VTM680 and power supply of ETU600, able to communication, integrated metering type PMF-3 Advanced Power Monitor., Voltage, Energy, Power, Power factor, Frequency, Unbalance, Temperature, Power quality, Manual operating mechanism with mechanical closing, without Spring charging motor, Ready-to-close signal. switch, Auxiliary switches 2NO+2NC, without Closing coil (CC), manual operating mechanism with mechanical closing, without Remote trip alarm reset coil (RR), without 2nd shunt trip, without 1st Shunt trip | 162100 | 1 | Z\ | 1
3WA1116-3GE21-0AA0 |  | fixed-mounted circuit breaker, IEC 60947-2, size 1, 4-pole, N pole on right, In=1600 A up to 690 V AC 50/60 Hz, breaking capacity S Icu=66/50 kA at 500/690 V, tripping unit ETU600 LSI upgradeable, color display, Bluetooth, USB interface, basic protection LT, ST, INST, including protection of the N conductor (internal neutral point sensor available), trip alarm switch (1 x CO), connection at rear vertical, with internal voltage tap on lower stab of circuit breaker, with voltage tap module VTM680 and power supply of ETU600, able to communication, integrated metering type PMF-3 Advanced Power Monitor., Voltage, Energy, Power, Power factor, Frequency, Unbalance, Temperature, Power quality, Manual operating mechanism with mechanical closing, without Spring charging motor, Ready-to-close signal. switch, Auxiliary switches 2NO+2NC, without Closing coil (CC), manual operating mechanism with mechanical closing, without Remote trip alarm reset coil (RR), without 2nd shunt trip, without 1st Shunt trip | 155100 | 1 | Z\ | 1
3WA1116-3GE22-0AA0 |  | fixed-mounted circuit breaker, IEC 60947-2, size 1, 4-pole, N pole on right, In=1600 A up to 690 V AC 50/60 Hz, breaking capacity S Icu=66/50 kA at 500/690 V, tripping unit ETU600 LSI upgradeable, color display, Bluetooth, USB interface, basic protection LT, ST, INST, including protection of the N conductor (internal neutral point sensor available), trip alarm switch (1 x CO), connection at rear horizontal with internal voltage tap on lower stab of circuit breaker, with voltage tap module VTM680 and power supply of ETU600, able to communication, integrated metering type PMF-3 Advanced Power Monitor., Voltage, Energy, Power, Power factor, Frequency, Unbalance, Temperature, Power quality, Manual operating mechanism with mechanical closing, without Spring charging motor, Ready-to-close signal. switch, Auxiliary switches 2NO+2NC, without Closing coil (CC), manual operating mechanism with mechanical closing, without Remote trip alarm reset coil (RR), without 2nd shunt trip, without 1st Shunt trip | 151100 | 1 | Z\ | 1
3WA1116-3GE23-0AA0 |  | fixed-mounted circuit breaker, IEC 60947-2, size 1, 4-pole, N pole on right, In=1600 A up to 690 V AC 50/60 Hz, breaking capacity S Icu=66/50 kA at 500/690 V, tripping unit ETU600 LSI upgradeable, color display, Bluetooth, USB interface, basic protection LT, ST, INST, including protection of the N conductor (internal neutral point sensor available), trip alarm switch (1 x CO), front connection double hole, with internal voltage tap on lower stab of circuit breaker, with voltage tap module VTM680 and power supply of ETU600, able to communication, integrated metering type PMF-3 Advanced Power Monitor., Voltage, Energy, Power, Power factor, Frequency, Unbalance, Temperature, Power quality, Manual operating mechanism with mechanical closing, without Spring charging motor, Ready-to-close signal. switch, Auxiliary switches 2NO+2NC, without Closing coil (CC), manual operating mechanism with mechanical closing, without Remote trip alarm reset coil (RR), without 2nd shunt trip, without 1st Shunt trip | 162100 | 1 | Z\ | 1
3WA1116-3GE31-0AA0 |  | Withdrawable circuit breaker with guide frame, IEC 60947-2, frame size 1, 3-poles, In=1600A up to 690V AC 50/60Hz, breaking capacity S Icu=66/50kA at 500/690V, Trip unit ETU600 LSI upgrade ready , colordisplay, bluetooth and USB interface, Protection LT, ST, INST, N-protection required an external N-sensor, incl. trip alarm switch (1xCO), rear connection vertical, guide frame with shutter and w/o position signalling switch, with internal voltage tap on lower stab of circuit breaker, with voltage tap module VTM680 and power supply of ETU600, able to communication, integrated metering type PMF-3 Advanced Power Monitor., Voltage, Energy, Power, Power factor, Frequency, Unbalance, Temperature, Power quality, Manual operating mechanism with mechanical closing, without Spring charging motor, Ready-to-close signal. switch, Auxiliary switches 2NO+2NC, without Closing coil (CC), manual operating mechanism with mechanical closing, without Remote trip alarm reset coil (RR), without 2nd shunt trip, without 1st Shunt trip | 156100 | 1 | Z\ | 1
3WA1116-3GE32-0AA0 |  | Withdrawable circuit breaker with guide frame, IEC 60947-2, frame size 1, 3-poles, In=1600A up to 690V AC 50/60Hz, breaking capacity S Icu=66/50kA at 500/690V, Trip unit ETU600 LSI upgrade ready , colordisplay, bluetooth and USB interface, Protection LT, ST, INST, N-protection required an external N-sensor, incl. trip alarm switch (1xCO), rear connection horizontal, guide frame with shutter and w/o position signalling switch, with internal voltage tap on lower stab of circuit breaker, with voltage tap module VTM680 and power supply of ETU600, able to communication, integrated metering type PMF-3 Advanced Power Monitor., Voltage, Energy, Power, Power factor, Frequency, Unbalance, Temperature, Power quality, Manual operating mechanism with mechanical closing, without Spring charging motor, Ready-to-close signal. switch, Auxiliary switches 2NO+2NC, without Closing coil (CC), manual operating mechanism with mechanical closing, without Remote trip alarm reset coil (RR), without 2nd shunt trip, without 1st Shunt trip | 153100 | 1 | Z\ | 1
3WA1116-3GE33-0AA0 |  | Withdrawable circuit breaker with guide frame, IEC 60947-2, frame size 1, 3-poles, In=1600A up to 690V AC 50/60Hz, breaking capacity S Icu=66/50kA at 500/690V, Trip unit ETU600 LSI upgrade ready , colordisplay, bluetooth and USB interface, Protection LT, ST, INST, N-protection required an external N-sensor, incl. trip alarm switch (1xCO), front connection double hole, guide frame with shutter and w/o position signalling switch, with internal voltage tap on lower stab of circuit breaker, with voltage tap module VTM680 and power supply of ETU600, able to communication, integrated metering type PMF-3 Advanced Power Monitor., Voltage, Energy, Power, Power factor, Frequency, Unbalance, Temperature, Power quality, Manual operating mechanism with mechanical closing, without Spring charging motor, Ready-to-close signal. switch, Auxiliary switches 2NO+2NC, without Closing coil (CC), manual operating mechanism with mechanical closing, without Remote trip alarm reset coil (RR), without 2nd shunt trip, without 1st Shunt trip | 162100 | 1 | Z\ | 1
3WA1116-3GE34-0AA0 |  | Withdrawable circuit breaker with guide frame, IEC 60947-2, frame size 1, 3-poles, In=1600A up to 690V AC 50/60Hz, breaking capacity S Icu=66/50kA at 500/690V, Trip unit ETU600 LSI upgrade ready , colordisplay, bluetooth and USB interface, Protection LT, ST, INST, N-protection required an external N-sensor, incl. trip alarm switch (1xCO), rear connection flange, guide frame with shutter and w/o position signalling switch, with internal voltage tap on lower stab of circuit breaker, with voltage tap module VTM680 and power supply of ETU600, able to communication, integrated metering type PMF-3 Advanced Power Monitor., Voltage, Energy, Power, Power factor, Frequency, Unbalance, Temperature, Power quality, Manual operating mechanism with mechanical closing, without Spring charging motor, Ready-to-close signal. switch, Auxiliary switches 2NO+2NC, without Closing coil (CC), manual operating mechanism with mechanical closing, without Remote trip alarm reset coil (RR), without 2nd shunt trip, without 1st Shunt trip | 153100 | 1 | Z\ | 1
3WA1116-3GE41-0AA0 |  | Withdrawable circuit breaker with guide frame, IEC 60947-2, frame size 1, 4-poles, N-pole left, In=1600A up to 690V AC 50/60Hz, breaking capacity S Icu=66/50kA at 500/690V, Trip unit ETU600 LSI upgrade ready , colordisplay, bluetooth and USB interface, Protection LT, ST, INST, include N-protection, (internal N-sensor available), incl. trip alarm switch (1xCO), rear connection vertical, guide frame with shutter and w/o position signalling switch, with internal voltage tap on lower stab of circuit breaker, with voltage tap module VTM680 and power supply of ETU600, able to communication, integrated metering type PMF-3 Advanced Power Monitor., Voltage, Energy, Power, Power factor, Frequency, Unbalance, Temperature, Power quality, Manual operating mechanism with mechanical closing, without Spring charging motor, Ready-to-close signal. switch, Auxiliary switches 2NO+2NC, without Closing coil (CC), manual operating mechanism with mechanical closing, without Remote trip alarm reset coil (RR), without 2nd shunt trip, without 1st Shunt trip | 198100 | 1 | Z\ | 1
3WA1116-3GE42-0AA0 |  | Withdrawable circuit breaker with guide frame, IEC 60947-2, frame size 1, 4-poles, N-pole left, In=1600A up to 690V AC 50/60Hz, breaking capacity S Icu=66/50kA at 500/690V, Trip unit ETU600 LSI upgrade ready , colordisplay, bluetooth and USB interface, Protection LT, ST, INST, include N-protection, (internal N-sensor available), incl. trip alarm switch (1xCO), rear connection horizontal, guide frame with shutter and w/o position signalling switch, with internal voltage tap on lower stab of circuit breaker, with voltage tap module VTM680 and power supply of ETU600, able to communication, integrated metering type PMF-3 Advanced Power Monitor., Voltage, Energy, Power, Power factor, Frequency, Unbalance, Temperature, Power quality, Manual operating mechanism with mechanical closing, without Spring charging motor, Ready-to-close signal. switch, Auxiliary switches 2NO+2NC, without Closing coil (CC), manual operating mechanism with mechanical closing, without Remote trip alarm reset coil (RR), without 2nd shunt trip, without 1st Shunt trip | 194100 | 1 | Z\ | 1
3WA1116-3GE43-0AA0 |  | Withdrawable circuit breaker with guide frame, IEC 60947-2, frame size 1, 4-poles, N-pole left, In=1600A up to 690V AC 50/60Hz, breaking capacity S Icu=66/50kA at 500/690V, Trip unit ETU600 LSI upgrade ready , colordisplay, bluetooth and USB interface, Protection LT, ST, INST, include N-protection, (internal N-sensor available), incl. trip alarm switch (1xCO), front connection double hole, guide frame with shutter and w/o position signalling switch, with internal voltage tap on lower stab of circuit breaker, with voltage tap module VTM680 and power supply of ETU600, able to communication, integrated metering type PMF-3 Advanced Power Monitor., Voltage, Energy, Power, Power factor, Frequency, Unbalance, Temperature, Power quality, Manual operating mechanism with mechanical closing, without Spring charging motor, Ready-to-close signal. switch, Auxiliary switches 2NO+2NC, without Closing coil (CC), manual operating mechanism with mechanical closing, without Remote trip alarm reset coil (RR), without 2nd shunt trip, without 1st Shunt trip | 206100 | 1 | Z\ | 1
3WA1116-3GE44-0AA0 |  | Withdrawable circuit breaker with guide frame, IEC 60947-2, frame size 1, 4-poles, N-pole left, In=1600A up to 690V AC 50/60Hz, breaking capacity S Icu=66/50kA at 500/690V, Trip unit ETU600 LSI upgrade ready , colordisplay, bluetooth and USB interface, Protection LT, ST, INST, include N-protection, (internal N-sensor available), incl. trip alarm switch (1xCO), rear connection flange, guide frame with shutter and w/o position signalling switch, with internal voltage tap on lower stab of circuit breaker, with voltage tap module VTM680 and power supply of ETU600, able to communication, integrated metering type PMF-3 Advanced Power Monitor., Voltage, Energy, Power, Power factor, Frequency, Unbalance, Temperature, Power quality, Manual operating mechanism with mechanical closing, without Spring charging motor, Ready-to-close signal. switch, Auxiliary switches 2NO+2NC, without Closing coil (CC), manual operating mechanism with mechanical closing, without Remote trip alarm reset coil (RR), without 2nd shunt trip, without 1st Shunt trip | 194100 | 1 | Z\ | 1
3WA1116-3GF01-0AA0 |  | Fixed-mounted circuit breaker IEC 60947-2, frame size 1, 3-poles, In=1600A up to 690V AC 50/60Hz, breaking capacity S Icu=66/50kA at 500/690V, Trip unit ETU600 LSIG upgrade ready , colordisplay, bluetooth and USB interface, Protection LT, ST, INST, GFx, N-protection required an external N-sensor, incl. trip alarm switch (1xCO), rear connection vertical, with internal voltage tap on lower stab of circuit breaker, with voltage tap module VTM680 and power supply of ETU600, able to communication, integrated metering type PMF-3 Advanced Power Monitor., Voltage, Energy, Power, Power factor, Frequency, Unbalance, Temperature, Power quality, Manual operating mechanism with mechanical closing, without Spring charging motor, Ready-to-close signal. switch, Auxiliary switches 2NO+2NC, without Closing coil (CC), manual operating mechanism with mechanical closing, without Remote trip alarm reset coil (RR), without 2nd shunt trip, without 1st Shunt trip | 134100 | 1 | Z\ | 1
3WA1116-3GF02-0AA0 |  | Fixed-mounted circuit breaker IEC 60947-2, frame size 1, 3-poles, In=1600A up to 690V AC 50/60Hz, breaking capacity S Icu=66/50kA at 500/690V, Trip unit ETU600 LSIG upgrade ready , colordisplay, bluetooth and USB interface, Protection LT, ST, INST, GFx, N-protection required an external N-sensor, incl. trip alarm switch (1xCO), rear connection horizontal, with internal voltage tap on lower stab of circuit breaker, with voltage tap module VTM680 and power supply of ETU600, able to communication, integrated metering type PMF-3 Advanced Power Monitor., Voltage, Energy, Power, Power factor, Frequency, Unbalance, Temperature, Power quality, Manual operating mechanism with mechanical closing, without Spring charging motor, Ready-to-close signal. switch, Auxiliary switches 2NO+2NC, without Closing coil (CC), manual operating mechanism with mechanical closing, without Remote trip alarm reset coil (RR), without 2nd shunt trip, without 1st Shunt trip | 131100 | 1 | Z\ | 1
3WA1116-3GF03-0AA0 |  | Fixed-mounted circuit breaker IEC 60947-2, frame size 1, 3-poles, In=1600A up to 690V AC 50/60Hz, breaking capacity S Icu=66/50kA at 500/690V, Trip unit ETU600 LSIG upgrade ready , colordisplay, bluetooth and USB interface, Protection LT, ST, INST, GFx, N-protection required an external N-sensor, incl. trip alarm switch (1xCO), front connection double hole, with internal voltage tap on lower stab of circuit breaker, with voltage tap module VTM680 and power supply of ETU600, able to communication, integrated metering type PMF-3 Advanced Power Monitor., Voltage, Energy, Power, Power factor, Frequency, Unbalance, Temperature, Power quality, Manual operating mechanism with mechanical closing, without Spring charging motor, Ready-to-close signal. switch, Auxiliary switches 2NO+2NC, without Closing coil (CC), manual operating mechanism with mechanical closing, without Remote trip alarm reset coil (RR), without 2nd shunt trip, without 1st Shunt trip | 139100 | 1 | Z\ | 1
3WA1116-3GF11-0AA0 |  | Fixed-mounted circuit breaker IEC 60947-2, frame size 1, 4-poles, N-pole left, In=1600A up to 690V AC 50/60Hz, breaking capacity S Icu=66/50kA at 500/690V, Trip unit ETU600 LSIG upgrade ready , colordisplay, bluetooth and USB interface, Protection LT, ST, INST, GFx, include N-protection, (internal N-sensor available), incl. trip alarm switch (1xCO), rear connection vertical, with internal voltage tap on lower stab of circuit breaker, with voltage tap module VTM680 and power supply of ETU600, able to communication, integrated metering type PMF-3 Advanced Power Monitor., Voltage, Energy, Power, Power factor, Frequency, Unbalance, Temperature, Power quality, Manual operating mechanism with mechanical closing, without Spring charging motor, Ready-to-close signal. switch, Auxiliary switches 2NO+2NC, without Closing coil (CC), manual operating mechanism with mechanical closing, without Remote trip alarm reset coil (RR), without 2nd shunt trip, without 1st Shunt trip | 165100 | 1 | Z\ | 1
3WA1116-3GF12-0AA0 |  | Fixed-mounted circuit breaker IEC 60947-2, frame size 1, 4-poles, N-pole left, In=1600A up to 690V AC 50/60Hz, breaking capacity S Icu=66/50kA at 500/690V, Trip unit ETU600 LSIG upgrade ready , colordisplay, bluetooth and USB interface, Protection LT, ST, INST, GFx, include N-protection, (internal N-sensor available), incl. trip alarm switch (1xCO), rear connection horizontal, with internal voltage tap on lower stab of circuit breaker, with voltage tap module VTM680 and power supply of ETU600, able to communication, integrated metering type PMF-3 Advanced Power Monitor., Voltage, Energy, Power, Power factor, Frequency, Unbalance, Temperature, Power quality, Manual operating mechanism with mechanical closing, without Spring charging motor, Ready-to-close signal. switch, Auxiliary switches 2NO+2NC, without Closing coil (CC), manual operating mechanism with mechanical closing, without Remote trip alarm reset coil (RR), without 2nd shunt trip, without 1st Shunt trip | 161100 | 1 | Z\ | 1
3WA1116-3GF13-0AA0 |  | Fixed-mounted circuit breaker IEC 60947-2, frame size 1, 4-poles, N-pole left, In=1600A up to 690V AC 50/60Hz, breaking capacity S Icu=66/50kA at 500/690V, Trip unit ETU600 LSIG upgrade ready , colordisplay, bluetooth and USB interface, Protection LT, ST, INST, GFx, include N-protection, (internal N-sensor available), incl. trip alarm switch (1xCO), front connection double hole, with internal voltage tap on lower stab of circuit breaker, with voltage tap module VTM680 and power supply of ETU600, able to communication, integrated metering type PMF-3 Advanced Power Monitor., Voltage, Energy, Power, Power factor, Frequency, Unbalance, Temperature, Power quality, Manual operating mechanism with mechanical closing, without Spring charging motor, Ready-to-close signal. switch, Auxiliary switches 2NO+2NC, without Closing coil (CC), manual operating mechanism with mechanical closing, without Remote trip alarm reset coil (RR), without 2nd shunt trip, without 1st Shunt trip | 173100 | 1 | Z\ | 1
3WA1116-3GF21-0AA0 |  | fixed-mounted circuit breaker, IEC 60947-2, size 1, 4-pole, N pole on right, In=1600 A up to 690 V AC 50/60 Hz, breaking capacity S Icu=66/50 kA at 500/690 V, tripping unit ETU600 LSIG upgradeable, color display, Bluetooth, USB interface, basic protection LT, ST, INST, GFx, including protection of the N conductor (internal neutral point sensor available), trip alarm switch (1 x CO), connection at rear vertical, with internal voltage tap on lower stab of circuit breaker, with voltage tap module VTM680 and power supply of ETU600, able to communication, integrated metering type PMF-3 Advanced Power Monitor., Voltage, Energy, Power, Power factor, Frequency, Unbalance, Temperature, Power quality, Manual operating mechanism with mechanical closing, without Spring charging motor, Ready-to-close signal. switch, Auxiliary switches 2NO+2NC, without Closing coil (CC), manual operating mechanism with mechanical closing, without Remote trip alarm reset coil (RR), without 2nd shunt trip, without 1st Shunt trip | 165100 | 1 | Z\ | 1
3WA1116-3GF22-0AA0 |  | fixed-mounted circuit breaker, IEC 60947-2, size 1, 4-pole, N pole on right, In=1600 A up to 690 V AC 50/60 Hz, breaking capacity S Icu=66/50 kA at 500/690 V, tripping unit ETU600 LSIG upgradeable, color display, Bluetooth, USB interface, basic protection LT, ST, INST, GFx, including protection of the N conductor (internal neutral point sensor available), trip alarm switch (1 x CO), connection at rear horizontal with internal voltage tap on lower stab of circuit breaker, with voltage tap module VTM680 and power supply of ETU600, able to communication, integrated metering type PMF-3 Advanced Power Monitor., Voltage, Energy, Power, Power factor, Frequency, Unbalance, Temperature, Power quality, Manual operating mechanism with mechanical closing, without Spring charging motor, Ready-to-close signal. switch, Auxiliary switches 2NO+2NC, without Closing coil (CC), manual operating mechanism with mechanical closing, without Remote trip alarm reset coil (RR), without 2nd shunt trip, without 1st Shunt trip | 161100 | 1 | Z\ | 1
3WA1116-3GF23-0AA0 |  | fixed-mounted circuit breaker, IEC 60947-2, size 1, 4-pole, N pole on right, In=1600 A up to 690 V AC 50/60 Hz, breaking capacity S Icu=66/50 kA at 500/690 V, tripping unit ETU600 LSIG upgradeable, color display, Bluetooth, USB interface, basic protection LT, ST, INST, GFx, including protection of the N conductor (internal neutral point sensor available), trip alarm switch (1 x CO), front connection double hole, with internal voltage tap on lower stab of circuit breaker, with voltage tap module VTM680 and power supply of ETU600, able to communication, integrated metering type PMF-3 Advanced Power Monitor., Voltage, Energy, Power, Power factor, Frequency, Unbalance, Temperature, Power quality, Manual operating mechanism with mechanical closing, without Spring charging motor, Ready-to-close signal. switch, Auxiliary switches 2NO+2NC, without Closing coil (CC), manual operating mechanism with mechanical closing, without Remote trip alarm reset coil (RR), without 2nd shunt trip, without 1st Shunt trip | 173100 | 1 | Z\ | 1
3WA1116-3GF31-0AA0 |  | Withdrawable circuit breaker with guide frame, IEC 60947-2, frame size 1, 3-poles, In=1600A up to 690V AC 50/60Hz, breaking capacity S Icu=66/50kA at 500/690V, Trip unit ETU600 LSIG upgrade ready , colordisplay, bluetooth and USB interface, Protection LT, ST, INST, GFx, N-protection required an external N-sensor, incl. trip alarm switch (1xCO), rear connection vertical, guide frame with shutter and w/o position signalling switch, with internal voltage tap on lower stab of circuit breaker, with voltage tap module VTM680 and power supply of ETU600, able to communication, integrated metering type PMF-3 Advanced Power Monitor., Voltage, Energy, Power, Power factor, Frequency, Unbalance, Temperature, Power quality, Manual operating mechanism with mechanical closing, without Spring charging motor, Ready-to-close signal. switch, Auxiliary switches 2NO+2NC, without Closing coil (CC), manual operating mechanism with mechanical closing, without Remote trip alarm reset coil (RR), without 2nd shunt trip, without 1st Shunt trip | 167100 | 1 | Z\ | 1
3WA1116-3GF32-0AA0 |  | Withdrawable circuit breaker with guide frame, IEC 60947-2, frame size 1, 3-poles, In=1600A up to 690V AC 50/60Hz, breaking capacity S Icu=66/50kA at 500/690V, Trip unit ETU600 LSIG upgrade ready , colordisplay, bluetooth and USB interface, Protection LT, ST, INST, GFx, N-protection required an external N-sensor, incl. trip alarm switch (1xCO), rear connection horizontal, guide frame with shutter and w/o position signalling switch, with internal voltage tap on lower stab of circuit breaker, with voltage tap module VTM680 and power supply of ETU600, able to communication, integrated metering type PMF-3 Advanced Power Monitor., Voltage, Energy, Power, Power factor, Frequency, Unbalance, Temperature, Power quality, Manual operating mechanism with mechanical closing, without Spring charging motor, Ready-to-close signal. switch, Auxiliary switches 2NO+2NC, without Closing coil (CC), manual operating mechanism with mechanical closing, without Remote trip alarm reset coil (RR), without 2nd shunt trip, without 1st Shunt trip | 164100 | 1 | Z\ | 1
3WA1116-3GF33-0AA0 |  | Withdrawable circuit breaker with guide frame, IEC 60947-2, frame size 1, 3-poles, In=1600A up to 690V AC 50/60Hz, breaking capacity S Icu=66/50kA at 500/690V, Trip unit ETU600 LSIG upgrade ready , colordisplay, bluetooth and USB interface, Protection LT, ST, INST, GFx, N-protection required an external N-sensor, incl. trip alarm switch (1xCO), front connection double hole, guide frame with shutter and w/o position signalling switch, with internal voltage tap on lower stab of circuit breaker, with voltage tap module VTM680 and power supply of ETU600, able to communication, integrated metering type PMF-3 Advanced Power Monitor., Voltage, Energy, Power, Power factor, Frequency, Unbalance, Temperature, Power quality, Manual operating mechanism with mechanical closing, without Spring charging motor, Ready-to-close signal. switch, Auxiliary switches 2NO+2NC, without Closing coil (CC), manual operating mechanism with mechanical closing, without Remote trip alarm reset coil (RR), without 2nd shunt trip, without 1st Shunt trip | 172100 | 1 | Z\ | 1
3WA1116-3GF34-0AA0 |  | Withdrawable circuit breaker with guide frame, IEC 60947-2, frame size 1, 3-poles, In=1600A up to 690V AC 50/60Hz, breaking capacity S Icu=66/50kA at 500/690V, Trip unit ETU600 LSIG upgrade ready , colordisplay, bluetooth and USB interface, Protection LT, ST, INST, GFx, N-protection required an external N-sensor, incl. trip alarm switch (1xCO), rear connection flange, guide frame with shutter and w/o position signalling switch, with internal voltage tap on lower stab of circuit breaker, with voltage tap module VTM680 and power supply of ETU600, able to communication, integrated metering type PMF-3 Advanced Power Monitor., Voltage, Energy, Power, Power factor, Frequency, Unbalance, Temperature, Power quality, Manual operating mechanism with mechanical closing, without Spring charging motor, Ready-to-close signal. switch, Auxiliary switches 2NO+2NC, without Closing coil (CC), manual operating mechanism with mechanical closing, without Remote trip alarm reset coil (RR), without 2nd shunt trip, without 1st Shunt trip | 164100 | 1 | Z\ | 1
3WA1116-3GF41-0AA0 |  | Withdrawable circuit breaker with guide frame, IEC 60947-2, frame size 1, 4-poles, N-pole left, In=1600A up to 690V AC 50/60Hz, breaking capacity S Icu=66/50kA at 500/690V, Trip unit ETU600 LSIG upgrade ready , colordisplay, bluetooth and USB interface, Protection LT, ST, INST, GFx, include N-protection, (internal N-sensor available), incl. trip alarm switch (1xCO), rear connection vertical, guide frame with shutter and w/o position signalling switch, with internal voltage tap on lower stab of circuit breaker, with voltage tap module VTM680 and power supply of ETU600, able to communication, integrated metering type PMF-3 Advanced Power Monitor., Voltage, Energy, Power, Power factor, Frequency, Unbalance, Temperature, Power quality, Manual operating mechanism with mechanical closing, without Spring charging motor, Ready-to-close signal. switch, Auxiliary switches 2NO+2NC, without Closing coil (CC), manual operating mechanism with mechanical closing, without Remote trip alarm reset coil (RR), without 2nd shunt trip, without 1st Shunt trip | 209100 | 1 | Z\ | 1
3WA1116-3GF42-0AA0 |  | Withdrawable circuit breaker with guide frame, IEC 60947-2, frame size 1, 4-poles, N-pole left, In=1600A up to 690V AC 50/60Hz, breaking capacity S Icu=66/50kA at 500/690V, Trip unit ETU600 LSIG upgrade ready , colordisplay, bluetooth and USB interface, Protection LT, ST, INST, GFx, include N-protection, (internal N-sensor available), incl. trip alarm switch (1xCO), rear connection horizontal, guide frame with shutter and w/o position signalling switch, with internal voltage tap on lower stab of circuit breaker, with voltage tap module VTM680 and power supply of ETU600, able to communication, integrated metering type PMF-3 Advanced Power Monitor., Voltage, Energy, Power, Power factor, Frequency, Unbalance, Temperature, Power quality, Manual operating mechanism with mechanical closing, without Spring charging motor, Ready-to-close signal. switch, Auxiliary switches 2NO+2NC, without Closing coil (CC), manual operating mechanism with mechanical closing, without Remote trip alarm reset coil (RR), without 2nd shunt trip, without 1st Shunt trip | 205100 | 1 | Z\ | 1
3WA1116-3GF43-0AA0 |  | Withdrawable circuit breaker with guide frame, IEC 60947-2, frame size 1, 4-poles, N-pole left, In=1600A up to 690V AC 50/60Hz, breaking capacity S Icu=66/50kA at 500/690V, Trip unit ETU600 LSIG upgrade ready , colordisplay, bluetooth and USB interface, Protection LT, ST, INST, GFx, include N-protection, (internal N-sensor available), incl. trip alarm switch (1xCO), front connection double hole, guide frame with shutter and w/o position signalling switch, with internal voltage tap on lower stab of circuit breaker, with voltage tap module VTM680 and power supply of ETU600, able to communication, integrated metering type PMF-3 Advanced Power Monitor., Voltage, Energy, Power, Power factor, Frequency, Unbalance, Temperature, Power quality, Manual operating mechanism with mechanical closing, without Spring charging motor, Ready-to-close signal. switch, Auxiliary switches 2NO+2NC, without Closing coil (CC), manual operating mechanism with mechanical closing, without Remote trip alarm reset coil (RR), without 2nd shunt trip, without 1st Shunt trip | 217100 | 1 | Z\ | 1
3WA1116-3GF44-0AA0 |  | Withdrawable circuit breaker with guide frame, IEC 60947-2, frame size 1, 4-poles, N-pole left, In=1600A up to 690V AC 50/60Hz, breaking capacity S Icu=66/50kA at 500/690V, Trip unit ETU600 LSIG upgrade ready , colordisplay, bluetooth and USB interface, Protection LT, ST, INST, GFx, include N-protection, (internal N-sensor available), incl. trip alarm switch (1xCO), rear connection flange, guide frame with shutter and w/o position signalling switch, with internal voltage tap on lower stab of circuit breaker, with voltage tap module VTM680 and power supply of ETU600, able to communication, integrated metering type PMF-3 Advanced Power Monitor., Voltage, Energy, Power, Power factor, Frequency, Unbalance, Temperature, Power quality, Manual operating mechanism with mechanical closing, without Spring charging motor, Ready-to-close signal. switch, Auxiliary switches 2NO+2NC, without Closing coil (CC), manual operating mechanism with mechanical closing, without Remote trip alarm reset coil (RR), without 2nd shunt trip, without 1st Shunt trip | 205100 | 1 | Z\ | 1
3WA1116-3LE01-0AA0 |  | Fixed-mounted circuit breaker IEC 60947-2, frame size 1, 3-poles, In=1600A up to 690V AC 50/60Hz, breaking capacity S Icu=66/50kA at 500/690V, Trip unit ETU600 LSI upgrade ready , colordisplay, bluetooth and USB interface, Protection LT, ST, INST, N-protection required an external N-sensor, incl. trip alarm switch (1xCO), rear connection vertical, with internal voltage tap on upper stab of circuit breaker, with voltage tap module VTM680 and power supply of ETU600, able to communication, integrated metering type PMF-1 Energy Efficiency, Voltage, Active energy Ea Manual operating mechanism with mechanical closing, without Spring charging motor, Ready-to-close signal. switch, Auxiliary switches 2NO+2NC, without Closing coil (CC), manual operating mechanism with mechanical closing, without Remote trip alarm reset coil (RR), without 2nd shunt trip, without 1st Shunt trip | 107770 | 1 | Z\ | 1
3WA1116-3LE02-0AA0 |  | Fixed-mounted circuit breaker IEC 60947-2, frame size 1, 3-poles, In=1600A up to 690V AC 50/60Hz, breaking capacity S Icu=66/50kA at 500/690V, Trip unit ETU600 LSI upgrade ready , colordisplay, bluetooth and USB interface, Protection LT, ST, INST, N-protection required an external N-sensor, incl. trip alarm switch (1xCO), rear connection horizontal, with internal voltage tap on upper stab of circuit breaker, with voltage tap module VTM680 and power supply of ETU600, able to communication, integrated metering type PMF-1 Energy Efficiency, Voltage, Active energy Ea Manual operating mechanism with mechanical closing, without Spring charging motor, Ready-to-close signal. switch, Auxiliary switches 2NO+2NC, without Closing coil (CC), manual operating mechanism with mechanical closing, without Remote trip alarm reset coil (RR), without 2nd shunt trip, without 1st Shunt trip | 104870 | 1 | Z\ | 1
3WA1116-3LE03-0AA0 |  | Fixed-mounted circuit breaker IEC 60947-2, frame size 1, 3-poles, In=1600A up to 690V AC 50/60Hz, breaking capacity S Icu=66/50kA at 500/690V, Trip unit ETU600 LSI upgrade ready , colordisplay, bluetooth and USB interface, Protection LT, ST, INST, N-protection required an external N-sensor, incl. trip alarm switch (1xCO), front connection double hole, with internal voltage tap on upper stab of circuit breaker, with voltage tap module VTM680 and power supply of ETU600, able to communication, integrated metering type PMF-1 Energy Efficiency, Voltage, Active energy Ea Manual operating mechanism with mechanical closing, without Spring charging motor, Ready-to-close signal. switch, Auxiliary switches 2NO+2NC, without Closing coil (CC), manual operating mechanism with mechanical closing, without Remote trip alarm reset coil (RR), without 2nd shunt trip, without 1st Shunt trip | 113870 | 1 | Z\ | 1
3WA1116-3LE11-0AA0 |  | Fixed-mounted circuit breaker IEC 60947-2, frame size 1, 4-poles, N-pole left, In=1600A up to 690V AC 50/60Hz, breaking capacity S Icu=66/50kA at 500/690V, Trip unit ETU600 LSI upgrade ready , colordisplay, bluetooth and USB interface, Protection LT, ST, INST, include N-protection, (internal N-sensor available), incl. trip alarm switch (1xCO), rear connection vertical, with internal voltage tap on upper stab of circuit breaker, with voltage tap module VTM680 and power supply of ETU600, able to communication, integrated metering type PMF-1 Energy Efficiency, Voltage, Active energy Ea Manual operating mechanism with mechanical closing, without Spring charging motor, Ready-to-close signal. switch, Auxiliary switches 2NO+2NC, without Closing coil (CC), manual operating mechanism with mechanical closing, without Remote trip alarm reset coil (RR), without 2nd shunt trip, without 1st Shunt trip | 139870 | 1 | Z\ | 1
3WA1116-3LE12-0AA0 |  | Fixed-mounted circuit breaker IEC 60947-2, frame size 1, 4-poles, N-pole left, In=1600A up to 690V AC 50/60Hz, breaking capacity S Icu=66/50kA at 500/690V, Trip unit ETU600 LSI upgrade ready , colordisplay, bluetooth and USB interface, Protection LT, ST, INST, include N-protection, (internal N-sensor available), incl. trip alarm switch (1xCO), rear connection horizontal, with internal voltage tap on upper stab of circuit breaker, with voltage tap module VTM680 and power supply of ETU600, able to communication, integrated metering type PMF-1 Energy Efficiency, Voltage, Active energy Ea Manual operating mechanism with mechanical closing, without Spring charging motor, Ready-to-close signal. switch, Auxiliary switches 2NO+2NC, without Closing coil (CC), manual operating mechanism with mechanical closing, without Remote trip alarm reset coil (RR), without 2nd shunt trip, without 1st Shunt trip | 135870 | 1 | Z\ | 1
3WA1116-3LE13-0AA0 |  | Fixed-mounted circuit breaker IEC 60947-2, frame size 1, 4-poles, N-pole left, In=1600A up to 690V AC 50/60Hz, breaking capacity S Icu=66/50kA at 500/690V, Trip unit ETU600 LSI upgrade ready , colordisplay, bluetooth and USB interface, Protection LT, ST, INST, include N-protection, (internal N-sensor available), incl. trip alarm switch (1xCO), front connection double hole, with internal voltage tap on upper stab of circuit breaker, with voltage tap module VTM680 and power supply of ETU600, able to communication, integrated metering type PMF-1 Energy Efficiency, Voltage, Active energy Ea Manual operating mechanism with mechanical closing, without Spring charging motor, Ready-to-close signal. switch, Auxiliary switches 2NO+2NC, without Closing coil (CC), manual operating mechanism with mechanical closing, without Remote trip alarm reset coil (RR), without 2nd shunt trip, without 1st Shunt trip | 146870 | 1 | Z\ | 1
3WA1116-3LE21-0AA0 |  | fixed-mounted circuit breaker, IEC 60947-2, size 1, 4-pole, N pole on right, In=1600 A up to 690 V AC 50/60 Hz, breaking capacity S Icu=66/50 kA at 500/690 V, tripping unit ETU600 LSI upgradeable, color display, Bluetooth, USB interface, basic protection LT, ST, INST, including protection of the N conductor (internal neutral point sensor available), trip alarm switch (1 x CO), connection at rear vertical, with internal voltage tap on upper stab of circuit breaker, with voltage tap module VTM680 and power supply of ETU600, able to communication, integrated metering type PMF-1 Energy Efficiency, Voltage, Active energy Ea Manual operating mechanism with mechanical closing, without Spring charging motor, Ready-to-close signal. switch, Auxiliary switches 2NO+2NC, without Closing coil (CC), manual operating mechanism with mechanical closing, without Remote trip alarm reset coil (RR), without 2nd shunt trip, without 1st Shunt trip | 139870 | 1 | Z\ | 1
3WA1116-3LE22-0AA0 |  | fixed-mounted circuit breaker, IEC 60947-2, size 1, 4-pole, N pole on right, In=1600 A up to 690 V AC 50/60 Hz, breaking capacity S Icu=66/50 kA at 500/690 V, tripping unit ETU600 LSI upgradeable, color display, Bluetooth, USB interface, basic protection LT, ST, INST, including protection of the N conductor (internal neutral point sensor available), trip alarm switch (1 x CO), connection at rear horizontal with internal voltage tap on upper stab of circuit breaker, with voltage tap module VTM680 and power supply of ETU600, able to communication, integrated metering type PMF-1 Energy Efficiency, Voltage, Active energy Ea Manual operating mechanism with mechanical closing, without Spring charging motor, Ready-to-close signal. switch, Auxiliary switches 2NO+2NC, without Closing coil (CC), manual operating mechanism with mechanical closing, without Remote trip alarm reset coil (RR), without 2nd shunt trip, without 1st Shunt trip | 135870 | 1 | Z\ | 1
3WA1116-3LE23-0AA0 |  | fixed-mounted circuit breaker, IEC 60947-2, size 1, 4-pole, N pole on right, In=1600 A up to 690 V AC 50/60 Hz, breaking capacity S Icu=66/50 kA at 500/690 V, tripping unit ETU600 LSI upgradeable, color display, Bluetooth, USB interface, basic protection LT, ST, INST, including protection of the N conductor (internal neutral point sensor available), trip alarm switch (1 x CO), front connection double hole, with internal voltage tap on upper stab of circuit breaker, with voltage tap module VTM680 and power supply of ETU600, able to communication, integrated metering type PMF-1 Energy Efficiency, Voltage, Active energy Ea Manual operating mechanism with mechanical closing, without Spring charging motor, Ready-to-close signal. switch, Auxiliary switches 2NO+2NC, without Closing coil (CC), manual operating mechanism with mechanical closing, without Remote trip alarm reset coil (RR), without 2nd shunt trip, without 1st Shunt trip | 146870 | 1 | Z\ | 1
3WA1116-3LE31-0AA0 |  | Withdrawable circuit breaker with guide frame, IEC 60947-2, frame size 1, 3-poles, In=1600A up to 690V AC 50/60Hz, breaking capacity S Icu=66/50kA at 500/690V, Trip unit ETU600 LSI upgrade ready , colordisplay, bluetooth and USB interface, Protection LT, ST, INST, N-protection required an external N-sensor, incl. trip alarm switch (1xCO), rear connection vertical, guide frame with shutter and w/o position signalling switch, with internal voltage tap on upper stab of circuit breaker, with voltage tap module VTM680 and power supply of ETU600, able to communication, integrated metering type PMF-1 Energy Efficiency, Voltage, Active energy Ea Manual operating mechanism with mechanical closing, without Spring charging motor, Ready-to-close signal. switch, Auxiliary switches 2NO+2NC, without Closing coil (CC), manual operating mechanism with mechanical closing, without Remote trip alarm reset coil (RR), without 2nd shunt trip, without 1st Shunt trip | 140870 | 1 | Z\ | 1
3WA1116-3LE32-0AA0 |  | Withdrawable circuit breaker with guide frame, IEC 60947-2, frame size 1, 3-poles, In=1600A up to 690V AC 50/60Hz, breaking capacity S Icu=66/50kA at 500/690V, Trip unit ETU600 LSI upgrade ready , colordisplay, bluetooth and USB interface, Protection LT, ST, INST, N-protection required an external N-sensor, incl. trip alarm switch (1xCO), rear connection horizontal, guide frame with shutter and w/o position signalling switch, with internal voltage tap on upper stab of circuit breaker, with voltage tap module VTM680 and power supply of ETU600, able to communication, integrated metering type PMF-1 Energy Efficiency, Voltage, Active energy Ea Manual operating mechanism with mechanical closing, without Spring charging motor, Ready-to-close signal. switch, Auxiliary switches 2NO+2NC, without Closing coil (CC), manual operating mechanism with mechanical closing, without Remote trip alarm reset coil (RR), without 2nd shunt trip, without 1st Shunt trip | 137870 | 1 | Z\ | 1
3WA1116-3LE33-0AA0 |  | Withdrawable circuit breaker with guide frame, IEC 60947-2, frame size 1, 3-poles, In=1600A up to 690V AC 50/60Hz, breaking capacity S Icu=66/50kA at 500/690V, Trip unit ETU600 LSI upgrade ready , colordisplay, bluetooth and USB interface, Protection LT, ST, INST, N-protection required an external N-sensor, incl. trip alarm switch (1xCO), front connection double hole, guide frame with shutter and w/o position signalling switch, with internal voltage tap on upper stab of circuit breaker, with voltage tap module VTM680 and power supply of ETU600, able to communication, integrated metering type PMF-1 Energy Efficiency, Voltage, Active energy Ea Manual operating mechanism with mechanical closing, without Spring charging motor, Ready-to-close signal. switch, Auxiliary switches 2NO+2NC, without Closing coil (CC), manual operating mechanism with mechanical closing, without Remote trip alarm reset coil (RR), without 2nd shunt trip, without 1st Shunt trip | 146870 | 1 | Z\ | 1
3WA1116-3LE34-0AA0 |  | Withdrawable circuit breaker with guide frame, IEC 60947-2, frame size 1, 3-poles, In=1600A up to 690V AC 50/60Hz, breaking capacity S Icu=66/50kA at 500/690V, Trip unit ETU600 LSI upgrade ready , colordisplay, bluetooth and USB interface, Protection LT, ST, INST, N-protection required an external N-sensor, incl. trip alarm switch (1xCO), rear connection flange, guide frame with shutter and w/o position signalling switch, with internal voltage tap on upper stab of circuit breaker, with voltage tap module VTM680 and power supply of ETU600, able to communication, integrated metering type PMF-1 Energy Efficiency, Voltage, Active energy Ea Manual operating mechanism with mechanical closing, without Spring charging motor, Ready-to-close signal. switch, Auxiliary switches 2NO+2NC, without Closing coil (CC), manual operating mechanism with mechanical closing, without Remote trip alarm reset coil (RR), without 2nd shunt trip, without 1st Shunt trip | 137870 | 1 | Z\ | 1
3WA1116-3LE41-0AA0 |  | Withdrawable circuit breaker with guide frame, IEC 60947-2, frame size 1, 4-poles, N-pole left, In=1600A up to 690V AC 50/60Hz, breaking capacity S Icu=66/50kA at 500/690V, Trip unit ETU600 LSI upgrade ready , colordisplay, bluetooth and USB interface, Protection LT, ST, INST, include N-protection, (internal N-sensor available), incl. trip alarm switch (1xCO), rear connection vertical, guide frame with shutter and w/o position signalling switch, with internal voltage tap on upper stab of circuit breaker, with voltage tap module VTM680 and power supply of ETU600, able to communication, integrated metering type PMF-1 Energy Efficiency, Voltage, Active energy Ea Manual operating mechanism with mechanical closing, without Spring charging motor, Ready-to-close signal. switch, Auxiliary switches 2NO+2NC, without Closing coil (CC), manual operating mechanism with mechanical closing, without Remote trip alarm reset coil (RR), without 2nd shunt trip, without 1st Shunt trip | 182870 | 1 | Z\ | 1
3WA1116-3LE42-0AA0 |  | Withdrawable circuit breaker with guide frame, IEC 60947-2, frame size 1, 4-poles, N-pole left, In=1600A up to 690V AC 50/60Hz, breaking capacity S Icu=66/50kA at 500/690V, Trip unit ETU600 LSI upgrade ready , colordisplay, bluetooth and USB interface, Protection LT, ST, INST, include N-protection, (internal N-sensor available), incl. trip alarm switch (1xCO), rear connection horizontal, guide frame with shutter and w/o position signalling switch, with internal voltage tap on upper stab of circuit breaker, with voltage tap module VTM680 and power supply of ETU600, able to communication, integrated metering type PMF-1 Energy Efficiency, Voltage, Active energy Ea Manual operating mechanism with mechanical closing, without Spring charging motor, Ready-to-close signal. switch, Auxiliary switches 2NO+2NC, without Closing coil (CC), manual operating mechanism with mechanical closing, without Remote trip alarm reset coil (RR), without 2nd shunt trip, without 1st Shunt trip | 178870 | 1 | Z\ | 1
3WA1116-3LE43-0AA0 |  | Withdrawable circuit breaker with guide frame, IEC 60947-2, frame size 1, 4-poles, N-pole left, In=1600A up to 690V AC 50/60Hz, breaking capacity S Icu=66/50kA at 500/690V, Trip unit ETU600 LSI upgrade ready , colordisplay, bluetooth and USB interface, Protection LT, ST, INST, include N-protection, (internal N-sensor available), incl. trip alarm switch (1xCO), front connection double hole, guide frame with shutter and w/o position signalling switch, with internal voltage tap on upper stab of circuit breaker, with voltage tap module VTM680 and power supply of ETU600, able to communication, integrated metering type PMF-1 Energy Efficiency, Voltage, Active energy Ea Manual operating mechanism with mechanical closing, without Spring charging motor, Ready-to-close signal. switch, Auxiliary switches 2NO+2NC, without Closing coil (CC), manual operating mechanism with mechanical closing, without Remote trip alarm reset coil (RR), without 2nd shunt trip, without 1st Shunt trip | 190870 | 1 | Z\ | 1
3WA1116-3LE44-0AA0 |  | Withdrawable circuit breaker with guide frame, IEC 60947-2, frame size 1, 4-poles, N-pole left, In=1600A up to 690V AC 50/60Hz, breaking capacity S Icu=66/50kA at 500/690V, Trip unit ETU600 LSI upgrade ready , colordisplay, bluetooth and USB interface, Protection LT, ST, INST, include N-protection, (internal N-sensor available), incl. trip alarm switch (1xCO), rear connection flange, guide frame with shutter and w/o position signalling switch, with internal voltage tap on upper stab of circuit breaker, with voltage tap module VTM680 and power supply of ETU600, able to communication, integrated metering type PMF-1 Energy Efficiency, Voltage, Active energy Ea Manual operating mechanism with mechanical closing, without Spring charging motor, Ready-to-close signal. switch, Auxiliary switches 2NO+2NC, without Closing coil (CC), manual operating mechanism with mechanical closing, without Remote trip alarm reset coil (RR), without 2nd shunt trip, without 1st Shunt trip | 178870 | 1 | Z\ | 1
3WA1116-3LF01-0AA0 |  | Fixed-mounted circuit breaker IEC 60947-2, frame size 1, 3-poles, In=1600A up to 690V AC 50/60Hz, breaking capacity S Icu=66/50kA at 500/690V, Trip unit ETU600 LSIG upgrade ready , colordisplay, bluetooth and USB interface, Protection LT, ST, INST, GFx, N-protection required an external N-sensor, incl. trip alarm switch (1xCO), rear connection vertical, with internal voltage tap on upper stab of circuit breaker, with voltage tap module VTM680 and power supply of ETU600, able to communication, integrated metering type PMF-1 Energy Efficiency, Voltage, Active energy Ea Manual operating mechanism with mechanical closing, without Spring charging motor, Ready-to-close signal. switch, Auxiliary switches 2NO+2NC, without Closing coil (CC), manual operating mechanism with mechanical closing, without Remote trip alarm reset coil (RR), without 2nd shunt trip, without 1st Shunt trip | 118870 | 1 | Z\ | 1
3WA1116-3LF02-0AA0 |  | Fixed-mounted circuit breaker IEC 60947-2, frame size 1, 3-poles, In=1600A up to 690V AC 50/60Hz, breaking capacity S Icu=66/50kA at 500/690V, Trip unit ETU600 LSIG upgrade ready , colordisplay, bluetooth and USB interface, Protection LT, ST, INST, GFx, N-protection required an external N-sensor, incl. trip alarm switch (1xCO), rear connection horizontal, with internal voltage tap on upper stab of circuit breaker, with voltage tap module VTM680 and power supply of ETU600, able to communication, integrated metering type PMF-1 Energy Efficiency, Voltage, Active energy Ea Manual operating mechanism with mechanical closing, without Spring charging motor, Ready-to-close signal. switch, Auxiliary switches 2NO+2NC, without Closing coil (CC), manual operating mechanism with mechanical closing, without Remote trip alarm reset coil (RR), without 2nd shunt trip, without 1st Shunt trip | 115870 | 1 | Z\ | 1
3WA1116-3LF03-0AA0 |  | Fixed-mounted circuit breaker IEC 60947-2, frame size 1, 3-poles, In=1600A up to 690V AC 50/60Hz, breaking capacity S Icu=66/50kA at 500/690V, Trip unit ETU600 LSIG upgrade ready , colordisplay, bluetooth and USB interface, Protection LT, ST, INST, GFx, N-protection required an external N-sensor, incl. trip alarm switch (1xCO), front connection double hole, with internal voltage tap on upper stab of circuit breaker, with voltage tap module VTM680 and power supply of ETU600, able to communication, integrated metering type PMF-1 Energy Efficiency, Voltage, Active energy Ea Manual operating mechanism with mechanical closing, without Spring charging motor, Ready-to-close signal. switch, Auxiliary switches 2NO+2NC, without Closing coil (CC), manual operating mechanism with mechanical closing, without Remote trip alarm reset coil (RR), without 2nd shunt trip, without 1st Shunt trip | 123870 | 1 | Z\ | 1
3WA1116-3LF11-0AA0 |  | Fixed-mounted circuit breaker IEC 60947-2, frame size 1, 4-poles, N-pole left, In=1600A up to 690V AC 50/60Hz, breaking capacity S Icu=66/50kA at 500/690V, Trip unit ETU600 LSIG upgrade ready , colordisplay, bluetooth and USB interface, Protection LT, ST, INST, GFx, include N-protection, (internal N-sensor available), incl. trip alarm switch (1xCO), rear connection vertical, with internal voltage tap on upper stab of circuit breaker, with voltage tap module VTM680 and power supply of ETU600, able to communication, integrated metering type PMF-1 Energy Efficiency, Voltage, Active energy Ea Manual operating mechanism with mechanical closing, without Spring charging motor, Ready-to-close signal. switch, Auxiliary switches 2NO+2NC, without Closing coil (CC), manual operating mechanism with mechanical closing, without Remote trip alarm reset coil (RR), without 2nd shunt trip, without 1st Shunt trip | 149870 | 1 | Z\ | 1
3WA1116-3LF12-0AA0 |  | Fixed-mounted circuit breaker IEC 60947-2, frame size 1, 4-poles, N-pole left, In=1600A up to 690V AC 50/60Hz, breaking capacity S Icu=66/50kA at 500/690V, Trip unit ETU600 LSIG upgrade ready , colordisplay, bluetooth and USB interface, Protection LT, ST, INST, GFx, include N-protection, (internal N-sensor available), incl. trip alarm switch (1xCO), rear connection horizontal, with internal voltage tap on upper stab of circuit breaker, with voltage tap module VTM680 and power supply of ETU600, able to communication, integrated metering type PMF-1 Energy Efficiency, Voltage, Active energy Ea Manual operating mechanism with mechanical closing, without Spring charging motor, Ready-to-close signal. switch, Auxiliary switches 2NO+2NC, without Closing coil (CC), manual operating mechanism with mechanical closing, without Remote trip alarm reset coil (RR), without 2nd shunt trip, without 1st Shunt trip | 145870 | 1 | Z\ | 1
3WA1116-3LF13-0AA0 |  | Fixed-mounted circuit breaker IEC 60947-2, frame size 1, 4-poles, N-pole left, In=1600A up to 690V AC 50/60Hz, breaking capacity S Icu=66/50kA at 500/690V, Trip unit ETU600 LSIG upgrade ready , colordisplay, bluetooth and USB interface, Protection LT, ST, INST, GFx, include N-protection, (internal N-sensor available), incl. trip alarm switch (1xCO), front connection double hole, with internal voltage tap on upper stab of circuit breaker, with voltage tap module VTM680 and power supply of ETU600, able to communication, integrated metering type PMF-1 Energy Efficiency, Voltage, Active energy Ea Manual operating mechanism with mechanical closing, without Spring charging motor, Ready-to-close signal. switch, Auxiliary switches 2NO+2NC, without Closing coil (CC), manual operating mechanism with mechanical closing, without Remote trip alarm reset coil (RR), without 2nd shunt trip, without 1st Shunt trip | 157870 | 1 | Z\ | 1
3WA1116-3LF21-0AA0 |  | fixed-mounted circuit breaker, IEC 60947-2, size 1, 4-pole, N pole on right, In=1600 A up to 690 V AC 50/60 Hz, breaking capacity S Icu=66/50 kA at 500/690 V, tripping unit ETU600 LSIG upgradeable, color display, Bluetooth, USB interface, basic protection LT, ST, INST, GFx, including protection of the N conductor (internal neutral point sensor available), trip alarm switch (1 x CO), connection at rear vertical, with internal voltage tap on upper stab of circuit breaker, with voltage tap module VTM680 and power supply of ETU600, able to communication, integrated metering type PMF-1 Energy Efficiency, Voltage, Active energy Ea Manual operating mechanism with mechanical closing, without Spring charging motor, Ready-to-close signal. switch, Auxiliary switches 2NO+2NC, without Closing coil (CC), manual operating mechanism with mechanical closing, without Remote trip alarm reset coil (RR), without 2nd shunt trip, without 1st Shunt trip | 149870 | 1 | Z\ | 1
3WA1116-3LF22-0AA0 |  | fixed-mounted circuit breaker, IEC 60947-2, size 1, 4-pole, N pole on right, In=1600 A up to 690 V AC 50/60 Hz, breaking capacity S Icu=66/50 kA at 500/690 V, tripping unit ETU600 LSIG upgradeable, color display, Bluetooth, USB interface, basic protection LT, ST, INST, GFx, including protection of the N conductor (internal neutral point sensor available), trip alarm switch (1 x CO), connection at rear horizontal with internal voltage tap on upper stab of circuit breaker, with voltage tap module VTM680 and power supply of ETU600, able to communication, integrated metering type PMF-1 Energy Efficiency, Voltage, Active energy Ea Manual operating mechanism with mechanical closing, without Spring charging motor, Ready-to-close signal. switch, Auxiliary switches 2NO+2NC, without Closing coil (CC), manual operating mechanism with mechanical closing, without Remote trip alarm reset coil (RR), without 2nd shunt trip, without 1st Shunt trip | 145870 | 1 | Z\ | 1
3WA1116-3LF23-0AA0 |  | fixed-mounted circuit breaker, IEC 60947-2, size 1, 4-pole, N pole on right, In=1600 A up to 690 V AC 50/60 Hz, breaking capacity S Icu=66/50 kA at 500/690 V, tripping unit ETU600 LSIG upgradeable, color display, Bluetooth, USB interface, basic protection LT, ST, INST, GFx, including protection of the N conductor (internal neutral point sensor available), trip alarm switch (1 x CO), front connection double hole, with internal voltage tap on upper stab of circuit breaker, with voltage tap module VTM680 and power supply of ETU600, able to communication, integrated metering type PMF-1 Energy Efficiency, Voltage, Active energy Ea Manual operating mechanism with mechanical closing, without Spring charging motor, Ready-to-close signal. switch, Auxiliary switches 2NO+2NC, without Closing coil (CC), manual operating mechanism with mechanical closing, without Remote trip alarm reset coil (RR), without 2nd shunt trip, without 1st Shunt trip | 157870 | 1 | Z\ | 1
3WA1116-3LF31-0AA0 |  | Withdrawable circuit breaker with guide frame, IEC 60947-2, frame size 1, 3-poles, In=1600A up to 690V AC 50/60Hz, breaking capacity S Icu=66/50kA at 500/690V, Trip unit ETU600 LSIG upgrade ready , colordisplay, bluetooth and USB interface, Protection LT, ST, INST, GFx, N-protection required an external N-sensor, incl. trip alarm switch (1xCO), rear connection vertical, guide frame with shutter and w/o position signalling switch, with internal voltage tap on upper stab of circuit breaker, with voltage tap module VTM680 and power supply of ETU600, able to communication, integrated metering type PMF-1 Energy Efficiency, Voltage, Active energy Ea Manual operating mechanism with mechanical closing, without Spring charging motor, Ready-to-close signal. switch, Auxiliary switches 2NO+2NC, without Closing coil (CC), manual operating mechanism with mechanical closing, without Remote trip alarm reset coil (RR), without 2nd shunt trip, without 1st Shunt trip | 151870 | 1 | Z\ | 1
3WA1116-3LF32-0AA0 |  | Withdrawable circuit breaker with guide frame, IEC 60947-2, frame size 1, 3-poles, In=1600A up to 690V AC 50/60Hz, breaking capacity S Icu=66/50kA at 500/690V, Trip unit ETU600 LSIG upgrade ready , colordisplay, bluetooth and USB interface, Protection LT, ST, INST, GFx, N-protection required an external N-sensor, incl. trip alarm switch (1xCO), rear connection horizontal, guide frame with shutter and w/o position signalling switch, with internal voltage tap on upper stab of circuit breaker, with voltage tap module VTM680 and power supply of ETU600, able to communication, integrated metering type PMF-1 Energy Efficiency, Voltage, Active energy Ea Manual operating mechanism with mechanical closing, without Spring charging motor, Ready-to-close signal. switch, Auxiliary switches 2NO+2NC, without Closing coil (CC), manual operating mechanism with mechanical closing, without Remote trip alarm reset coil (RR), without 2nd shunt trip, without 1st Shunt trip | 148870 | 1 | Z\ | 1
3WA1116-3LF32-8EA4-Z | C01D80F19F23M71S08T40 | Withdrawable circuit breaker with guide frame, IEC 60947-2, frame size 1, 3-poles, In=1600A up to 690V AC 50/60Hz, breaking capacity S Icu=66/50kA at 500/690V, Trip unit ETU600 LSIG upgrade ready , colordisplay, bluetooth and USB interface, Protection LT, ST, INST, GFx, N-protection required an external N-sensor, incl. trip alarm switch (1xCO), rear connection horizontal, guide frame with shutter and w/o position signalling switch, with internal voltage tap on upper stab of circuit breaker, with voltage tap module VTM680 and power supply of ETU600, able to communication, integrated metering type PMF-1 Energy Efficiency, Voltage, Active energy Ea with manual and motorized operating mechanism (M) 208-240 V AC / 220-250 V DC, Storage status and ready-to- close signaling switches, Auxiliary switches 4NO+4NC, Closing coil (CC) 100% OP 208-240 V AC / 220-250 V DC, applicable for continuous duty, without Remote trip alarm reset coil (RR), without 2nd shunt trip, Shunt trip (ST) 100% OP 208-240 V AC / 220-250 V DC, suitable for continuous duty, Option C01 = Operations counter for circuit breaker Option D80 = Circuit breaker without Bluetooth functionality Option F19 = COM190 COM module PROFINET IO Modbus TCP 2 switched Ethernet ports circuit breaker internal Option F23 = Digital Input/Output module IOM230 (2x IN, 3x OUT), include adapter for secondary disconnect mounting, connection wires and CubicleBus terminating resistor. option M71 = changeover to CC/ST without communication capability Option S08 = Locking provision against unauthorized closing Secured Open; for with Ronis lock Option T40 = Door sealing frame IP41 | 209430 | 1 | Z\ | 1
3WA1116-3LF32-8EA4-Z | C01D80F19F23S08T40 | Withdrawable circuit breaker with guide frame, IEC 60947-2, frame size 1, 3-poles, In=1600A up to 690V AC 50/60Hz, breaking capacity S Icu=66/50kA at 500/690V, Trip unit ETU600 LSIG upgrade ready , colordisplay, bluetooth and USB interface, Protection LT, ST, INST, GFx, N-protection required an external N-sensor, incl. trip alarm switch (1xCO), rear connection horizontal, guide frame with shutter and w/o position signalling switch, with internal voltage tap on upper stab of circuit breaker, with voltage tap module VTM680 and power supply of ETU600, able to communication, integrated metering type PMF-1 Energy Efficiency, Voltage, Active energy Ea with manual and motorized operating mechanism (M) 208-240 V AC / 220-250 V DC, Storage status and ready-to- close signaling switches, Auxiliary switches 4NO+4NC, Closing coil (CC) 100% OP 208-240 V AC / 220-250 V DC, applicable for continuous duty, without Remote trip alarm reset coil (RR), without 2nd shunt trip, Shunt trip (ST) 100% OP 208-240 V AC / 220-250 V DC, suitable for continuous duty, Option C01 = Operations counter for circuit breaker Option D80 = Circuit breaker without Bluetooth functionality Option F19 = COM190 COM module PROFINET IO Modbus TCP 2 switched Ethernet ports circuit breaker internal Option F23 = Digital Input/Output module IOM230 (2x IN, 3x OUT), include adapter for secondary disconnect mounting, connection wires and CubicleBus terminating resistor. Option S08 = Locking provision against unauthorized closing Secured Open; for with Ronis lock Option T40 = Door sealing frame IP41 | 209430 | 1 | Z\ | 1
3WA1116-3LF33-0AA0 |  | Withdrawable circuit breaker with guide frame, IEC 60947-2, frame size 1, 3-poles, In=1600A up to 690V AC 50/60Hz, breaking capacity S Icu=66/50kA at 500/690V, Trip unit ETU600 LSIG upgrade ready , colordisplay, bluetooth and USB interface, Protection LT, ST, INST, GFx, N-protection required an external N-sensor, incl. trip alarm switch (1xCO), front connection double hole, guide frame with shutter and w/o position signalling switch, with internal voltage tap on upper stab of circuit breaker, with voltage tap module VTM680 and power supply of ETU600, able to communication, integrated metering type PMF-1 Energy Efficiency, Voltage, Active energy Ea Manual operating mechanism with mechanical closing, without Spring charging motor, Ready-to-close signal. switch, Auxiliary switches 2NO+2NC, without Closing coil (CC), manual operating mechanism with mechanical closing, without Remote trip alarm reset coil (RR), without 2nd shunt trip, without 1st Shunt trip | 156870 | 1 | Z\ | 1
3WA1116-3LF34-0AA0 |  | Withdrawable circuit breaker with guide frame, IEC 60947-2, frame size 1, 3-poles, In=1600A up to 690V AC 50/60Hz, breaking capacity S Icu=66/50kA at 500/690V, Trip unit ETU600 LSIG upgrade ready , colordisplay, bluetooth and USB interface, Protection LT, ST, INST, GFx, N-protection required an external N-sensor, incl. trip alarm switch (1xCO), rear connection flange, guide frame with shutter and w/o position signalling switch, with internal voltage tap on upper stab of circuit breaker, with voltage tap module VTM680 and power supply of ETU600, able to communication, integrated metering type PMF-1 Energy Efficiency, Voltage, Active energy Ea Manual operating mechanism with mechanical closing, without Spring charging motor, Ready-to-close signal. switch, Auxiliary switches 2NO+2NC, without Closing coil (CC), manual operating mechanism with mechanical closing, without Remote trip alarm reset coil (RR), without 2nd shunt trip, without 1st Shunt trip | 148870 | 1 | Z\ | 1
3WA1116-3LF41-0AA0 |  | Withdrawable circuit breaker with guide frame, IEC 60947-2, frame size 1, 4-poles, N-pole left, In=1600A up to 690V AC 50/60Hz, breaking capacity S Icu=66/50kA at 500/690V, Trip unit ETU600 LSIG upgrade ready , colordisplay, bluetooth and USB interface, Protection LT, ST, INST, GFx, include N-protection, (internal N-sensor available), incl. trip alarm switch (1xCO), rear connection vertical, guide frame with shutter and w/o position signalling switch, with internal voltage tap on upper stab of circuit breaker, with voltage tap module VTM680 and power supply of ETU600, able to communication, integrated metering type PMF-1 Energy Efficiency, Voltage, Active energy Ea Manual operating mechanism with mechanical closing, without Spring charging motor, Ready-to-close signal. switch, Auxiliary switches 2NO+2NC, without Closing coil (CC), manual operating mechanism with mechanical closing, without Remote trip alarm reset coil (RR), without 2nd shunt trip, without 1st Shunt trip | 193870 | 1 | Z\ | 1
3WA1116-3LF42-0AA0 |  | Withdrawable circuit breaker with guide frame, IEC 60947-2, frame size 1, 4-poles, N-pole left, In=1600A up to 690V AC 50/60Hz, breaking capacity S Icu=66/50kA at 500/690V, Trip unit ETU600 LSIG upgrade ready , colordisplay, bluetooth and USB interface, Protection LT, ST, INST, GFx, include N-protection, (internal N-sensor available), incl. trip alarm switch (1xCO), rear connection horizontal, guide frame with shutter and w/o position signalling switch, with internal voltage tap on upper stab of circuit breaker, with voltage tap module VTM680 and power supply of ETU600, able to communication, integrated metering type PMF-1 Energy Efficiency, Voltage, Active energy Ea Manual operating mechanism with mechanical closing, without Spring charging motor, Ready-to-close signal. switch, Auxiliary switches 2NO+2NC, without Closing coil (CC), manual operating mechanism with mechanical closing, without Remote trip alarm reset coil (RR), without 2nd shunt trip, without 1st Shunt trip | 189870 | 1 | Z\ | 1
3WA1116-3LF43-0AA0 |  | Withdrawable circuit breaker with guide frame, IEC 60947-2, frame size 1, 4-poles, N-pole left, In=1600A up to 690V AC 50/60Hz, breaking capacity S Icu=66/50kA at 500/690V, Trip unit ETU600 LSIG upgrade ready , colordisplay, bluetooth and USB interface, Protection LT, ST, INST, GFx, include N-protection, (internal N-sensor available), incl. trip alarm switch (1xCO), front connection double hole, guide frame with shutter and w/o position signalling switch, with internal voltage tap on upper stab of circuit breaker, with voltage tap module VTM680 and power supply of ETU600, able to communication, integrated metering type PMF-1 Energy Efficiency, Voltage, Active energy Ea Manual operating mechanism with mechanical closing, without Spring charging motor, Ready-to-close signal. switch, Auxiliary switches 2NO+2NC, without Closing coil (CC), manual operating mechanism with mechanical closing, without Remote trip alarm reset coil (RR), without 2nd shunt trip, without 1st Shunt trip | 201870 | 1 | Z\ | 1
3WA1116-3LF44-0AA0 |  | Withdrawable circuit breaker with guide frame, IEC 60947-2, frame size 1, 4-poles, N-pole left, In=1600A up to 690V AC 50/60Hz, breaking capacity S Icu=66/50kA at 500/690V, Trip unit ETU600 LSIG upgrade ready , colordisplay, bluetooth and USB interface, Protection LT, ST, INST, GFx, include N-protection, (internal N-sensor available), incl. trip alarm switch (1xCO), rear connection flange, guide frame with shutter and w/o position signalling switch, with internal voltage tap on upper stab of circuit breaker, with voltage tap module VTM680 and power supply of ETU600, able to communication, integrated metering type PMF-1 Energy Efficiency, Voltage, Active energy Ea Manual operating mechanism with mechanical closing, without Spring charging motor, Ready-to-close signal. switch, Auxiliary switches 2NO+2NC, without Closing coil (CC), manual operating mechanism with mechanical closing, without Remote trip alarm reset coil (RR), without 2nd shunt trip, without 1st Shunt trip | 189870 | 1 | Z\ | 1
3WA1116-3ME01-0AA0 |  | Fixed-mounted circuit breaker IEC 60947-2, frame size 1, 3-poles, In=1600A up to 690V AC 50/60Hz, breaking capacity S Icu=66/50kA at 500/690V, Trip unit ETU600 LSI upgrade ready , colordisplay, bluetooth and USB interface, Protection LT, ST, INST, N-protection required an external N-sensor, incl. trip alarm switch (1xCO), rear connection vertical, with internal voltage tap on upper stab of circuit breaker, with voltage tap module VTM680 and power supply of ETU600, able to communication, integrated metering type PMF-2 Basic Power Monitoring, Voltage, Energy, Power, Power factor, Frequency, Unbalance, Temperature, Manual operating mechanism with mechanical closing, without Spring charging motor, Ready-to-close signal. switch, Auxiliary switches 2NO+2NC, without Closing coil (CC), manual operating mechanism with mechanical closing, without Remote trip alarm reset coil (RR), without 2nd shunt trip, without 1st Shunt trip | 116600 | 1 | Z\ | 1
3WA1116-3ME02-0AA0 |  | Fixed-mounted circuit breaker IEC 60947-2, frame size 1, 3-poles, In=1600A up to 690V AC 50/60Hz, breaking capacity S Icu=66/50kA at 500/690V, Trip unit ETU600 LSI upgrade ready , colordisplay, bluetooth and USB interface, Protection LT, ST, INST, N-protection required an external N-sensor, incl. trip alarm switch (1xCO), rear connection horizontal, with internal voltage tap on upper stab of circuit breaker, with voltage tap module VTM680 and power supply of ETU600, able to communication, integrated metering type PMF-2 Basic Power Monitoring, Voltage, Energy, Power, Power factor, Frequency, Unbalance, Temperature, Manual operating mechanism with mechanical closing, without Spring charging motor, Ready-to-close signal. switch, Auxiliary switches 2NO+2NC, without Closing coil (CC), manual operating mechanism with mechanical closing, without Remote trip alarm reset coil (RR), without 2nd shunt trip, without 1st Shunt trip | 113700 | 1 | Z\ | 1
3WA1116-3ME03-0AA0 |  | Fixed-mounted circuit breaker IEC 60947-2, frame size 1, 3-poles, In=1600A up to 690V AC 50/60Hz, breaking capacity S Icu=66/50kA at 500/690V, Trip unit ETU600 LSI upgrade ready , colordisplay, bluetooth and USB interface, Protection LT, ST, INST, N-protection required an external N-sensor, incl. trip alarm switch (1xCO), front connection double hole, with internal voltage tap on upper stab of circuit breaker, with voltage tap module VTM680 and power supply of ETU600, able to communication, integrated metering type PMF-2 Basic Power Monitoring, Voltage, Energy, Power, Power factor, Frequency, Unbalance, Temperature, Manual operating mechanism with mechanical closing, without Spring charging motor, Ready-to-close signal. switch, Auxiliary switches 2NO+2NC, without Closing coil (CC), manual operating mechanism with mechanical closing, without Remote trip alarm reset coil (RR), without 2nd shunt trip, without 1st Shunt trip | 122700 | 1 | Z\ | 1
3WA1116-3ME11-0AA0 |  | Fixed-mounted circuit breaker IEC 60947-2, frame size 1, 4-poles, N-pole left, In=1600A up to 690V AC 50/60Hz, breaking capacity S Icu=66/50kA at 500/690V, Trip unit ETU600 LSI upgrade ready , colordisplay, bluetooth and USB interface, Protection LT, ST, INST, include N-protection, (internal N-sensor available), incl. trip alarm switch (1xCO), rear connection vertical, with internal voltage tap on upper stab of circuit breaker, with voltage tap module VTM680 and power supply of ETU600, able to communication, integrated metering type PMF-2 Basic Power Monitoring, Voltage, Energy, Power, Power factor, Frequency, Unbalance, Temperature, Manual operating mechanism with mechanical closing, without Spring charging motor, Ready-to-close signal. switch, Auxiliary switches 2NO+2NC, without Closing coil (CC), manual operating mechanism with mechanical closing, without Remote trip alarm reset coil (RR), without 2nd shunt trip, without 1st Shunt trip | 148700 | 1 | Z\ | 1
3WA1116-3ME12-0AA0 |  | Fixed-mounted circuit breaker IEC 60947-2, frame size 1, 4-poles, N-pole left, In=1600A up to 690V AC 50/60Hz, breaking capacity S Icu=66/50kA at 500/690V, Trip unit ETU600 LSI upgrade ready , colordisplay, bluetooth and USB interface, Protection LT, ST, INST, include N-protection, (internal N-sensor available), incl. trip alarm switch (1xCO), rear connection horizontal, with internal voltage tap on upper stab of circuit breaker, with voltage tap module VTM680 and power supply of ETU600, able to communication, integrated metering type PMF-2 Basic Power Monitoring, Voltage, Energy, Power, Power factor, Frequency, Unbalance, Temperature, Manual operating mechanism with mechanical closing, without Spring charging motor, Ready-to-close signal. switch, Auxiliary switches 2NO+2NC, without Closing coil (CC), manual operating mechanism with mechanical closing, without Remote trip alarm reset coil (RR), without 2nd shunt trip, without 1st Shunt trip | 144700 | 1 | Z\ | 1
3WA1116-3ME13-0AA0 |  | Fixed-mounted circuit breaker IEC 60947-2, frame size 1, 4-poles, N-pole left, In=1600A up to 690V AC 50/60Hz, breaking capacity S Icu=66/50kA at 500/690V, Trip unit ETU600 LSI upgrade ready , colordisplay, bluetooth and USB interface, Protection LT, ST, INST, include N-protection, (internal N-sensor available), incl. trip alarm switch (1xCO), front connection double hole, with internal voltage tap on upper stab of circuit breaker, with voltage tap module VTM680 and power supply of ETU600, able to communication, integrated metering type PMF-2 Basic Power Monitoring, Voltage, Energy, Power, Power factor, Frequency, Unbalance, Temperature, Manual operating mechanism with mechanical closing, without Spring charging motor, Ready-to-close signal. switch, Auxiliary switches 2NO+2NC, without Closing coil (CC), manual operating mechanism with mechanical closing, without Remote trip alarm reset coil (RR), without 2nd shunt trip, without 1st Shunt trip | 155700 | 1 | Z\ | 1
3WA1116-3ME21-0AA0 |  | fixed-mounted circuit breaker, IEC 60947-2, size 1, 4-pole, N pole on right, In=1600 A up to 690 V AC 50/60 Hz, breaking capacity S Icu=66/50 kA at 500/690 V, tripping unit ETU600 LSI upgradeable, color display, Bluetooth, USB interface, basic protection LT, ST, INST, including protection of the N conductor (internal neutral point sensor available), trip alarm switch (1 x CO), connection at rear vertical, with internal voltage tap on upper stab of circuit breaker, with voltage tap module VTM680 and power supply of ETU600, able to communication, integrated metering type PMF-2 Basic Power Monitoring, Voltage, Energy, Power, Power factor, Frequency, Unbalance, Temperature, Manual operating mechanism with mechanical closing, without Spring charging motor, Ready-to-close signal. switch, Auxiliary switches 2NO+2NC, without Closing coil (CC), manual operating mechanism with mechanical closing, without Remote trip alarm reset coil (RR), without 2nd shunt trip, without 1st Shunt trip | 148700 | 1 | Z\ | 1
3WA1116-3ME22-0AA0 |  | fixed-mounted circuit breaker, IEC 60947-2, size 1, 4-pole, N pole on right, In=1600 A up to 690 V AC 50/60 Hz, breaking capacity S Icu=66/50 kA at 500/690 V, tripping unit ETU600 LSI upgradeable, color display, Bluetooth, USB interface, basic protection LT, ST, INST, including protection of the N conductor (internal neutral point sensor available), trip alarm switch (1 x CO), connection at rear horizontal with internal voltage tap on upper stab of circuit breaker, with voltage tap module VTM680 and power supply of ETU600, able to communication, integrated metering type PMF-2 Basic Power Monitoring, Voltage, Energy, Power, Power factor, Frequency, Unbalance, Temperature, Manual operating mechanism with mechanical closing, without Spring charging motor, Ready-to-close signal. switch, Auxiliary switches 2NO+2NC, without Closing coil (CC), manual operating mechanism with mechanical closing, without Remote trip alarm reset coil (RR), without 2nd shunt trip, without 1st Shunt trip | 144700 | 1 | Z\ | 1
3WA1116-3ME23-0AA0 |  | fixed-mounted circuit breaker, IEC 60947-2, size 1, 4-pole, N pole on right, In=1600 A up to 690 V AC 50/60 Hz, breaking capacity S Icu=66/50 kA at 500/690 V, tripping unit ETU600 LSI upgradeable, color display, Bluetooth, USB interface, basic protection LT, ST, INST, including protection of the N conductor (internal neutral point sensor available), trip alarm switch (1 x CO), front connection double hole, with internal voltage tap on upper stab of circuit breaker, with voltage tap module VTM680 and power supply of ETU600, able to communication, integrated metering type PMF-2 Basic Power Monitoring, Voltage, Energy, Power, Power factor, Frequency, Unbalance, Temperature, Manual operating mechanism with mechanical closing, without Spring charging motor, Ready-to-close signal. switch, Auxiliary switches 2NO+2NC, without Closing coil (CC), manual operating mechanism with mechanical closing, without Remote trip alarm reset coil (RR), without 2nd shunt trip, without 1st Shunt trip | 155700 | 1 | Z\ | 1
3WA1116-3ME31-0AA0 |  | Withdrawable circuit breaker with guide frame, IEC 60947-2, frame size 1, 3-poles, In=1600A up to 690V AC 50/60Hz, breaking capacity S Icu=66/50kA at 500/690V, Trip unit ETU600 LSI upgrade ready , colordisplay, bluetooth and USB interface, Protection LT, ST, INST, N-protection required an external N-sensor, incl. trip alarm switch (1xCO), rear connection vertical, guide frame with shutter and w/o position signalling switch, with internal voltage tap on upper stab of circuit breaker, with voltage tap module VTM680 and power supply of ETU600, able to communication, integrated metering type PMF-2 Basic Power Monitoring, Voltage, Energy, Power, Power factor, Frequency, Unbalance, Temperature, Manual operating mechanism with mechanical closing, without Spring charging motor, Ready-to-close signal. switch, Auxiliary switches 2NO+2NC, without Closing coil (CC), manual operating mechanism with mechanical closing, without Remote trip alarm reset coil (RR), without 2nd shunt trip, without 1st Shunt trip | 149700 | 1 | Z\ | 1
3WA1116-3ME32-0AA0 |  | Withdrawable circuit breaker with guide frame, IEC 60947-2, frame size 1, 3-poles, In=1600A up to 690V AC 50/60Hz, breaking capacity S Icu=66/50kA at 500/690V, Trip unit ETU600 LSI upgrade ready , colordisplay, bluetooth and USB interface, Protection LT, ST, INST, N-protection required an external N-sensor, incl. trip alarm switch (1xCO), rear connection horizontal, guide frame with shutter and w/o position signalling switch, with internal voltage tap on upper stab of circuit breaker, with voltage tap module VTM680 and power supply of ETU600, able to communication, integrated metering type PMF-2 Basic Power Monitoring, Voltage, Energy, Power, Power factor, Frequency, Unbalance, Temperature, Manual operating mechanism with mechanical closing, without Spring charging motor, Ready-to-close signal. switch, Auxiliary switches 2NO+2NC, without Closing coil (CC), manual operating mechanism with mechanical closing, without Remote trip alarm reset coil (RR), without 2nd shunt trip, without 1st Shunt trip | 146700 | 1 | Z\ | 1
3WA1116-3ME33-0AA0 |  | Withdrawable circuit breaker with guide frame, IEC 60947-2, frame size 1, 3-poles, In=1600A up to 690V AC 50/60Hz, breaking capacity S Icu=66/50kA at 500/690V, Trip unit ETU600 LSI upgrade ready , colordisplay, bluetooth and USB interface, Protection LT, ST, INST, N-protection required an external N-sensor, incl. trip alarm switch (1xCO), front connection double hole, guide frame with shutter and w/o position signalling switch, with internal voltage tap on upper stab of circuit breaker, with voltage tap module VTM680 and power supply of ETU600, able to communication, integrated metering type PMF-2 Basic Power Monitoring, Voltage, Energy, Power, Power factor, Frequency, Unbalance, Temperature, Manual operating mechanism with mechanical closing, without Spring charging motor, Ready-to-close signal. switch, Auxiliary switches 2NO+2NC, without Closing coil (CC), manual operating mechanism with mechanical closing, without Remote trip alarm reset coil (RR), without 2nd shunt trip, without 1st Shunt trip | 155700 | 1 | Z\ | 1
3WA1116-3ME34-0AA0 |  | Withdrawable circuit breaker with guide frame, IEC 60947-2, frame size 1, 3-poles, In=1600A up to 690V AC 50/60Hz, breaking capacity S Icu=66/50kA at 500/690V, Trip unit ETU600 LSI upgrade ready , colordisplay, bluetooth and USB interface, Protection LT, ST, INST, N-protection required an external N-sensor, incl. trip alarm switch (1xCO), rear connection flange, guide frame with shutter and w/o position signalling switch, with internal voltage tap on upper stab of circuit breaker, with voltage tap module VTM680 and power supply of ETU600, able to communication, integrated metering type PMF-2 Basic Power Monitoring, Voltage, Energy, Power, Power factor, Frequency, Unbalance, Temperature, Manual operating mechanism with mechanical closing, without Spring charging motor, Ready-to-close signal. switch, Auxiliary switches 2NO+2NC, without Closing coil (CC), manual operating mechanism with mechanical closing, without Remote trip alarm reset coil (RR), without 2nd shunt trip, without 1st Shunt trip | 146700 | 1 | Z\ | 1
3WA1116-3ME41-0AA0 |  | Withdrawable circuit breaker with guide frame, IEC 60947-2, frame size 1, 4-poles, N-pole left, In=1600A up to 690V AC 50/60Hz, breaking capacity S Icu=66/50kA at 500/690V, Trip unit ETU600 LSI upgrade ready , colordisplay, bluetooth and USB interface, Protection LT, ST, INST, include N-protection, (internal N-sensor available), incl. trip alarm switch (1xCO), rear connection vertical, guide frame with shutter and w/o position signalling switch, with internal voltage tap on upper stab of circuit breaker, with voltage tap module VTM680 and power supply of ETU600, able to communication, integrated metering type PMF-2 Basic Power Monitoring, Voltage, Energy, Power, Power factor, Frequency, Unbalance, Temperature, Manual operating mechanism with mechanical closing, without Spring charging motor, Ready-to-close signal. switch, Auxiliary switches 2NO+2NC, without Closing coil (CC), manual operating mechanism with mechanical closing, without Remote trip alarm reset coil (RR), without 2nd shunt trip, without 1st Shunt trip | 191700 | 1 | Z\ | 1
3WA1116-3ME42-0AA0 |  | Withdrawable circuit breaker with guide frame, IEC 60947-2, frame size 1, 4-poles, N-pole left, In=1600A up to 690V AC 50/60Hz, breaking capacity S Icu=66/50kA at 500/690V, Trip unit ETU600 LSI upgrade ready , colordisplay, bluetooth and USB interface, Protection LT, ST, INST, include N-protection, (internal N-sensor available), incl. trip alarm switch (1xCO), rear connection horizontal, guide frame with shutter and w/o position signalling switch, with internal voltage tap on upper stab of circuit breaker, with voltage tap module VTM680 and power supply of ETU600, able to communication, integrated metering type PMF-2 Basic Power Monitoring, Voltage, Energy, Power, Power factor, Frequency, Unbalance, Temperature, Manual operating mechanism with mechanical closing, without Spring charging motor, Ready-to-close signal. switch, Auxiliary switches 2NO+2NC, without Closing coil (CC), manual operating mechanism with mechanical closing, without Remote trip alarm reset coil (RR), without 2nd shunt trip, without 1st Shunt trip | 187700 | 1 | Z\ | 1
3WA1116-3ME43-0AA0 |  | Withdrawable circuit breaker with guide frame, IEC 60947-2, frame size 1, 4-poles, N-pole left, In=1600A up to 690V AC 50/60Hz, breaking capacity S Icu=66/50kA at 500/690V, Trip unit ETU600 LSI upgrade ready , colordisplay, bluetooth and USB interface, Protection LT, ST, INST, include N-protection, (internal N-sensor available), incl. trip alarm switch (1xCO), front connection double hole, guide frame with shutter and w/o position signalling switch, with internal voltage tap on upper stab of circuit breaker, with voltage tap module VTM680 and power supply of ETU600, able to communication, integrated metering type PMF-2 Basic Power Monitoring, Voltage, Energy, Power, Power factor, Frequency, Unbalance, Temperature, Manual operating mechanism with mechanical closing, without Spring charging motor, Ready-to-close signal. switch, Auxiliary switches 2NO+2NC, without Closing coil (CC), manual operating mechanism with mechanical closing, without Remote trip alarm reset coil (RR), without 2nd shunt trip, without 1st Shunt trip | 199700 | 1 | Z\ | 1
3WA1116-3ME44-0AA0 |  | Withdrawable circuit breaker with guide frame, IEC 60947-2, frame size 1, 4-poles, N-pole left, In=1600A up to 690V AC 50/60Hz, breaking capacity S Icu=66/50kA at 500/690V, Trip unit ETU600 LSI upgrade ready , colordisplay, bluetooth and USB interface, Protection LT, ST, INST, include N-protection, (internal N-sensor available), incl. trip alarm switch (1xCO), rear connection flange, guide frame with shutter and w/o position signalling switch, with internal voltage tap on upper stab of circuit breaker, with voltage tap module VTM680 and power supply of ETU600, able to communication, integrated metering type PMF-2 Basic Power Monitoring, Voltage, Energy, Power, Power factor, Frequency, Unbalance, Temperature, Manual operating mechanism with mechanical closing, without Spring charging motor, Ready-to-close signal. switch, Auxiliary switches 2NO+2NC, without Closing coil (CC), manual operating mechanism with mechanical closing, without Remote trip alarm reset coil (RR), without 2nd shunt trip, without 1st Shunt trip | 187700 | 1 | Z\ | 1
3WA1116-3MF01-0AA0 |  | Fixed-mounted circuit breaker IEC 60947-2, frame size 1, 3-poles, In=1600A up to 690V AC 50/60Hz, breaking capacity S Icu=66/50kA at 500/690V, Trip unit ETU600 LSIG upgrade ready , colordisplay, bluetooth and USB interface, Protection LT, ST, INST, GFx, N-protection required an external N-sensor, incl. trip alarm switch (1xCO), rear connection vertical, with internal voltage tap on upper stab of circuit breaker, with voltage tap module VTM680 and power supply of ETU600, able to communication, integrated metering type PMF-2 Basic Power Monitoring, Voltage, Energy, Power, Power factor, Frequency, Unbalance, Temperature, Manual operating mechanism with mechanical closing, without Spring charging motor, Ready-to-close signal. switch, Auxiliary switches 2NO+2NC, without Closing coil (CC), manual operating mechanism with mechanical closing, without Remote trip alarm reset coil (RR), without 2nd shunt trip, without 1st Shunt trip | 127700 | 1 | Z\ | 1
3WA1116-3MF02-0AA0 |  | Fixed-mounted circuit breaker IEC 60947-2, frame size 1, 3-poles, In=1600A up to 690V AC 50/60Hz, breaking capacity S Icu=66/50kA at 500/690V, Trip unit ETU600 LSIG upgrade ready , colordisplay, bluetooth and USB interface, Protection LT, ST, INST, GFx, N-protection required an external N-sensor, incl. trip alarm switch (1xCO), rear connection horizontal, with internal voltage tap on upper stab of circuit breaker, with voltage tap module VTM680 and power supply of ETU600, able to communication, integrated metering type PMF-2 Basic Power Monitoring, Voltage, Energy, Power, Power factor, Frequency, Unbalance, Temperature, Manual operating mechanism with mechanical closing, without Spring charging motor, Ready-to-close signal. switch, Auxiliary switches 2NO+2NC, without Closing coil (CC), manual operating mechanism with mechanical closing, without Remote trip alarm reset coil (RR), without 2nd shunt trip, without 1st Shunt trip | 124700 | 1 | Z\ | 1
3WA1116-3MF03-0AA0 |  | Fixed-mounted circuit breaker IEC 60947-2, frame size 1, 3-poles, In=1600A up to 690V AC 50/60Hz, breaking capacity S Icu=66/50kA at 500/690V, Trip unit ETU600 LSIG upgrade ready , colordisplay, bluetooth and USB interface, Protection LT, ST, INST, GFx, N-protection required an external N-sensor, incl. trip alarm switch (1xCO), front connection double hole, with internal voltage tap on upper stab of circuit breaker, with voltage tap module VTM680 and power supply of ETU600, able to communication, integrated metering type PMF-2 Basic Power Monitoring, Voltage, Energy, Power, Power factor, Frequency, Unbalance, Temperature, Manual operating mechanism with mechanical closing, without Spring charging motor, Ready-to-close signal. switch, Auxiliary switches 2NO+2NC, without Closing coil (CC), manual operating mechanism with mechanical closing, without Remote trip alarm reset coil (RR), without 2nd shunt trip, without 1st Shunt trip | 132700 | 1 | Z\ | 1
3WA1116-3MF11-0AA0 |  | Fixed-mounted circuit breaker IEC 60947-2, frame size 1, 4-poles, N-pole left, In=1600A up to 690V AC 50/60Hz, breaking capacity S Icu=66/50kA at 500/690V, Trip unit ETU600 LSIG upgrade ready , colordisplay, bluetooth and USB interface, Protection LT, ST, INST, GFx, include N-protection, (internal N-sensor available), incl. trip alarm switch (1xCO), rear connection vertical, with internal voltage tap on upper stab of circuit breaker, with voltage tap module VTM680 and power supply of ETU600, able to communication, integrated metering type PMF-2 Basic Power Monitoring, Voltage, Energy, Power, Power factor, Frequency, Unbalance, Temperature, Manual operating mechanism with mechanical closing, without Spring charging motor, Ready-to-close signal. switch, Auxiliary switches 2NO+2NC, without Closing coil (CC), manual operating mechanism with mechanical closing, without Remote trip alarm reset coil (RR), without 2nd shunt trip, without 1st Shunt trip | 158700 | 1 | Z\ | 1
3WA1116-3MF12-0AA0 |  | Fixed-mounted circuit breaker IEC 60947-2, frame size 1, 4-poles, N-pole left, In=1600A up to 690V AC 50/60Hz, breaking capacity S Icu=66/50kA at 500/690V, Trip unit ETU600 LSIG upgrade ready , colordisplay, bluetooth and USB interface, Protection LT, ST, INST, GFx, include N-protection, (internal N-sensor available), incl. trip alarm switch (1xCO), rear connection horizontal, with internal voltage tap on upper stab of circuit breaker, with voltage tap module VTM680 and power supply of ETU600, able to communication, integrated metering type PMF-2 Basic Power Monitoring, Voltage, Energy, Power, Power factor, Frequency, Unbalance, Temperature, Manual operating mechanism with mechanical closing, without Spring charging motor, Ready-to-close signal. switch, Auxiliary switches 2NO+2NC, without Closing coil (CC), manual operating mechanism with mechanical closing, without Remote trip alarm reset coil (RR), without 2nd shunt trip, without 1st Shunt trip | 154700 | 1 | Z\ | 1
3WA1116-3MF13-0AA0 |  | Fixed-mounted circuit breaker IEC 60947-2, frame size 1, 4-poles, N-pole left, In=1600A up to 690V AC 50/60Hz, breaking capacity S Icu=66/50kA at 500/690V, Trip unit ETU600 LSIG upgrade ready , colordisplay, bluetooth and USB interface, Protection LT, ST, INST, GFx, include N-protection, (internal N-sensor available), incl. trip alarm switch (1xCO), front connection double hole, with internal voltage tap on upper stab of circuit breaker, with voltage tap module VTM680 and power supply of ETU600, able to communication, integrated metering type PMF-2 Basic Power Monitoring, Voltage, Energy, Power, Power factor, Frequency, Unbalance, Temperature, Manual operating mechanism with mechanical closing, without Spring charging motor, Ready-to-close signal. switch, Auxiliary switches 2NO+2NC, without Closing coil (CC), manual operating mechanism with mechanical closing, without Remote trip alarm reset coil (RR), without 2nd shunt trip, without 1st Shunt trip | 166700 | 1 | Z\ | 1
3WA1116-3MF21-0AA0 |  | fixed-mounted circuit breaker, IEC 60947-2, size 1, 4-pole, N pole on right, In=1600 A up to 690 V AC 50/60 Hz, breaking capacity S Icu=66/50 kA at 500/690 V, tripping unit ETU600 LSIG upgradeable, color display, Bluetooth, USB interface, basic protection LT, ST, INST, GFx, including protection of the N conductor (internal neutral point sensor available), trip alarm switch (1 x CO), connection at rear vertical, with internal voltage tap on upper stab of circuit breaker, with voltage tap module VTM680 and power supply of ETU600, able to communication, integrated metering type PMF-2 Basic Power Monitoring, Voltage, Energy, Power, Power factor, Frequency, Unbalance, Temperature, Manual operating mechanism with mechanical closing, without Spring charging motor, Ready-to-close signal. switch, Auxiliary switches 2NO+2NC, without Closing coil (CC), manual operating mechanism with mechanical closing, without Remote trip alarm reset coil (RR), without 2nd shunt trip, without 1st Shunt trip | 158700 | 1 | Z\ | 1
3WA1116-3MF22-0AA0 |  | fixed-mounted circuit breaker, IEC 60947-2, size 1, 4-pole, N pole on right, In=1600 A up to 690 V AC 50/60 Hz, breaking capacity S Icu=66/50 kA at 500/690 V, tripping unit ETU600 LSIG upgradeable, color display, Bluetooth, USB interface, basic protection LT, ST, INST, GFx, including protection of the N conductor (internal neutral point sensor available), trip alarm switch (1 x CO), connection at rear horizontal with internal voltage tap on upper stab of circuit breaker, with voltage tap module VTM680 and power supply of ETU600, able to communication, integrated metering type PMF-2 Basic Power Monitoring, Voltage, Energy, Power, Power factor, Frequency, Unbalance, Temperature, Manual operating mechanism with mechanical closing, without Spring charging motor, Ready-to-close signal. switch, Auxiliary switches 2NO+2NC, without Closing coil (CC), manual operating mechanism with mechanical closing, without Remote trip alarm reset coil (RR), without 2nd shunt trip, without 1st Shunt trip | 154700 | 1 | Z\ | 1
3WA1116-3MF23-0AA0 |  | fixed-mounted circuit breaker, IEC 60947-2, size 1, 4-pole, N pole on right, In=1600 A up to 690 V AC 50/60 Hz, breaking capacity S Icu=66/50 kA at 500/690 V, tripping unit ETU600 LSIG upgradeable, color display, Bluetooth, USB interface, basic protection LT, ST, INST, GFx, including protection of the N conductor (internal neutral point sensor available), trip alarm switch (1 x CO), front connection double hole, with internal voltage tap on upper stab of circuit breaker, with voltage tap module VTM680 and power supply of ETU600, able to communication, integrated metering type PMF-2 Basic Power Monitoring, Voltage, Energy, Power, Power factor, Frequency, Unbalance, Temperature, Manual operating mechanism with mechanical closing, without Spring charging motor, Ready-to-close signal. switch, Auxiliary switches 2NO+2NC, without Closing coil (CC), manual operating mechanism with mechanical closing, without Remote trip alarm reset coil (RR), without 2nd shunt trip, without 1st Shunt trip | 166700 | 1 | Z\ | 1
3WA1116-3MF31-0AA0 |  | Withdrawable circuit breaker with guide frame, IEC 60947-2, frame size 1, 3-poles, In=1600A up to 690V AC 50/60Hz, breaking capacity S Icu=66/50kA at 500/690V, Trip unit ETU600 LSIG upgrade ready , colordisplay, bluetooth and USB interface, Protection LT, ST, INST, GFx, N-protection required an external N-sensor, incl. trip alarm switch (1xCO), rear connection vertical, guide frame with shutter and w/o position signalling switch, with internal voltage tap on upper stab of circuit breaker, with voltage tap module VTM680 and power supply of ETU600, able to communication, integrated metering type PMF-2 Basic Power Monitoring, Voltage, Energy, Power, Power factor, Frequency, Unbalance, Temperature, Manual operating mechanism with mechanical closing, without Spring charging motor, Ready-to-close signal. switch, Auxiliary switches 2NO+2NC, without Closing coil (CC), manual operating mechanism with mechanical closing, without Remote trip alarm reset coil (RR), without 2nd shunt trip, without 1st Shunt trip | 160700 | 1 | Z\ | 1
3WA1116-3MF32-0AA0 |  | Withdrawable circuit breaker with guide frame, IEC 60947-2, frame size 1, 3-poles, In=1600A up to 690V AC 50/60Hz, breaking capacity S Icu=66/50kA at 500/690V, Trip unit ETU600 LSIG upgrade ready , colordisplay, bluetooth and USB interface, Protection LT, ST, INST, GFx, N-protection required an external N-sensor, incl. trip alarm switch (1xCO), rear connection horizontal, guide frame with shutter and w/o position signalling switch, with internal voltage tap on upper stab of circuit breaker, with voltage tap module VTM680 and power supply of ETU600, able to communication, integrated metering type PMF-2 Basic Power Monitoring, Voltage, Energy, Power, Power factor, Frequency, Unbalance, Temperature, Manual operating mechanism with mechanical closing, without Spring charging motor, Ready-to-close signal. switch, Auxiliary switches 2NO+2NC, without Closing coil (CC), manual operating mechanism with mechanical closing, without Remote trip alarm reset coil (RR), without 2nd shunt trip, without 1st Shunt trip | 157700 | 1 | Z\ | 1
3WA1116-3MF33-0AA0 |  | Withdrawable circuit breaker with guide frame, IEC 60947-2, frame size 1, 3-poles, In=1600A up to 690V AC 50/60Hz, breaking capacity S Icu=66/50kA at 500/690V, Trip unit ETU600 LSIG upgrade ready , colordisplay, bluetooth and USB interface, Protection LT, ST, INST, GFx, N-protection required an external N-sensor, incl. trip alarm switch (1xCO), front connection double hole, guide frame with shutter and w/o position signalling switch, with internal voltage tap on upper stab of circuit breaker, with voltage tap module VTM680 and power supply of ETU600, able to communication, integrated metering type PMF-2 Basic Power Monitoring, Voltage, Energy, Power, Power factor, Frequency, Unbalance, Temperature, Manual operating mechanism with mechanical closing, without Spring charging motor, Ready-to-close signal. switch, Auxiliary switches 2NO+2NC, without Closing coil (CC), manual operating mechanism with mechanical closing, without Remote trip alarm reset coil (RR), without 2nd shunt trip, without 1st Shunt trip | 165700 | 1 | Z\ | 1
3WA1116-3MF34-0AA0 |  | Withdrawable circuit breaker with guide frame, IEC 60947-2, frame size 1, 3-poles, In=1600A up to 690V AC 50/60Hz, breaking capacity S Icu=66/50kA at 500/690V, Trip unit ETU600 LSIG upgrade ready , colordisplay, bluetooth and USB interface, Protection LT, ST, INST, GFx, N-protection required an external N-sensor, incl. trip alarm switch (1xCO), rear connection flange, guide frame with shutter and w/o position signalling switch, with internal voltage tap on upper stab of circuit breaker, with voltage tap module VTM680 and power supply of ETU600, able to communication, integrated metering type PMF-2 Basic Power Monitoring, Voltage, Energy, Power, Power factor, Frequency, Unbalance, Temperature, Manual operating mechanism with mechanical closing, without Spring charging motor, Ready-to-close signal. switch, Auxiliary switches 2NO+2NC, without Closing coil (CC), manual operating mechanism with mechanical closing, without Remote trip alarm reset coil (RR), without 2nd shunt trip, without 1st Shunt trip | 157700 | 1 | Z\ | 1
3WA1116-3MF41-0AA0 |  | Withdrawable circuit breaker with guide frame, IEC 60947-2, frame size 1, 4-poles, N-pole left, In=1600A up to 690V AC 50/60Hz, breaking capacity S Icu=66/50kA at 500/690V, Trip unit ETU600 LSIG upgrade ready , colordisplay, bluetooth and USB interface, Protection LT, ST, INST, GFx, include N-protection, (internal N-sensor available), incl. trip alarm switch (1xCO), rear connection vertical, guide frame with shutter and w/o position signalling switch, with internal voltage tap on upper stab of circuit breaker, with voltage tap module VTM680 and power supply of ETU600, able to communication, integrated metering type PMF-2 Basic Power Monitoring, Voltage, Energy, Power, Power factor, Frequency, Unbalance, Temperature, Manual operating mechanism with mechanical closing, without Spring charging motor, Ready-to-close signal. switch, Auxiliary switches 2NO+2NC, without Closing coil (CC), manual operating mechanism with mechanical closing, without Remote trip alarm reset coil (RR), without 2nd shunt trip, without 1st Shunt trip | 202700 | 1 | Z\ | 1
3WA1116-3MF42-0AA0 |  | Withdrawable circuit breaker with guide frame, IEC 60947-2, frame size 1, 4-poles, N-pole left, In=1600A up to 690V AC 50/60Hz, breaking capacity S Icu=66/50kA at 500/690V, Trip unit ETU600 LSIG upgrade ready , colordisplay, bluetooth and USB interface, Protection LT, ST, INST, GFx, include N-protection, (internal N-sensor available), incl. trip alarm switch (1xCO), rear connection horizontal, guide frame with shutter and w/o position signalling switch, with internal voltage tap on upper stab of circuit breaker, with voltage tap module VTM680 and power supply of ETU600, able to communication, integrated metering type PMF-2 Basic Power Monitoring, Voltage, Energy, Power, Power factor, Frequency, Unbalance, Temperature, Manual operating mechanism with mechanical closing, without Spring charging motor, Ready-to-close signal. switch, Auxiliary switches 2NO+2NC, without Closing coil (CC), manual operating mechanism with mechanical closing, without Remote trip alarm reset coil (RR), without 2nd shunt trip, without 1st Shunt trip | 198700 | 1 | Z\ | 1
3WA1116-3MF43-0AA0 |  | Withdrawable circuit breaker with guide frame, IEC 60947-2, frame size 1, 4-poles, N-pole left, In=1600A up to 690V AC 50/60Hz, breaking capacity S Icu=66/50kA at 500/690V, Trip unit ETU600 LSIG upgrade ready , colordisplay, bluetooth and USB interface, Protection LT, ST, INST, GFx, include N-protection, (internal N-sensor available), incl. trip alarm switch (1xCO), front connection double hole, guide frame with shutter and w/o position signalling switch, with internal voltage tap on upper stab of circuit breaker, with voltage tap module VTM680 and power supply of ETU600, able to communication, integrated metering type PMF-2 Basic Power Monitoring, Voltage, Energy, Power, Power factor, Frequency, Unbalance, Temperature, Manual operating mechanism with mechanical closing, without Spring charging motor, Ready-to-close signal. switch, Auxiliary switches 2NO+2NC, without Closing coil (CC), manual operating mechanism with mechanical closing, without Remote trip alarm reset coil (RR), without 2nd shunt trip, without 1st Shunt trip | 210700 | 1 | Z\ | 1
3WA1116-3MF44-0AA0 |  | Withdrawable circuit breaker with guide frame, IEC 60947-2, frame size 1, 4-poles, N-pole left, In=1600A up to 690V AC 50/60Hz, breaking capacity S Icu=66/50kA at 500/690V, Trip unit ETU600 LSIG upgrade ready , colordisplay, bluetooth and USB interface, Protection LT, ST, INST, GFx, include N-protection, (internal N-sensor available), incl. trip alarm switch (1xCO), rear connection flange, guide frame with shutter and w/o position signalling switch, with internal voltage tap on upper stab of circuit breaker, with voltage tap module VTM680 and power supply of ETU600, able to communication, integrated metering type PMF-2 Basic Power Monitoring, Voltage, Energy, Power, Power factor, Frequency, Unbalance, Temperature, Manual operating mechanism with mechanical closing, without Spring charging motor, Ready-to-close signal. switch, Auxiliary switches 2NO+2NC, without Closing coil (CC), manual operating mechanism with mechanical closing, without Remote trip alarm reset coil (RR), without 2nd shunt trip, without 1st Shunt trip | 198700 | 1 | Z\ | 1
3WA1116-3NE01-0AA0 |  | Fixed-mounted circuit breaker IEC 60947-2, frame size 1, 3-poles, In=1600A up to 690V AC 50/60Hz, breaking capacity S Icu=66/50kA at 500/690V, Trip unit ETU600 LSI upgrade ready , colordisplay, bluetooth and USB interface, Protection LT, ST, INST, N-protection required an external N-sensor, incl. trip alarm switch (1xCO), rear connection vertical, with internal voltage tap on upper stab of circuit breaker, with voltage tap module VTM680 and power supply of ETU600, able to communication, integrated metering type PMF-3 Advanced Power Monitor., Voltage, Energy, Power, Power factor, Frequency, Unbalance, Temperature, Power quality, Manual operating mechanism with mechanical closing, without Spring charging motor, Ready-to-close signal. switch, Auxiliary switches 2NO+2NC, without Closing coil (CC), manual operating mechanism with mechanical closing, without Remote trip alarm reset coil (RR), without 2nd shunt trip, without 1st Shunt trip | 123000 | 1 | Z\ | 1
3WA1116-3NE02-0AA0 |  | Fixed-mounted circuit breaker IEC 60947-2, frame size 1, 3-poles, In=1600A up to 690V AC 50/60Hz, breaking capacity S Icu=66/50kA at 500/690V, Trip unit ETU600 LSI upgrade ready , colordisplay, bluetooth and USB interface, Protection LT, ST, INST, N-protection required an external N-sensor, incl. trip alarm switch (1xCO), rear connection horizontal, with internal voltage tap on upper stab of circuit breaker, with voltage tap module VTM680 and power supply of ETU600, able to communication, integrated metering type PMF-3 Advanced Power Monitor., Voltage, Energy, Power, Power factor, Frequency, Unbalance, Temperature, Power quality, Manual operating mechanism with mechanical closing, without Spring charging motor, Ready-to-close signal. switch, Auxiliary switches 2NO+2NC, without Closing coil (CC), manual operating mechanism with mechanical closing, without Remote trip alarm reset coil (RR), without 2nd shunt trip, without 1st Shunt trip | 120100 | 1 | Z\ | 1
3WA1116-3NE03-0AA0 |  | Fixed-mounted circuit breaker IEC 60947-2, frame size 1, 3-poles, In=1600A up to 690V AC 50/60Hz, breaking capacity S Icu=66/50kA at 500/690V, Trip unit ETU600 LSI upgrade ready , colordisplay, bluetooth and USB interface, Protection LT, ST, INST, N-protection required an external N-sensor, incl. trip alarm switch (1xCO), front connection double hole, with internal voltage tap on upper stab of circuit breaker, with voltage tap module VTM680 and power supply of ETU600, able to communication, integrated metering type PMF-3 Advanced Power Monitor., Voltage, Energy, Power, Power factor, Frequency, Unbalance, Temperature, Power quality, Manual operating mechanism with mechanical closing, without Spring charging motor, Ready-to-close signal. switch, Auxiliary switches 2NO+2NC, without Closing coil (CC), manual operating mechanism with mechanical closing, without Remote trip alarm reset coil (RR), without 2nd shunt trip, without 1st Shunt trip | 129100 | 1 | Z\ | 1
3WA1116-3NE11-0AA0 |  | Fixed-mounted circuit breaker IEC 60947-2, frame size 1, 4-poles, N-pole left, In=1600A up to 690V AC 50/60Hz, breaking capacity S Icu=66/50kA at 500/690V, Trip unit ETU600 LSI upgrade ready , colordisplay, bluetooth and USB interface, Protection LT, ST, INST, include N-protection, (internal N-sensor available), incl. trip alarm switch (1xCO), rear connection vertical, with internal voltage tap on upper stab of circuit breaker, with voltage tap module VTM680 and power supply of ETU600, able to communication, integrated metering type PMF-3 Advanced Power Monitor., Voltage, Energy, Power, Power factor, Frequency, Unbalance, Temperature, Power quality, Manual operating mechanism with mechanical closing, without Spring charging motor, Ready-to-close signal. switch, Auxiliary switches 2NO+2NC, without Closing coil (CC), manual operating mechanism with mechanical closing, without Remote trip alarm reset coil (RR), without 2nd shunt trip, without 1st Shunt trip | 155100 | 1 | Z\ | 1
3WA1116-3NE12-0AA0 |  | Fixed-mounted circuit breaker IEC 60947-2, frame size 1, 4-poles, N-pole left, In=1600A up to 690V AC 50/60Hz, breaking capacity S Icu=66/50kA at 500/690V, Trip unit ETU600 LSI upgrade ready , colordisplay, bluetooth and USB interface, Protection LT, ST, INST, include N-protection, (internal N-sensor available), incl. trip alarm switch (1xCO), rear connection horizontal, with internal voltage tap on upper stab of circuit breaker, with voltage tap module VTM680 and power supply of ETU600, able to communication, integrated metering type PMF-3 Advanced Power Monitor., Voltage, Energy, Power, Power factor, Frequency, Unbalance, Temperature, Power quality, Manual operating mechanism with mechanical closing, without Spring charging motor, Ready-to-close signal. switch, Auxiliary switches 2NO+2NC, without Closing coil (CC), manual operating mechanism with mechanical closing, without Remote trip alarm reset coil (RR), without 2nd shunt trip, without 1st Shunt trip | 151100 | 1 | Z\ | 1
3WA1116-3NE13-0AA0 |  | Fixed-mounted circuit breaker IEC 60947-2, frame size 1, 4-poles, N-pole left, In=1600A up to 690V AC 50/60Hz, breaking capacity S Icu=66/50kA at 500/690V, Trip unit ETU600 LSI upgrade ready , colordisplay, bluetooth and USB interface, Protection LT, ST, INST, include N-protection, (internal N-sensor available), incl. trip alarm switch (1xCO), front connection double hole, with internal voltage tap on upper stab of circuit breaker, with voltage tap module VTM680 and power supply of ETU600, able to communication, integrated metering type PMF-3 Advanced Power Monitor., Voltage, Energy, Power, Power factor, Frequency, Unbalance, Temperature, Power quality, Manual operating mechanism with mechanical closing, without Spring charging motor, Ready-to-close signal. switch, Auxiliary switches 2NO+2NC, without Closing coil (CC), manual operating mechanism with mechanical closing, without Remote trip alarm reset coil (RR), without 2nd shunt trip, without 1st Shunt trip | 162100 | 1 | Z\ | 1
3WA1116-3NE21-0AA0 |  | fixed-mounted circuit breaker, IEC 60947-2, size 1, 4-pole, N pole on right, In=1600 A up to 690 V AC 50/60 Hz, breaking capacity S Icu=66/50 kA at 500/690 V, tripping unit ETU600 LSI upgradeable, color display, Bluetooth, USB interface, basic protection LT, ST, INST, including protection of the N conductor (internal neutral point sensor available), trip alarm switch (1 x CO), connection at rear vertical, with internal voltage tap on upper stab of circuit breaker, with voltage tap module VTM680 and power supply of ETU600, able to communication, integrated metering type PMF-3 Advanced Power Monitor., Voltage, Energy, Power, Power factor, Frequency, Unbalance, Temperature, Power quality, Manual operating mechanism with mechanical closing, without Spring charging motor, Ready-to-close signal. switch, Auxiliary switches 2NO+2NC, without Closing coil (CC), manual operating mechanism with mechanical closing, without Remote trip alarm reset coil (RR), without 2nd shunt trip, without 1st Shunt trip | 155100 | 1 | Z\ | 1
3WA1116-3NE22-0AA0 |  | fixed-mounted circuit breaker, IEC 60947-2, size 1, 4-pole, N pole on right, In=1600 A up to 690 V AC 50/60 Hz, breaking capacity S Icu=66/50 kA at 500/690 V, tripping unit ETU600 LSI upgradeable, color display, Bluetooth, USB interface, basic protection LT, ST, INST, including protection of the N conductor (internal neutral point sensor available), trip alarm switch (1 x CO), connection at rear horizontal with internal voltage tap on upper stab of circuit breaker, with voltage tap module VTM680 and power supply of ETU600, able to communication, integrated metering type PMF-3 Advanced Power Monitor., Voltage, Energy, Power, Power factor, Frequency, Unbalance, Temperature, Power quality, Manual operating mechanism with mechanical closing, without Spring charging motor, Ready-to-close signal. switch, Auxiliary switches 2NO+2NC, without Closing coil (CC), manual operating mechanism with mechanical closing, without Remote trip alarm reset coil (RR), without 2nd shunt trip, without 1st Shunt trip | 151100 | 1 | Z\ | 1
3WA1116-3NE23-0AA0 |  | fixed-mounted circuit breaker, IEC 60947-2, size 1, 4-pole, N pole on right, In=1600 A up to 690 V AC 50/60 Hz, breaking capacity S Icu=66/50 kA at 500/690 V, tripping unit ETU600 LSI upgradeable, color display, Bluetooth, USB interface, basic protection LT, ST, INST, including protection of the N conductor (internal neutral point sensor available), trip alarm switch (1 x CO), front connection double hole, with internal voltage tap on upper stab of circuit breaker, with voltage tap module VTM680 and power supply of ETU600, able to communication, integrated metering type PMF-3 Advanced Power Monitor., Voltage, Energy, Power, Power factor, Frequency, Unbalance, Temperature, Power quality, Manual operating mechanism with mechanical closing, without Spring charging motor, Ready-to-close signal. switch, Auxiliary switches 2NO+2NC, without Closing coil (CC), manual operating mechanism with mechanical closing, without Remote trip alarm reset coil (RR), without 2nd shunt trip, without 1st Shunt trip | 162100 | 1 | Z\ | 1
3WA1116-3NE31-0AA0 |  | Withdrawable circuit breaker with guide frame, IEC 60947-2, frame size 1, 3-poles, In=1600A up to 690V AC 50/60Hz, breaking capacity S Icu=66/50kA at 500/690V, Trip unit ETU600 LSI upgrade ready , colordisplay, bluetooth and USB interface, Protection LT, ST, INST, N-protection required an external N-sensor, incl. trip alarm switch (1xCO), rear connection vertical, guide frame with shutter and w/o position signalling switch, with internal voltage tap on upper stab of circuit breaker, with voltage tap module VTM680 and power supply of ETU600, able to communication, integrated metering type PMF-3 Advanced Power Monitor., Voltage, Energy, Power, Power factor, Frequency, Unbalance, Temperature, Power quality, Manual operating mechanism with mechanical closing, without Spring charging motor, Ready-to-close signal. switch, Auxiliary switches 2NO+2NC, without Closing coil (CC), manual operating mechanism with mechanical closing, without Remote trip alarm reset coil (RR), without 2nd shunt trip, without 1st Shunt trip | 156100 | 1 | Z\ | 1
3WA1116-3NE32-0AA0 |  | Withdrawable circuit breaker with guide frame, IEC 60947-2, frame size 1, 3-poles, In=1600A up to 690V AC 50/60Hz, breaking capacity S Icu=66/50kA at 500/690V, Trip unit ETU600 LSI upgrade ready , colordisplay, bluetooth and USB interface, Protection LT, ST, INST, N-protection required an external N-sensor, incl. trip alarm switch (1xCO), rear connection horizontal, guide frame with shutter and w/o position signalling switch, with internal voltage tap on upper stab of circuit breaker, with voltage tap module VTM680 and power supply of ETU600, able to communication, integrated metering type PMF-3 Advanced Power Monitor., Voltage, Energy, Power, Power factor, Frequency, Unbalance, Temperature, Power quality, Manual operating mechanism with mechanical closing, without Spring charging motor, Ready-to-close signal. switch, Auxiliary switches 2NO+2NC, without Closing coil (CC), manual operating mechanism with mechanical closing, without Remote trip alarm reset coil (RR), without 2nd shunt trip, without 1st Shunt trip | 153100 | 1 | Z\ | 1
3WA1116-3NE33-0AA0 |  | Withdrawable circuit breaker with guide frame, IEC 60947-2, frame size 1, 3-poles, In=1600A up to 690V AC 50/60Hz, breaking capacity S Icu=66/50kA at 500/690V, Trip unit ETU600 LSI upgrade ready , colordisplay, bluetooth and USB interface, Protection LT, ST, INST, N-protection required an external N-sensor, incl. trip alarm switch (1xCO), front connection double hole, guide frame with shutter and w/o position signalling switch, with internal voltage tap on upper stab of circuit breaker, with voltage tap module VTM680 and power supply of ETU600, able to communication, integrated metering type PMF-3 Advanced Power Monitor., Voltage, Energy, Power, Power factor, Frequency, Unbalance, Temperature, Power quality, Manual operating mechanism with mechanical closing, without Spring charging motor, Ready-to-close signal. switch, Auxiliary switches 2NO+2NC, without Closing coil (CC), manual operating mechanism with mechanical closing, without Remote trip alarm reset coil (RR), without 2nd shunt trip, without 1st Shunt trip | 162100 | 1 | Z\ | 1
3WA1116-3NE34-0AA0 |  | Withdrawable circuit breaker with guide frame, IEC 60947-2, frame size 1, 3-poles, In=1600A up to 690V AC 50/60Hz, breaking capacity S Icu=66/50kA at 500/690V, Trip unit ETU600 LSI upgrade ready , colordisplay, bluetooth and USB interface, Protection LT, ST, INST, N-protection required an external N-sensor, incl. trip alarm switch (1xCO), rear connection flange, guide frame with shutter and w/o position signalling switch, with internal voltage tap on upper stab of circuit breaker, with voltage tap module VTM680 and power supply of ETU600, able to communication, integrated metering type PMF-3 Advanced Power Monitor., Voltage, Energy, Power, Power factor, Frequency, Unbalance, Temperature, Power quality, Manual operating mechanism with mechanical closing, without Spring charging motor, Ready-to-close signal. switch, Auxiliary switches 2NO+2NC, without Closing coil (CC), manual operating mechanism with mechanical closing, without Remote trip alarm reset coil (RR), without 2nd shunt trip, without 1st Shunt trip | 153100 | 1 | Z\ | 1
3WA1116-3NE41-0AA0 |  | Withdrawable circuit breaker with guide frame, IEC 60947-2, frame size 1, 4-poles, N-pole left, In=1600A up to 690V AC 50/60Hz, breaking capacity S Icu=66/50kA at 500/690V, Trip unit ETU600 LSI upgrade ready , colordisplay, bluetooth and USB interface, Protection LT, ST, INST, include N-protection, (internal N-sensor available), incl. trip alarm switch (1xCO), rear connection vertical, guide frame with shutter and w/o position signalling switch, with internal voltage tap on upper stab of circuit breaker, with voltage tap module VTM680 and power supply of ETU600, able to communication, integrated metering type PMF-3 Advanced Power Monitor., Voltage, Energy, Power, Power factor, Frequency, Unbalance, Temperature, Power quality, Manual operating mechanism with mechanical closing, without Spring charging motor, Ready-to-close signal. switch, Auxiliary switches 2NO+2NC, without Closing coil (CC), manual operating mechanism with mechanical closing, without Remote trip alarm reset coil (RR), without 2nd shunt trip, without 1st Shunt trip | 198100 | 1 | Z\ | 1
3WA1116-3NE42-0AA0 |  | Withdrawable circuit breaker with guide frame, IEC 60947-2, frame size 1, 4-poles, N-pole left, In=1600A up to 690V AC 50/60Hz, breaking capacity S Icu=66/50kA at 500/690V, Trip unit ETU600 LSI upgrade ready , colordisplay, bluetooth and USB interface, Protection LT, ST, INST, include N-protection, (internal N-sensor available), incl. trip alarm switch (1xCO), rear connection horizontal, guide frame with shutter and w/o position signalling switch, with internal voltage tap on upper stab of circuit breaker, with voltage tap module VTM680 and power supply of ETU600, able to communication, integrated metering type PMF-3 Advanced Power Monitor., Voltage, Energy, Power, Power factor, Frequency, Unbalance, Temperature, Power quality, Manual operating mechanism with mechanical closing, without Spring charging motor, Ready-to-close signal. switch, Auxiliary switches 2NO+2NC, without Closing coil (CC), manual operating mechanism with mechanical closing, without Remote trip alarm reset coil (RR), without 2nd shunt trip, without 1st Shunt trip | 194100 | 1 | Z\ | 1
3WA1116-3NE43-0AA0 |  | Withdrawable circuit breaker with guide frame, IEC 60947-2, frame size 1, 4-poles, N-pole left, In=1600A up to 690V AC 50/60Hz, breaking capacity S Icu=66/50kA at 500/690V, Trip unit ETU600 LSI upgrade ready , colordisplay, bluetooth and USB interface, Protection LT, ST, INST, include N-protection, (internal N-sensor available), incl. trip alarm switch (1xCO), front connection double hole, guide frame with shutter and w/o position signalling switch, with internal voltage tap on upper stab of circuit breaker, with voltage tap module VTM680 and power supply of ETU600, able to communication, integrated metering type PMF-3 Advanced Power Monitor., Voltage, Energy, Power, Power factor, Frequency, Unbalance, Temperature, Power quality, Manual operating mechanism with mechanical closing, without Spring charging motor, Ready-to-close signal. switch, Auxiliary switches 2NO+2NC, without Closing coil (CC), manual operating mechanism with mechanical closing, without Remote trip alarm reset coil (RR), without 2nd shunt trip, without 1st Shunt trip | 206100 | 1 | Z\ | 1
3WA1116-3NE44-0AA0 |  | Withdrawable circuit breaker with guide frame, IEC 60947-2, frame size 1, 4-poles, N-pole left, In=1600A up to 690V AC 50/60Hz, breaking capacity S Icu=66/50kA at 500/690V, Trip unit ETU600 LSI upgrade ready , colordisplay, bluetooth and USB interface, Protection LT, ST, INST, include N-protection, (internal N-sensor available), incl. trip alarm switch (1xCO), rear connection flange, guide frame with shutter and w/o position signalling switch, with internal voltage tap on upper stab of circuit breaker, with voltage tap module VTM680 and power supply of ETU600, able to communication, integrated metering type PMF-3 Advanced Power Monitor., Voltage, Energy, Power, Power factor, Frequency, Unbalance, Temperature, Power quality, Manual operating mechanism with mechanical closing, without Spring charging motor, Ready-to-close signal. switch, Auxiliary switches 2NO+2NC, without Closing coil (CC), manual operating mechanism with mechanical closing, without Remote trip alarm reset coil (RR), without 2nd shunt trip, without 1st Shunt trip | 194100 | 1 | Z\ | 1
3WA1116-3NF01-0AA0 |  | Fixed-mounted circuit breaker IEC 60947-2, frame size 1, 3-poles, In=1600A up to 690V AC 50/60Hz, breaking capacity S Icu=66/50kA at 500/690V, Trip unit ETU600 LSIG upgrade ready , colordisplay, bluetooth and USB interface, Protection LT, ST, INST, GFx, N-protection required an external N-sensor, incl. trip alarm switch (1xCO), rear connection vertical, with internal voltage tap on upper stab of circuit breaker, with voltage tap module VTM680 and power supply of ETU600, able to communication, integrated metering type PMF-3 Advanced Power Monitor., Voltage, Energy, Power, Power factor, Frequency, Unbalance, Temperature, Power quality, Manual operating mechanism with mechanical closing, without Spring charging motor, Ready-to-close signal. switch, Auxiliary switches 2NO+2NC, without Closing coil (CC), manual operating mechanism with mechanical closing, without Remote trip alarm reset coil (RR), without 2nd shunt trip, without 1st Shunt trip | 134100 | 1 | Z\ | 1
3WA1116-3NF02-0AA0 |  | Fixed-mounted circuit breaker IEC 60947-2, frame size 1, 3-poles, In=1600A up to 690V AC 50/60Hz, breaking capacity S Icu=66/50kA at 500/690V, Trip unit ETU600 LSIG upgrade ready , colordisplay, bluetooth and USB interface, Protection LT, ST, INST, GFx, N-protection required an external N-sensor, incl. trip alarm switch (1xCO), rear connection horizontal, with internal voltage tap on upper stab of circuit breaker, with voltage tap module VTM680 and power supply of ETU600, able to communication, integrated metering type PMF-3 Advanced Power Monitor., Voltage, Energy, Power, Power factor, Frequency, Unbalance, Temperature, Power quality, Manual operating mechanism with mechanical closing, without Spring charging motor, Ready-to-close signal. switch, Auxiliary switches 2NO+2NC, without Closing coil (CC), manual operating mechanism with mechanical closing, without Remote trip alarm reset coil (RR), without 2nd shunt trip, without 1st Shunt trip | 131100 | 1 | Z\ | 1
3WA1116-3NF03-0AA0 |  | Fixed-mounted circuit breaker IEC 60947-2, frame size 1, 3-poles, In=1600A up to 690V AC 50/60Hz, breaking capacity S Icu=66/50kA at 500/690V, Trip unit ETU600 LSIG upgrade ready , colordisplay, bluetooth and USB interface, Protection LT, ST, INST, GFx, N-protection required an external N-sensor, incl. trip alarm switch (1xCO), front connection double hole, with internal voltage tap on upper stab of circuit breaker, with voltage tap module VTM680 and power supply of ETU600, able to communication, integrated metering type PMF-3 Advanced Power Monitor., Voltage, Energy, Power, Power factor, Frequency, Unbalance, Temperature, Power quality, Manual operating mechanism with mechanical closing, without Spring charging motor, Ready-to-close signal. switch, Auxiliary switches 2NO+2NC, without Closing coil (CC), manual operating mechanism with mechanical closing, without Remote trip alarm reset coil (RR), without 2nd shunt trip, without 1st Shunt trip | 139100 | 1 | Z\ | 1
3WA1116-3NF11-0AA0 |  | Fixed-mounted circuit breaker IEC 60947-2, frame size 1, 4-poles, N-pole left, In=1600A up to 690V AC 50/60Hz, breaking capacity S Icu=66/50kA at 500/690V, Trip unit ETU600 LSIG upgrade ready , colordisplay, bluetooth and USB interface, Protection LT, ST, INST, GFx, include N-protection, (internal N-sensor available), incl. trip alarm switch (1xCO), rear connection vertical, with internal voltage tap on upper stab of circuit breaker, with voltage tap module VTM680 and power supply of ETU600, able to communication, integrated metering type PMF-3 Advanced Power Monitor., Voltage, Energy, Power, Power factor, Frequency, Unbalance, Temperature, Power quality, Manual operating mechanism with mechanical closing, without Spring charging motor, Ready-to-close signal. switch, Auxiliary switches 2NO+2NC, without Closing coil (CC), manual operating mechanism with mechanical closing, without Remote trip alarm reset coil (RR), without 2nd shunt trip, without 1st Shunt trip | 165100 | 1 | Z\ | 1
3WA1116-3NF12-0AA0 |  | Fixed-mounted circuit breaker IEC 60947-2, frame size 1, 4-poles, N-pole left, In=1600A up to 690V AC 50/60Hz, breaking capacity S Icu=66/50kA at 500/690V, Trip unit ETU600 LSIG upgrade ready , colordisplay, bluetooth and USB interface, Protection LT, ST, INST, GFx, include N-protection, (internal N-sensor available), incl. trip alarm switch (1xCO), rear connection horizontal, with internal voltage tap on upper stab of circuit breaker, with voltage tap module VTM680 and power supply of ETU600, able to communication, integrated metering type PMF-3 Advanced Power Monitor., Voltage, Energy, Power, Power factor, Frequency, Unbalance, Temperature, Power quality, Manual operating mechanism with mechanical closing, without Spring charging motor, Ready-to-close signal. switch, Auxiliary switches 2NO+2NC, without Closing coil (CC), manual operating mechanism with mechanical closing, without Remote trip alarm reset coil (RR), without 2nd shunt trip, without 1st Shunt trip | 161100 | 1 | Z\ | 1
3WA1116-3NF13-0AA0 |  | Fixed-mounted circuit breaker IEC 60947-2, frame size 1, 4-poles, N-pole left, In=1600A up to 690V AC 50/60Hz, breaking capacity S Icu=66/50kA at 500/690V, Trip unit ETU600 LSIG upgrade ready , colordisplay, bluetooth and USB interface, Protection LT, ST, INST, GFx, include N-protection, (internal N-sensor available), incl. trip alarm switch (1xCO), front connection double hole, with internal voltage tap on upper stab of circuit breaker, with voltage tap module VTM680 and power supply of ETU600, able to communication, integrated metering type PMF-3 Advanced Power Monitor., Voltage, Energy, Power, Power factor, Frequency, Unbalance, Temperature, Power quality, Manual operating mechanism with mechanical closing, without Spring charging motor, Ready-to-close signal. switch, Auxiliary switches 2NO+2NC, without Closing coil (CC), manual operating mechanism with mechanical closing, without Remote trip alarm reset coil (RR), without 2nd shunt trip, without 1st Shunt trip | 173100 | 1 | Z\ | 1
3WA1116-3NF21-0AA0 |  | fixed-mounted circuit breaker, IEC 60947-2, size 1, 4-pole, N pole on right, In=1600 A up to 690 V AC 50/60 Hz, breaking capacity S Icu=66/50 kA at 500/690 V, tripping unit ETU600 LSIG upgradeable, color display, Bluetooth, USB interface, basic protection LT, ST, INST, GFx, including protection of the N conductor (internal neutral point sensor available), trip alarm switch (1 x CO), connection at rear vertical, with internal voltage tap on upper stab of circuit breaker, with voltage tap module VTM680 and power supply of ETU600, able to communication, integrated metering type PMF-3 Advanced Power Monitor., Voltage, Energy, Power, Power factor, Frequency, Unbalance, Temperature, Power quality, Manual operating mechanism with mechanical closing, without Spring charging motor, Ready-to-close signal. switch, Auxiliary switches 2NO+2NC, without Closing coil (CC), manual operating mechanism with mechanical closing, without Remote trip alarm reset coil (RR), without 2nd shunt trip, without 1st Shunt trip | 165100 | 1 | Z\ | 1
3WA1116-3NF22-0AA0 |  | fixed-mounted circuit breaker, IEC 60947-2, size 1, 4-pole, N pole on right, In=1600 A up to 690 V AC 50/60 Hz, breaking capacity S Icu=66/50 kA at 500/690 V, tripping unit ETU600 LSIG upgradeable, color display, Bluetooth, USB interface, basic protection LT, ST, INST, GFx, including protection of the N conductor (internal neutral point sensor available), trip alarm switch (1 x CO), connection at rear horizontal with internal voltage tap on upper stab of circuit breaker, with voltage tap module VTM680 and power supply of ETU600, able to communication, integrated metering type PMF-3 Advanced Power Monitor., Voltage, Energy, Power, Power factor, Frequency, Unbalance, Temperature, Power quality, Manual operating mechanism with mechanical closing, without Spring charging motor, Ready-to-close signal. switch, Auxiliary switches 2NO+2NC, without Closing coil (CC), manual operating mechanism with mechanical closing, without Remote trip alarm reset coil (RR), without 2nd shunt trip, without 1st Shunt trip | 161100 | 1 | Z\ | 1
3WA1116-3NF23-0AA0 |  | fixed-mounted circuit breaker, IEC 60947-2, size 1, 4-pole, N pole on right, In=1600 A up to 690 V AC 50/60 Hz, breaking capacity S Icu=66/50 kA at 500/690 V, tripping unit ETU600 LSIG upgradeable, color display, Bluetooth, USB interface, basic protection LT, ST, INST, GFx, including protection of the N conductor (internal neutral point sensor available), trip alarm switch (1 x CO), front connection double hole, with internal voltage tap on upper stab of circuit breaker, with voltage tap module VTM680 and power supply of ETU600, able to communication, integrated metering type PMF-3 Advanced Power Monitor., Voltage, Energy, Power, Power factor, Frequency, Unbalance, Temperature, Power quality, Manual operating mechanism with mechanical closing, without Spring charging motor, Ready-to-close signal. switch, Auxiliary switches 2NO+2NC, without Closing coil (CC), manual operating mechanism with mechanical closing, without Remote trip alarm reset coil (RR), without 2nd shunt trip, without 1st Shunt trip | 173100 | 1 | Z\ | 1
3WA1116-3NF31-0AA0 |  | Withdrawable circuit breaker with guide frame, IEC 60947-2, frame size 1, 3-poles, In=1600A up to 690V AC 50/60Hz, breaking capacity S Icu=66/50kA at 500/690V, Trip unit ETU600 LSIG upgrade ready , colordisplay, bluetooth and USB interface, Protection LT, ST, INST, GFx, N-protection required an external N-sensor, incl. trip alarm switch (1xCO), rear connection vertical, guide frame with shutter and w/o position signalling switch, with internal voltage tap on upper stab of circuit breaker, with voltage tap module VTM680 and power supply of ETU600, able to communication, integrated metering type PMF-3 Advanced Power Monitor., Voltage, Energy, Power, Power factor, Frequency, Unbalance, Temperature, Power quality, Manual operating mechanism with mechanical closing, without Spring charging motor, Ready-to-close signal. switch, Auxiliary switches 2NO+2NC, without Closing coil (CC), manual operating mechanism with mechanical closing, without Remote trip alarm reset coil (RR), without 2nd shunt trip, without 1st Shunt trip | 167100 | 1 | Z\ | 1
3WA1116-3NF32-0AA0 |  | Withdrawable circuit breaker with guide frame, IEC 60947-2, frame size 1, 3-poles, In=1600A up to 690V AC 50/60Hz, breaking capacity S Icu=66/50kA at 500/690V, Trip unit ETU600 LSIG upgrade ready , colordisplay, bluetooth and USB interface, Protection LT, ST, INST, GFx, N-protection required an external N-sensor, incl. trip alarm switch (1xCO), rear connection horizontal, guide frame with shutter and w/o position signalling switch, with internal voltage tap on upper stab of circuit breaker, with voltage tap module VTM680 and power supply of ETU600, able to communication, integrated metering type PMF-3 Advanced Power Monitor., Voltage, Energy, Power, Power factor, Frequency, Unbalance, Temperature, Power quality, Manual operating mechanism with mechanical closing, without Spring charging motor, Ready-to-close signal. switch, Auxiliary switches 2NO+2NC, without Closing coil (CC), manual operating mechanism with mechanical closing, without Remote trip alarm reset coil (RR), without 2nd shunt trip, without 1st Shunt trip | 164100 | 1 | Z\ | 1
3WA1116-3NF33-0AA0 |  | Withdrawable circuit breaker with guide frame, IEC 60947-2, frame size 1, 3-poles, In=1600A up to 690V AC 50/60Hz, breaking capacity S Icu=66/50kA at 500/690V, Trip unit ETU600 LSIG upgrade ready , colordisplay, bluetooth and USB interface, Protection LT, ST, INST, GFx, N-protection required an external N-sensor, incl. trip alarm switch (1xCO), front connection double hole, guide frame with shutter and w/o position signalling switch, with internal voltage tap on upper stab of circuit breaker, with voltage tap module VTM680 and power supply of ETU600, able to communication, integrated metering type PMF-3 Advanced Power Monitor., Voltage, Energy, Power, Power factor, Frequency, Unbalance, Temperature, Power quality, Manual operating mechanism with mechanical closing, without Spring charging motor, Ready-to-close signal. switch, Auxiliary switches 2NO+2NC, without Closing coil (CC), manual operating mechanism with mechanical closing, without Remote trip alarm reset coil (RR), without 2nd shunt trip, without 1st Shunt trip | 172100 | 1 | Z\ | 1
3WA1116-3NF34-0AA0 |  | Withdrawable circuit breaker with guide frame, IEC 60947-2, frame size 1, 3-poles, In=1600A up to 690V AC 50/60Hz, breaking capacity S Icu=66/50kA at 500/690V, Trip unit ETU600 LSIG upgrade ready , colordisplay, bluetooth and USB interface, Protection LT, ST, INST, GFx, N-protection required an external N-sensor, incl. trip alarm switch (1xCO), rear connection flange, guide frame with shutter and w/o position signalling switch, with internal voltage tap on upper stab of circuit breaker, with voltage tap module VTM680 and power supply of ETU600, able to communication, integrated metering type PMF-3 Advanced Power Monitor., Voltage, Energy, Power, Power factor, Frequency, Unbalance, Temperature, Power quality, Manual operating mechanism with mechanical closing, without Spring charging motor, Ready-to-close signal. switch, Auxiliary switches 2NO+2NC, without Closing coil (CC), manual operating mechanism with mechanical closing, without Remote trip alarm reset coil (RR), without 2nd shunt trip, without 1st Shunt trip | 164100 | 1 | Z\ | 1
3WA1116-3NF41-0AA0 |  | Withdrawable circuit breaker with guide frame, IEC 60947-2, frame size 1, 4-poles, N-pole left, In=1600A up to 690V AC 50/60Hz, breaking capacity S Icu=66/50kA at 500/690V, Trip unit ETU600 LSIG upgrade ready , colordisplay, bluetooth and USB interface, Protection LT, ST, INST, GFx, include N-protection, (internal N-sensor available), incl. trip alarm switch (1xCO), rear connection vertical, guide frame with shutter and w/o position signalling switch, with internal voltage tap on upper stab of circuit breaker, with voltage tap module VTM680 and power supply of ETU600, able to communication, integrated metering type PMF-3 Advanced Power Monitor., Voltage, Energy, Power, Power factor, Frequency, Unbalance, Temperature, Power quality, Manual operating mechanism with mechanical closing, without Spring charging motor, Ready-to-close signal. switch, Auxiliary switches 2NO+2NC, without Closing coil (CC), manual operating mechanism with mechanical closing, without Remote trip alarm reset coil (RR), without 2nd shunt trip, without 1st Shunt trip | 209100 | 1 | Z\ | 1
3WA1116-3NF42-0AA0 |  | Withdrawable circuit breaker with guide frame, IEC 60947-2, frame size 1, 4-poles, N-pole left, In=1600A up to 690V AC 50/60Hz, breaking capacity S Icu=66/50kA at 500/690V, Trip unit ETU600 LSIG upgrade ready , colordisplay, bluetooth and USB interface, Protection LT, ST, INST, GFx, include N-protection, (internal N-sensor available), incl. trip alarm switch (1xCO), rear connection horizontal, guide frame with shutter and w/o position signalling switch, with internal voltage tap on upper stab of circuit breaker, with voltage tap module VTM680 and power supply of ETU600, able to communication, integrated metering type PMF-3 Advanced Power Monitor., Voltage, Energy, Power, Power factor, Frequency, Unbalance, Temperature, Power quality, Manual operating mechanism with mechanical closing, without Spring charging motor, Ready-to-close signal. switch, Auxiliary switches 2NO+2NC, without Closing coil (CC), manual operating mechanism with mechanical closing, without Remote trip alarm reset coil (RR), without 2nd shunt trip, without 1st Shunt trip | 205100 | 1 | Z\ | 1
3WA1116-3NF43-0AA0 |  | Withdrawable circuit breaker with guide frame, IEC 60947-2, frame size 1, 4-poles, N-pole left, In=1600A up to 690V AC 50/60Hz, breaking capacity S Icu=66/50kA at 500/690V, Trip unit ETU600 LSIG upgrade ready , colordisplay, bluetooth and USB interface, Protection LT, ST, INST, GFx, include N-protection, (internal N-sensor available), incl. trip alarm switch (1xCO), front connection double hole, guide frame with shutter and w/o position signalling switch, with internal voltage tap on upper stab of circuit breaker, with voltage tap module VTM680 and power supply of ETU600, able to communication, integrated metering type PMF-3 Advanced Power Monitor., Voltage, Energy, Power, Power factor, Frequency, Unbalance, Temperature, Power quality, Manual operating mechanism with mechanical closing, without Spring charging motor, Ready-to-close signal. switch, Auxiliary switches 2NO+2NC, without Closing coil (CC), manual operating mechanism with mechanical closing, without Remote trip alarm reset coil (RR), without 2nd shunt trip, without 1st Shunt trip | 217100 | 1 | Z\ | 1
3WA1116-3NF44-0AA0 |  | Withdrawable circuit breaker with guide frame, IEC 60947-2, frame size 1, 4-poles, N-pole left, In=1600A up to 690V AC 50/60Hz, breaking capacity S Icu=66/50kA at 500/690V, Trip unit ETU600 LSIG upgrade ready , colordisplay, bluetooth and USB interface, Protection LT, ST, INST, GFx, include N-protection, (internal N-sensor available), incl. trip alarm switch (1xCO), rear connection flange, guide frame with shutter and w/o position signalling switch, with internal voltage tap on upper stab of circuit breaker, with voltage tap module VTM680 and power supply of ETU600, able to communication, integrated metering type PMF-3 Advanced Power Monitor., Voltage, Energy, Power, Power factor, Frequency, Unbalance, Temperature, Power quality, Manual operating mechanism with mechanical closing, without Spring charging motor, Ready-to-close signal. switch, Auxiliary switches 2NO+2NC, without Closing coil (CC), manual operating mechanism with mechanical closing, without Remote trip alarm reset coil (RR), without 2nd shunt trip, without 1st Shunt trip | 205100 | 1 | Z\ | 1
3WA1116-4AA01-0AA0 |  | Non-automatic circuit breaker Fixed-mounted version, IEC 60947-2, frame size 1, 3-poles, In=1600A up to 690V AC 50/60Hz, breaking capacity M Icc=85/66kA at 500/690V, without electr. trip unit ETU, rear connection vertical, without Com & metering function Manual operating mechanism with mechanical closing, without Spring charging motor, Ready-to-close signal. switch, Auxiliary switches 2NO+2NC, without Closing coil (CC), manual operating mechanism with mechanical closing, without Remote trip alarm reset coil (RR), without 2nd shunt trip, without 1st Shunt trip | 95600 | 1 | Z\ | 1
3WA1116-4AA02-0AA0 |  | Non-automatic circuit breaker Fixed-mounted version, IEC 60947-2, frame size 1, 3-poles, In=1600A up to 690V AC 50/60Hz, breaking capacity M Icc=85/66kA at 500/690V, without electr. trip unit ETU, rear connection horizontal, without Com & metering function Manual operating mechanism with mechanical closing, without Spring charging motor, Ready-to-close signal. switch, Auxiliary switches 2NO+2NC, without Closing coil (CC), manual operating mechanism with mechanical closing, without Remote trip alarm reset coil (RR), without 2nd shunt trip, without 1st Shunt trip | 92700 | 1 | Z\ | 1
3WA1116-4AA03-0AA0 |  | Non-automatic circuit breaker Fixed-mounted version, IEC 60947-2, frame size 1, 3-poles, In=1600A up to 690V AC 50/60Hz, breaking capacity M Icc=85/66kA at 500/690V, without electr. trip unit ETU, front connection double hole, without Com & metering function Manual operating mechanism with mechanical closing, without Spring charging motor, Ready-to-close signal. switch, Auxiliary switches 2NO+2NC, without Closing coil (CC), manual operating mechanism with mechanical closing, without Remote trip alarm reset coil (RR), without 2nd shunt trip, without 1st Shunt trip | 101000 | 1 | Z\ | 1
3WA1116-4AA11-0AA0 |  | Non-automatic circuit breaker Fixed-mounted version, IEC 60947-2, frame size 1, 4-poles, N-pole left, In=1600A up to 690V AC 50/60Hz, breaking capacity M Icc=85/66kA at 500/690V, without electr. trip unit ETU, rear connection vertical, without Com & metering function Manual operating mechanism with mechanical closing, without Spring charging motor, Ready-to-close signal. switch, Auxiliary switches 2NO+2NC, without Closing coil (CC), manual operating mechanism with mechanical closing, without Remote trip alarm reset coil (RR), without 2nd shunt trip, without 1st Shunt trip | 126000 | 1 | Z\ | 1
3WA1116-4AA12-0AA0 |  | Non-automatic circuit breaker Fixed-mounted version, IEC 60947-2, frame size 1, 4-poles, N-pole left, In=1600A up to 690V AC 50/60Hz, breaking capacity M Icc=85/66kA at 500/690V, without electr. trip unit ETU, rear connection horizontal, without Com & metering function Manual operating mechanism with mechanical closing, without Spring charging motor, Ready-to-close signal. switch, Auxiliary switches 2NO+2NC, without Closing coil (CC), manual operating mechanism with mechanical closing, without Remote trip alarm reset coil (RR), without 2nd shunt trip, without 1st Shunt trip | 122000 | 1 | Z\ | 1
3WA1116-4AA13-0AA0 |  | Non-automatic circuit breaker Fixed-mounted version, IEC 60947-2, frame size 1, 4-poles, N-pole left, In=1600A up to 690V AC 50/60Hz, breaking capacity M Icc=85/66kA at 500/690V, without electr. trip unit ETU, front connection double hole, without Com & metering function Manual operating mechanism with mechanical closing, without Spring charging motor, Ready-to-close signal. switch, Auxiliary switches 2NO+2NC, without Closing coil (CC), manual operating mechanism with mechanical closing, without Remote trip alarm reset coil (RR), without 2nd shunt trip, without 1st Shunt trip | 134000 | 1 | Z\ | 1
3WA1116-4AA21-0AA0 |  | AC non-automatic air circuit breaker 3WA, fixed-mounted version, IEC 60947-2, size 1, 4-pole, N pole on right, In=1600 A up to 690 V AC 50/60 Hz, breaking capacity M, Icc=85/66 kA at 500/690 V, without electronic trip unit ETU, connection at rear vertical, without Com & metering function Manual operating mechanism with mechanical closing, without Spring charging motor, Ready-to-close signal. switch, Auxiliary switches 2NO+2NC, without Closing coil (CC), manual operating mechanism with mechanical closing, without Remote trip alarm reset coil (RR), without 2nd shunt trip, without 1st Shunt trip | 126000 | 1 | Z\ | 1
3WA1116-4AA22-0AA0 |  | AC non-automatic air circuit breaker 3WA, fixed-mounted version, IEC 60947-2, size 1, 4-pole, N pole on right, In=1600 A up to 690 V AC 50/60 Hz, breaking capacity M, Icc=85/66 kA at 500/690 V, without electronic trip unit ETU, connection at rear horizontal without Com & metering function Manual operating mechanism with mechanical closing, without Spring charging motor, Ready-to-close signal. switch, Auxiliary switches 2NO+2NC, without Closing coil (CC), manual operating mechanism with mechanical closing, without Remote trip alarm reset coil (RR), without 2nd shunt trip, without 1st Shunt trip | 122000 | 1 | Z\ | 1
3WA1116-4AA23-0AA0 |  | AC non-automatic air circuit breaker 3WA, fixed-mounted version, IEC 60947-2, size 1, 4-pole, N pole on right, In=1600 A up to 690 V AC 50/60 Hz, breaking capacity M, Icc=85/66 kA at 500/690 V, without electronic trip unit ETU, front connection double hole, without Com & metering function Manual operating mechanism with mechanical closing, without Spring charging motor, Ready-to-close signal. switch, Auxiliary switches 2NO+2NC, without Closing coil (CC), manual operating mechanism with mechanical closing, without Remote trip alarm reset coil (RR), without 2nd shunt trip, without 1st Shunt trip | 134000 | 1 | Z\ | 1
3WA1116-4AA31-0AA0 |  | Non-automatic circuit breaker withdrawable version, with guide frame, IEC 60947-2, frame size 1, 3-poles, In=1600A up to 690V AC 50/60Hz, breaking capacity M Icc=85/66kA at 500/690V, without electr. trip unit ETU, rear connection vertical, guide frame with shutter and w/o position signalling switch, without Com & metering function Manual operating mechanism with mechanical closing, without Spring charging motor, Ready-to-close signal. switch, Auxiliary switches 2NO+2NC, without Closing coil (CC), manual operating mechanism with mechanical closing, without Remote trip alarm reset coil (RR), without 2nd shunt trip, without 1st Shunt trip | 128000 | 1 | Z\ | 1
3WA1116-4AA32-0AA0 |  | Non-automatic circuit breaker withdrawable version, with guide frame, IEC 60947-2, frame size 1, 3-poles, In=1600A up to 690V AC 50/60Hz, breaking capacity M Icc=85/66kA at 500/690V, without electr. trip unit ETU, rear connection horizontal, guide frame with shutter and w/o position signalling switch, without Com & metering function Manual operating mechanism with mechanical closing, without Spring charging motor, Ready-to-close signal. switch, Auxiliary switches 2NO+2NC, without Closing coil (CC), manual operating mechanism with mechanical closing, without Remote trip alarm reset coil (RR), without 2nd shunt trip, without 1st Shunt trip | 125000 | 1 | Z\ | 1
3WA1116-4AA33-0AA0 |  | Non-automatic circuit breaker withdrawable version, with guide frame, IEC 60947-2, frame size 1, 3-poles, In=1600A up to 690V AC 50/60Hz, breaking capacity M Icc=85/66kA at 500/690V, without electr. trip unit ETU, front connection double hole, guide frame with shutter and w/o position signalling switch, without Com & metering function Manual operating mechanism with mechanical closing, without Spring charging motor, Ready-to-close signal. switch, Auxiliary switches 2NO+2NC, without Closing coil (CC), manual operating mechanism with mechanical closing, without Remote trip alarm reset coil (RR), without 2nd shunt trip, without 1st Shunt trip | 133000 | 1 | Z\ | 1
3WA1116-4AA34-0AA0 |  | Non-automatic circuit breaker withdrawable version, with guide frame, IEC 60947-2, frame size 1, 3-poles, In=1600A up to 690V AC 50/60Hz, breaking capacity M Icc=85/66kA at 500/690V, without electr. trip unit ETU, rear connection flange, guide frame with shutter and w/o position signalling switch, without Com & metering function Manual operating mechanism with mechanical closing, without Spring charging motor, Ready-to-close signal. switch, Auxiliary switches 2NO+2NC, without Closing coil (CC), manual operating mechanism with mechanical closing, without Remote trip alarm reset coil (RR), without 2nd shunt trip, without 1st Shunt trip | 125000 | 1 | Z\ | 1
3WA1116-4AA41-0AA0 |  | Non-automatic circuit breaker withdrawable version, with guide frame, IEC 60947-2, frame size 1, 4-poles, N-pole left, In=1600A up to 690V AC 50/60Hz, breaking capacity M Icc=85/66kA at 500/690V, without electr. trip unit ETU, rear connection vertical, guide frame with shutter and w/o position signalling switch, without Com & metering function Manual operating mechanism with mechanical closing, without Spring charging motor, Ready-to-close signal. switch, Auxiliary switches 2NO+2NC, without Closing coil (CC), manual operating mechanism with mechanical closing, without Remote trip alarm reset coil (RR), without 2nd shunt trip, without 1st Shunt trip | 168000 | 1 | Z\ | 1
3WA1116-4AA42-0AA0 |  | Non-automatic circuit breaker withdrawable version, with guide frame, IEC 60947-2, frame size 1, 4-poles, N-pole left, In=1600A up to 690V AC 50/60Hz, breaking capacity M Icc=85/66kA at 500/690V, without electr. trip unit ETU, rear connection horizontal, guide frame with shutter and w/o position signalling switch, without Com & metering function Manual operating mechanism with mechanical closing, without Spring charging motor, Ready-to-close signal. switch, Auxiliary switches 2NO+2NC, without Closing coil (CC), manual operating mechanism with mechanical closing, without Remote trip alarm reset coil (RR), without 2nd shunt trip, without 1st Shunt trip | 165000 | 1 | Z\ | 1
3WA1116-4AA43-0AA0 |  | Non-automatic circuit breaker withdrawable version, with guide frame, IEC 60947-2, frame size 1, 4-poles, N-pole left, In=1600A up to 690V AC 50/60Hz, breaking capacity M Icc=85/66kA at 500/690V, without electr. trip unit ETU, front connection double hole, guide frame with shutter and w/o position signalling switch, without Com & metering function Manual operating mechanism with mechanical closing, without Spring charging motor, Ready-to-close signal. switch, Auxiliary switches 2NO+2NC, without Closing coil (CC), manual operating mechanism with mechanical closing, without Remote trip alarm reset coil (RR), without 2nd shunt trip, without 1st Shunt trip | 176000 | 1 | Z\ | 1
3WA1116-4AA44-0AA0 |  | Non-automatic circuit breaker withdrawable version, with guide frame, IEC 60947-2, frame size 1, 4-poles, N-pole left, In=1600A up to 690V AC 50/60Hz, breaking capacity M Icc=85/66kA at 500/690V, without electr. trip unit ETU, rear connection flange, guide frame with shutter and w/o position signalling switch, without Com & metering function Manual operating mechanism with mechanical closing, without Spring charging motor, Ready-to-close signal. switch, Auxiliary switches 2NO+2NC, without Closing coil (CC), manual operating mechanism with mechanical closing, without Remote trip alarm reset coil (RR), without 2nd shunt trip, without 1st Shunt trip | 165000 | 1 | Z\ | 1
3WA1116-4AA64-7DP3-Z | C01R68S08S33S76T40 | Non-automatic circuit breaker withdrawable version, with guide frame, IEC 60947-2, frame size 1, 3-poles, In=1600A up to 690V AC 50/60Hz, breaking capacity M Icc=85/66kA at 500/690V, without electr. trip unit ETU, rear connection flange, guide frame with shutter and position signall. switch (3xW), without Com & metering function with manual and motorized operating mechanism (M) 110-127 V AC / 110-125 V DC, Storage status and ready-to- close signaling switches, Auxiliary switches 4NO+4NC, Closing coil (CC) 100% OP 110-127 V AC / 110-125 V DC, applicable for continuous duty, without Remote trip alarm reset coil (RR), Undervoltage release (UVR) instantaneous (0,08 s) and short-delay (0,2 s), 110-127 V AC / 110-125 V DC, Shunt trip (ST) 100% OP 110-127 V AC / 110-125 V DC, suitable for continuous duty, Option C01 = Operations counter for circuit breaker Option R68 = Locking provision against unauthorized closing for withdrawable circuit breakers with RONIS lock. Option S08 = Locking provision against unauthorized closing Secured Open; for with Ronis lock Option S33 = Locking provision for Padlock device for charging handle padlocks are not included Option S76 = Locking provision against movement of the withdrawable circuit breakers with RONIS lock. Option T40 = Door sealing frame IP41 | 184100 | 1 | Z\ | 1
3WA1116-4AB01-0AA0 |  | Fixed-mounted circuit breaker IEC 60947-2, frame size 1, 3-poles, In=1600A up to 690V AC 50/60Hz, breaking capacity M Icu=85/66kA at 500/690V, Trip unit ETU300 LSI optimized for standard applica- tions, without display Protection LT, ST, INST, N-protection required an external N-sensor, incl. trip alarm switch (1xCO), rear connection vertical, without Com & metering function Manual operating mechanism with mechanical closing, without Spring charging motor, Ready-to-close signal. switch, Auxiliary switches 2NO+2NC, without Closing coil (CC), manual operating mechanism with mechanical closing, without Remote trip alarm reset coil (RR), without 2nd shunt trip, without 1st Shunt trip | 104000 | 1 | Z\ | 1
3WA1116-4AB02-0AA0 |  | Fixed-mounted circuit breaker IEC 60947-2, frame size 1, 3-poles, In=1600A up to 690V AC 50/60Hz, breaking capacity M Icu=85/66kA at 500/690V, Trip unit ETU300 LSI optimized for standard applica- tions, without display Protection LT, ST, INST, N-protection required an external N-sensor, incl. trip alarm switch (1xCO), rear connection horizontal, without Com & metering function Manual operating mechanism with mechanical closing, without Spring charging motor, Ready-to-close signal. switch, Auxiliary switches 2NO+2NC, without Closing coil (CC), manual operating mechanism with mechanical closing, without Remote trip alarm reset coil (RR), without 2nd shunt trip, without 1st Shunt trip | 101000 | 1 | Z\ | 1
3WA1116-4AB03-0AA0 |  | Fixed-mounted circuit breaker IEC 60947-2, frame size 1, 3-poles, In=1600A up to 690V AC 50/60Hz, breaking capacity M Icu=85/66kA at 500/690V, Trip unit ETU300 LSI optimized for standard applica- tions, without display Protection LT, ST, INST, N-protection required an external N-sensor, incl. trip alarm switch (1xCO), front connection double hole, without Com & metering function Manual operating mechanism with mechanical closing, without Spring charging motor, Ready-to-close signal. switch, Auxiliary switches 2NO+2NC, without Closing coil (CC), manual operating mechanism with mechanical closing, without Remote trip alarm reset coil (RR), without 2nd shunt trip, without 1st Shunt trip | 110000 | 1 | Z\ | 1
3WA1116-4AB11-0AA0 |  | Fixed-mounted circuit breaker IEC 60947-2, frame size 1, 4-poles, N-pole left, In=1600A up to 690V AC 50/60Hz, breaking capacity M Icu=85/66kA at 500/690V, Trip unit ETU300 LSI optimized for standard applica- tions, without display Protection LT, ST, INST, include N-protection, (internal N-sensor available), incl. trip alarm switch (1xCO), rear connection vertical, without Com & metering function Manual operating mechanism with mechanical closing, without Spring charging motor, Ready-to-close signal. switch, Auxiliary switches 2NO+2NC, without Closing coil (CC), manual operating mechanism with mechanical closing, without Remote trip alarm reset coil (RR), without 2nd shunt trip, without 1st Shunt trip | 139000 | 1 | Z\ | 1
3WA1116-4AB12-0AA0 |  | Fixed-mounted circuit breaker IEC 60947-2, frame size 1, 4-poles, N-pole left, In=1600A up to 690V AC 50/60Hz, breaking capacity M Icu=85/66kA at 500/690V, Trip unit ETU300 LSI optimized for standard applica- tions, without display Protection LT, ST, INST, include N-protection, (internal N-sensor available), incl. trip alarm switch (1xCO), rear connection horizontal, without Com & metering function Manual operating mechanism with mechanical closing, without Spring charging motor, Ready-to-close signal. switch, Auxiliary switches 2NO+2NC, without Closing coil (CC), manual operating mechanism with mechanical closing, without Remote trip alarm reset coil (RR), without 2nd shunt trip, without 1st Shunt trip | 135000 | 1 | Z\ | 1
3WA1116-4AB13-0AA0 |  | Fixed-mounted circuit breaker IEC 60947-2, frame size 1, 4-poles, N-pole left, In=1600A up to 690V AC 50/60Hz, breaking capacity M Icu=85/66kA at 500/690V, Trip unit ETU300 LSI optimized for standard applica- tions, without display Protection LT, ST, INST, include N-protection, (internal N-sensor available), incl. trip alarm switch (1xCO), front connection double hole, without Com & metering function Manual operating mechanism with mechanical closing, without Spring charging motor, Ready-to-close signal. switch, Auxiliary switches 2NO+2NC, without Closing coil (CC), manual operating mechanism with mechanical closing, without Remote trip alarm reset coil (RR), without 2nd shunt trip, without 1st Shunt trip | 146000 | 1 | Z\ | 1
3WA1116-4AB21-0AA0 |  | fixed-mounted circuit breaker, IEC 60947-2, size 1, 4-pole, N pole on right, In=1600 A up to 690 V AC 50/60 Hz, breaking capacity M Icu=85/66 kA at 500/690 V, tripping unit ETU300 LSI optimized for standard applications, without display, basic protection LT, ST, INST, including protection of the N conductor (internal neutral point sensor available) trip alarm switch (1 x CO), connection at rear vertical, without Com & metering function Manual operating mechanism with mechanical closing, without Spring charging motor, Ready-to-close signal. switch, Auxiliary switches 2NO+2NC, without Closing coil (CC), manual operating mechanism with mechanical closing, without Remote trip alarm reset coil (RR), without 2nd shunt trip, without 1st Shunt trip | 139000 | 1 | Z\ | 1
3WA1116-4AB22-0AA0 |  | fixed-mounted circuit breaker, IEC 60947-2, size 1, 4-pole, N pole on right, In=1600 A up to 690 V AC 50/60 Hz, breaking capacity M Icu=85/66 kA at 500/690 V, tripping unit ETU300 LSI optimized for standard applications, without display, basic protection LT, ST, INST, including protection of the N conductor (internal neutral point sensor available) trip alarm switch (1 x CO), connection at rear horizontal without Com & metering function Manual operating mechanism with mechanical closing, without Spring charging motor, Ready-to-close signal. switch, Auxiliary switches 2NO+2NC, without Closing coil (CC), manual operating mechanism with mechanical closing, without Remote trip alarm reset coil (RR), without 2nd shunt trip, without 1st Shunt trip | 135000 | 1 | Z\ | 1
3WA1116-4AB23-0AA0 |  | fixed-mounted circuit breaker, IEC 60947-2, size 1, 4-pole, N pole on right, In=1600 A up to 690 V AC 50/60 Hz, breaking capacity M Icu=85/66 kA at 500/690 V, tripping unit ETU300 LSI optimized for standard applications, without display, basic protection LT, ST, INST, including protection of the N conductor (internal neutral point sensor available) trip alarm switch (1 x CO), front connection double hole, without Com & metering function Manual operating mechanism with mechanical closing, without Spring charging motor, Ready-to-close signal. switch, Auxiliary switches 2NO+2NC, without Closing coil (CC), manual operating mechanism with mechanical closing, without Remote trip alarm reset coil (RR), without 2nd shunt trip, without 1st Shunt trip | 146000 | 1 | Z\ | 1
3WA1116-4AB31-0AA0 |  | Withdrawable circuit breaker with guide frame, IEC 60947-2, frame size 1, 3-poles, In=1600A up to 690V AC 50/60Hz, breaking capacity M Icu=85/66kA at 500/690V, Trip unit ETU300 LSI optimized for standard applica- tions, without display Protection LT, ST, INST, N-protection required an external N-sensor, incl. trip alarm switch (1xCO), rear connection vertical, guide frame with shutter and w/o position signalling switch, without Com & metering function Manual operating mechanism with mechanical closing, without Spring charging motor, Ready-to-close signal. switch, Auxiliary switches 2NO+2NC, without Closing coil (CC), manual operating mechanism with mechanical closing, without Remote trip alarm reset coil (RR), without 2nd shunt trip, without 1st Shunt trip | 140000 | 1 | Z\ | 1
3WA1116-4AB32-0AA0 |  | Withdrawable circuit breaker with guide frame, IEC 60947-2, frame size 1, 3-poles, In=1600A up to 690V AC 50/60Hz, breaking capacity M Icu=85/66kA at 500/690V, Trip unit ETU300 LSI optimized for standard applica- tions, without display Protection LT, ST, INST, N-protection required an external N-sensor, incl. trip alarm switch (1xCO), rear connection horizontal, guide frame with shutter and w/o position signalling switch, without Com & metering function Manual operating mechanism with mechanical closing, without Spring charging motor, Ready-to-close signal. switch, Auxiliary switches 2NO+2NC, without Closing coil (CC), manual operating mechanism with mechanical closing, without Remote trip alarm reset coil (RR), without 2nd shunt trip, without 1st Shunt trip | 138000 | 1 | Z\ | 1
3WA1116-4AB33-0AA0 |  | Withdrawable circuit breaker with guide frame, IEC 60947-2, frame size 1, 3-poles, In=1600A up to 690V AC 50/60Hz, breaking capacity M Icu=85/66kA at 500/690V, Trip unit ETU300 LSI optimized for standard applica- tions, without display Protection LT, ST, INST, N-protection required an external N-sensor, incl. trip alarm switch (1xCO), front connection double hole, guide frame with shutter and w/o position signalling switch, without Com & metering function Manual operating mechanism with mechanical closing, without Spring charging motor, Ready-to-close signal. switch, Auxiliary switches 2NO+2NC, without Closing coil (CC), manual operating mechanism with mechanical closing, without Remote trip alarm reset coil (RR), without 2nd shunt trip, without 1st Shunt trip | 146000 | 1 | Z\ | 1
3WA1116-4AB34-0AA0 |  | Withdrawable circuit breaker with guide frame, IEC 60947-2, frame size 1, 3-poles, In=1600A up to 690V AC 50/60Hz, breaking capacity M Icu=85/66kA at 500/690V, Trip unit ETU300 LSI optimized for standard applica- tions, without display Protection LT, ST, INST, N-protection required an external N-sensor, incl. trip alarm switch (1xCO), rear connection flange, guide frame with shutter and w/o position signalling switch, without Com & metering function Manual operating mechanism with mechanical closing, without Spring charging motor, Ready-to-close signal. switch, Auxiliary switches 2NO+2NC, without Closing coil (CC), manual operating mechanism with mechanical closing, without Remote trip alarm reset coil (RR), without 2nd shunt trip, without 1st Shunt trip | 138000 | 1 | Z\ | 1
3WA1116-4AB41-0AA0 |  | Withdrawable circuit breaker with guide frame, IEC 60947-2, frame size 1, 4-poles, N-pole left, In=1600A up to 690V AC 50/60Hz, breaking capacity M Icu=85/66kA at 500/690V, Trip unit ETU300 LSI optimized for standard applica- tions, without display Protection LT, ST, INST, include N-protection, (internal N-sensor available), incl. trip alarm switch (1xCO), rear connection vertical, guide frame with shutter and w/o position signalling switch, without Com & metering function Manual operating mechanism with mechanical closing, without Spring charging motor, Ready-to-close signal. switch, Auxiliary switches 2NO+2NC, without Closing coil (CC), manual operating mechanism with mechanical closing, without Remote trip alarm reset coil (RR), without 2nd shunt trip, without 1st Shunt trip | 187000 | 1 | Z\ | 1
3WA1116-4AB42-0AA0 |  | Withdrawable circuit breaker with guide frame, IEC 60947-2, frame size 1, 4-poles, N-pole left, In=1600A up to 690V AC 50/60Hz, breaking capacity M Icu=85/66kA at 500/690V, Trip unit ETU300 LSI optimized for standard applica- tions, without display Protection LT, ST, INST, include N-protection, (internal N-sensor available), incl. trip alarm switch (1xCO), rear connection horizontal, guide frame with shutter and w/o position signalling switch, without Com & metering function Manual operating mechanism with mechanical closing, without Spring charging motor, Ready-to-close signal. switch, Auxiliary switches 2NO+2NC, without Closing coil (CC), manual operating mechanism with mechanical closing, without Remote trip alarm reset coil (RR), without 2nd shunt trip, without 1st Shunt trip | 183000 | 1 | Z\ | 1
3WA1116-4AB43-0AA0 |  | Withdrawable circuit breaker with guide frame, IEC 60947-2, frame size 1, 4-poles, N-pole left, In=1600A up to 690V AC 50/60Hz, breaking capacity M Icu=85/66kA at 500/690V, Trip unit ETU300 LSI optimized for standard applica- tions, without display Protection LT, ST, INST, include N-protection, (internal N-sensor available), incl. trip alarm switch (1xCO), front connection double hole, guide frame with shutter and w/o position signalling switch, without Com & metering function Manual operating mechanism with mechanical closing, without Spring charging motor, Ready-to-close signal. switch, Auxiliary switches 2NO+2NC, without Closing coil (CC), manual operating mechanism with mechanical closing, without Remote trip alarm reset coil (RR), without 2nd shunt trip, without 1st Shunt trip | 195000 | 1 | Z\ | 1
3WA1116-4AB44-0AA0 |  | Withdrawable circuit breaker with guide frame, IEC 60947-2, frame size 1, 4-poles, N-pole left, In=1600A up to 690V AC 50/60Hz, breaking capacity M Icu=85/66kA at 500/690V, Trip unit ETU300 LSI optimized for standard applica- tions, without display Protection LT, ST, INST, include N-protection, (internal N-sensor available), incl. trip alarm switch (1xCO), rear connection flange, guide frame with shutter and w/o position signalling switch, without Com & metering function Manual operating mechanism with mechanical closing, without Spring charging motor, Ready-to-close signal. switch, Auxiliary switches 2NO+2NC, without Closing coil (CC), manual operating mechanism with mechanical closing, without Remote trip alarm reset coil (RR), without 2nd shunt trip, without 1st Shunt trip | 183000 | 1 | Z\ | 1
3WA1116-4AC01-0AA0 |  | Fixed-mounted circuit breaker IEC 60947-2, frame size 1, 3-poles, In=1600A up to 690V AC 50/60Hz, breaking capacity M Icu=85/66kA at 500/690V, Trip unit ETU300 LSIG optimized for standard applica- tions, without display Protection LT, ST, INST, GF, N-protection required an external N-sensor, incl. trip alarm switch (1xCO), rear connection vertical, without Com & metering function Manual operating mechanism with mechanical closing, without Spring charging motor, Ready-to-close signal. switch, Auxiliary switches 2NO+2NC, without Closing coil (CC), manual operating mechanism with mechanical closing, without Remote trip alarm reset coil (RR), without 2nd shunt trip, without 1st Shunt trip | 110000 | 1 | Z\ | 1
3WA1116-4AC02-0AA0 |  | Fixed-mounted circuit breaker IEC 60947-2, frame size 1, 3-poles, In=1600A up to 690V AC 50/60Hz, breaking capacity M Icu=85/66kA at 500/690V, Trip unit ETU300 LSIG optimized for standard applica- tions, without display Protection LT, ST, INST, GF, N-protection required an external N-sensor, incl. trip alarm switch (1xCO), rear connection horizontal, without Com & metering function Manual operating mechanism with mechanical closing, without Spring charging motor, Ready-to-close signal. switch, Auxiliary switches 2NO+2NC, without Closing coil (CC), manual operating mechanism with mechanical closing, without Remote trip alarm reset coil (RR), without 2nd shunt trip, without 1st Shunt trip | 107000 | 1 | Z\ | 1
3WA1116-4AC03-0AA0 |  | Fixed-mounted circuit breaker IEC 60947-2, frame size 1, 3-poles, In=1600A up to 690V AC 50/60Hz, breaking capacity M Icu=85/66kA at 500/690V, Trip unit ETU300 LSIG optimized for standard applica- tions, without display Protection LT, ST, INST, GF, N-protection required an external N-sensor, incl. trip alarm switch (1xCO), front connection double hole, without Com & metering function Manual operating mechanism with mechanical closing, without Spring charging motor, Ready-to-close signal. switch, Auxiliary switches 2NO+2NC, without Closing coil (CC), manual operating mechanism with mechanical closing, without Remote trip alarm reset coil (RR), without 2nd shunt trip, without 1st Shunt trip | 116000 | 1 | Z\ | 1
3WA1116-4AC11-0AA0 |  | Fixed-mounted circuit breaker IEC 60947-2, frame size 1, 4-poles, N-pole left, In=1600A up to 690V AC 50/60Hz, breaking capacity M Icu=85/66kA at 500/690V, Trip unit ETU300 LSIG optimized for standard applica- tions, without display Protection LT, ST, INST, GF, include N-protection, (internal N-sensor available), incl. trip alarm switch (1xCO), rear connection vertical, without Com & metering function Manual operating mechanism with mechanical closing, without Spring charging motor, Ready-to-close signal. switch, Auxiliary switches 2NO+2NC, without Closing coil (CC), manual operating mechanism with mechanical closing, without Remote trip alarm reset coil (RR), without 2nd shunt trip, without 1st Shunt trip | 145000 | 1 | Z\ | 1
3WA1116-4AC12-0AA0 |  | Fixed-mounted circuit breaker IEC 60947-2, frame size 1, 4-poles, N-pole left, In=1600A up to 690V AC 50/60Hz, breaking capacity M Icu=85/66kA at 500/690V, Trip unit ETU300 LSIG optimized for standard applica- tions, without display Protection LT, ST, INST, GF, include N-protection, (internal N-sensor available), incl. trip alarm switch (1xCO), rear connection horizontal, without Com & metering function Manual operating mechanism with mechanical closing, without Spring charging motor, Ready-to-close signal. switch, Auxiliary switches 2NO+2NC, without Closing coil (CC), manual operating mechanism with mechanical closing, without Remote trip alarm reset coil (RR), without 2nd shunt trip, without 1st Shunt trip | 141000 | 1 | Z\ | 1
3WA1116-4AC13-0AA0 |  | Fixed-mounted circuit breaker IEC 60947-2, frame size 1, 4-poles, N-pole left, In=1600A up to 690V AC 50/60Hz, breaking capacity M Icu=85/66kA at 500/690V, Trip unit ETU300 LSIG optimized for standard applica- tions, without display Protection LT, ST, INST, GF, include N-protection, (internal N-sensor available), incl. trip alarm switch (1xCO), front connection double hole, without Com & metering function Manual operating mechanism with mechanical closing, without Spring charging motor, Ready-to-close signal. switch, Auxiliary switches 2NO+2NC, without Closing coil (CC), manual operating mechanism with mechanical closing, without Remote trip alarm reset coil (RR), without 2nd shunt trip, without 1st Shunt trip | 153000 | 1 | Z\ | 1
3WA1116-4AC21-0AA0 |  | fixed-mounted circuit breaker, IEC 60947-2, size 1, 4-pole, N pole on right, In=1600 A up to 690 V AC 50/60 Hz, breaking capacity M Icu=85/66 kA at 500/690 V, tripping unit ETU300 LSI G optimized for standard applications, without display, basic protection LT, ST, INST, GF, including protection of the N conductor (internal neutral point sensor available), trip alarm switch (1 x CO), connection at rear vertical, without Com & metering function Manual operating mechanism with mechanical closing, without Spring charging motor, Ready-to-close signal. switch, Auxiliary switches 2NO+2NC, without Closing coil (CC), manual operating mechanism with mechanical closing, without Remote trip alarm reset coil (RR), without 2nd shunt trip, without 1st Shunt trip | 145000 | 1 | Z\ | 1
3WA1116-4AC22-0AA0 |  | fixed-mounted circuit breaker, IEC 60947-2, size 1, 4-pole, N pole on right, In=1600 A up to 690 V AC 50/60 Hz, breaking capacity M Icu=85/66 kA at 500/690 V, tripping unit ETU300 LSI G optimized for standard applications, without display, basic protection LT, ST, INST, GF, including protection of the N conductor (internal neutral point sensor available), trip alarm switch (1 x CO), connection at rear horizontal without Com & metering function Manual operating mechanism with mechanical closing, without Spring charging motor, Ready-to-close signal. switch, Auxiliary switches 2NO+2NC, without Closing coil (CC), manual operating mechanism with mechanical closing, without Remote trip alarm reset coil (RR), without 2nd shunt trip, without 1st Shunt trip | 141000 | 1 | Z\ | 1
3WA1116-4AC23-0AA0 |  | fixed-mounted circuit breaker, IEC 60947-2, size 1, 4-pole, N pole on right, In=1600 A up to 690 V AC 50/60 Hz, breaking capacity M Icu=85/66 kA at 500/690 V, tripping unit ETU300 LSI G optimized for standard applications, without display, basic protection LT, ST, INST, GF, including protection of the N conductor (internal neutral point sensor available), trip alarm switch (1 x CO), front connection double hole, without Com & metering function Manual operating mechanism with mechanical closing, without Spring charging motor, Ready-to-close signal. switch, Auxiliary switches 2NO+2NC, without Closing coil (CC), manual operating mechanism with mechanical closing, without Remote trip alarm reset coil (RR), without 2nd shunt trip, without 1st Shunt trip | 153000 | 1 | Z\ | 1
3WA1116-4AC31-0AA0 |  | Withdrawable circuit breaker with guide frame, IEC 60947-2, frame size 1, 3-poles, In=1600A up to 690V AC 50/60Hz, breaking capacity M Icu=85/66kA at 500/690V, Trip unit ETU300 LSIG optimized for standard applica- tions, without display Protection LT, ST, INST, GF, N-protection required an external N-sensor, incl. trip alarm switch (1xCO), rear connection vertical, guide frame with shutter and w/o position signalling switch, without Com & metering function Manual operating mechanism with mechanical closing, without Spring charging motor, Ready-to-close signal. switch, Auxiliary switches 2NO+2NC, without Closing coil (CC), manual operating mechanism with mechanical closing, without Remote trip alarm reset coil (RR), without 2nd shunt trip, without 1st Shunt trip | 147000 | 1 | Z\ | 1
3WA1116-4AC32-0AA0 |  | Withdrawable circuit breaker with guide frame, IEC 60947-2, frame size 1, 3-poles, In=1600A up to 690V AC 50/60Hz, breaking capacity M Icu=85/66kA at 500/690V, Trip unit ETU300 LSIG optimized for standard applica- tions, without display Protection LT, ST, INST, GF, N-protection required an external N-sensor, incl. trip alarm switch (1xCO), rear connection horizontal, guide frame with shutter and w/o position signalling switch, without Com & metering function Manual operating mechanism with mechanical closing, without Spring charging motor, Ready-to-close signal. switch, Auxiliary switches 2NO+2NC, without Closing coil (CC), manual operating mechanism with mechanical closing, without Remote trip alarm reset coil (RR), without 2nd shunt trip, without 1st Shunt trip | 144000 | 1 | Z\ | 1
3WA1116-4AC33-0AA0 |  | Withdrawable circuit breaker with guide frame, IEC 60947-2, frame size 1, 3-poles, In=1600A up to 690V AC 50/60Hz, breaking capacity M Icu=85/66kA at 500/690V, Trip unit ETU300 LSIG optimized for standard applica- tions, without display Protection LT, ST, INST, GF, N-protection required an external N-sensor, incl. trip alarm switch (1xCO), front connection double hole, guide frame with shutter and w/o position signalling switch, without Com & metering function Manual operating mechanism with mechanical closing, without Spring charging motor, Ready-to-close signal. switch, Auxiliary switches 2NO+2NC, without Closing coil (CC), manual operating mechanism with mechanical closing, without Remote trip alarm reset coil (RR), without 2nd shunt trip, without 1st Shunt trip | 152000 | 1 | Z\ | 1
3WA1116-4AC34-0AA0 |  | Withdrawable circuit breaker with guide frame, IEC 60947-2, frame size 1, 3-poles, In=1600A up to 690V AC 50/60Hz, breaking capacity M Icu=85/66kA at 500/690V, Trip unit ETU300 LSIG optimized for standard applica- tions, without display Protection LT, ST, INST, GF, N-protection required an external N-sensor, incl. trip alarm switch (1xCO), rear connection flange, guide frame with shutter and w/o position signalling switch, without Com & metering function Manual operating mechanism with mechanical closing, without Spring charging motor, Ready-to-close signal. switch, Auxiliary switches 2NO+2NC, without Closing coil (CC), manual operating mechanism with mechanical closing, without Remote trip alarm reset coil (RR), without 2nd shunt trip, without 1st Shunt trip | 144000 | 1 | Z\ | 1
3WA1116-4AC41-0AA0 |  | Withdrawable circuit breaker with guide frame, IEC 60947-2, frame size 1, 4-poles, N-pole left, In=1600A up to 690V AC 50/60Hz, breaking capacity M Icu=85/66kA at 500/690V, Trip unit ETU300 LSIG optimized for standard applica- tions, without display Protection LT, ST, INST, GF, include N-protection, (internal N-sensor available), incl. trip alarm switch (1xCO), rear connection vertical, guide frame with shutter and w/o position signalling switch, without Com & metering function Manual operating mechanism with mechanical closing, without Spring charging motor, Ready-to-close signal. switch, Auxiliary switches 2NO+2NC, without Closing coil (CC), manual operating mechanism with mechanical closing, without Remote trip alarm reset coil (RR), without 2nd shunt trip, without 1st Shunt trip | 193000 | 1 | Z\ | 1
3WA1116-4AC42-0AA0 |  | Withdrawable circuit breaker with guide frame, IEC 60947-2, frame size 1, 4-poles, N-pole left, In=1600A up to 690V AC 50/60Hz, breaking capacity M Icu=85/66kA at 500/690V, Trip unit ETU300 LSIG optimized for standard applica- tions, without display Protection LT, ST, INST, GF, include N-protection, (internal N-sensor available), incl. trip alarm switch (1xCO), rear connection horizontal, guide frame with shutter and w/o position signalling switch, without Com & metering function Manual operating mechanism with mechanical closing, without Spring charging motor, Ready-to-close signal. switch, Auxiliary switches 2NO+2NC, without Closing coil (CC), manual operating mechanism with mechanical closing, without Remote trip alarm reset coil (RR), without 2nd shunt trip, without 1st Shunt trip | 189000 | 1 | Z\ | 1
3WA1116-4AC43-0AA0 |  | Withdrawable circuit breaker with guide frame, IEC 60947-2, frame size 1, 4-poles, N-pole left, In=1600A up to 690V AC 50/60Hz, breaking capacity M Icu=85/66kA at 500/690V, Trip unit ETU300 LSIG optimized for standard applica- tions, without display Protection LT, ST, INST, GF, include N-protection, (internal N-sensor available), incl. trip alarm switch (1xCO), front connection double hole, guide frame with shutter and w/o position signalling switch, without Com & metering function Manual operating mechanism with mechanical closing, without Spring charging motor, Ready-to-close signal. switch, Auxiliary switches 2NO+2NC, without Closing coil (CC), manual operating mechanism with mechanical closing, without Remote trip alarm reset coil (RR), without 2nd shunt trip, without 1st Shunt trip | 201000 | 1 | Z\ | 1
3WA1116-4AC44-0AA0 |  | Withdrawable circuit breaker with guide frame, IEC 60947-2, frame size 1, 4-poles, N-pole left, In=1600A up to 690V AC 50/60Hz, breaking capacity M Icu=85/66kA at 500/690V, Trip unit ETU300 LSIG optimized for standard applica- tions, without display Protection LT, ST, INST, GF, include N-protection, (internal N-sensor available), incl. trip alarm switch (1xCO), rear connection flange, guide frame with shutter and w/o position signalling switch, without Com & metering function Manual operating mechanism with mechanical closing, without Spring charging motor, Ready-to-close signal. switch, Auxiliary switches 2NO+2NC, without Closing coil (CC), manual operating mechanism with mechanical closing, without Remote trip alarm reset coil (RR), without 2nd shunt trip, without 1st Shunt trip | 189000 | 1 | Z\ | 1
3WA1116-4AE01-0AA0 |  | Fixed-mounted circuit breaker IEC 60947-2, frame size 1, 3-poles, In=1600A up to 690V AC 50/60Hz, breaking capacity M Icu=85/66kA at 500/690V, Trip unit ETU600 LSI upgrade ready , colordisplay, bluetooth and USB interface, Protection LT, ST, INST, N-protection required an external N-sensor, incl. trip alarm switch (1xCO), rear connection vertical, without Com & metering function Manual operating mechanism with mechanical closing, without Spring charging motor, Ready-to-close signal. switch, Auxiliary switches 2NO+2NC, without Closing coil (CC), manual operating mechanism with mechanical closing, without Remote trip alarm reset coil (RR), without 2nd shunt trip, without 1st Shunt trip | 109000 | 1 | Z\ | 1
3WA1116-4AE02-0AA0 |  | Fixed-mounted circuit breaker IEC 60947-2, frame size 1, 3-poles, In=1600A up to 690V AC 50/60Hz, breaking capacity M Icu=85/66kA at 500/690V, Trip unit ETU600 LSI upgrade ready , colordisplay, bluetooth and USB interface, Protection LT, ST, INST, N-protection required an external N-sensor, incl. trip alarm switch (1xCO), rear connection horizontal, without Com & metering function Manual operating mechanism with mechanical closing, without Spring charging motor, Ready-to-close signal. switch, Auxiliary switches 2NO+2NC, without Closing coil (CC), manual operating mechanism with mechanical closing, without Remote trip alarm reset coil (RR), without 2nd shunt trip, without 1st Shunt trip | 106000 | 1 | Z\ | 1
3WA1116-4AE02-0EQ4-Z | K60S07T40 | Fixed-mounted circuit breaker IEC 60947-2, frame size 1, 3-poles, In=1600A up to 690V AC 50/60Hz, breaking capacity M Icu=85/66kA at 500/690V, Trip unit ETU600 LSI upgrade ready , colordisplay, bluetooth and USB interface, Protection LT, ST, INST, N-protection required an external N-sensor, incl. trip alarm switch (1xCO), rear connection horizontal, without Com & metering function Manual operating mechanism with mechanical closing, without Spring charging motor, Ready-to-close signal. switch, Auxiliary switches 2NO+2NC, Closing coil (CC) 100% OP 208-240 V AC / 220-250 V DC, applicable for continuous duty, without Remote trip alarm reset coil (RR), Undervoltage release (UVR) instantaneous (0,08 s) and short-delay (0,2 s), 208-240 V AC / 220-250 V DC, Shunt trip (ST) 100% OP 208-240 V AC / 220-250 V DC, suitable for continuous duty, Option K60 = Internal current sensors without energy core, required power supply 24 V DC and undervoltage release (UVR), no power supply of the ETU via internal current sensors Option S07 = Locking provision against unauthorized closing Secured Open; for padlock device Padlocks are not included. Option T40 = Door sealing frame IP41 | 123290 | 1 | Z\ | 1
3WA1116-4AE03-0AA0 |  | Fixed-mounted circuit breaker IEC 60947-2, frame size 1, 3-poles, In=1600A up to 690V AC 50/60Hz, breaking capacity M Icu=85/66kA at 500/690V, Trip unit ETU600 LSI upgrade ready , colordisplay, bluetooth and USB interface, Protection LT, ST, INST, N-protection required an external N-sensor, incl. trip alarm switch (1xCO), front connection double hole, without Com & metering function Manual operating mechanism with mechanical closing, without Spring charging motor, Ready-to-close signal. switch, Auxiliary switches 2NO+2NC, without Closing coil (CC), manual operating mechanism with mechanical closing, without Remote trip alarm reset coil (RR), without 2nd shunt trip, without 1st Shunt trip | 115000 | 1 | Z\ | 1
3WA1116-4AE11-0AA0 |  | Fixed-mounted circuit breaker IEC 60947-2, frame size 1, 4-poles, N-pole left, In=1600A up to 690V AC 50/60Hz, breaking capacity M Icu=85/66kA at 500/690V, Trip unit ETU600 LSI upgrade ready , colordisplay, bluetooth and USB interface, Protection LT, ST, INST, include N-protection, (internal N-sensor available), incl. trip alarm switch (1xCO), rear connection vertical, without Com & metering function Manual operating mechanism with mechanical closing, without Spring charging motor, Ready-to-close signal. switch, Auxiliary switches 2NO+2NC, without Closing coil (CC), manual operating mechanism with mechanical closing, without Remote trip alarm reset coil (RR), without 2nd shunt trip, without 1st Shunt trip | 144000 | 1 | Z\ | 1
3WA1116-4AE12-0AA0 |  | Fixed-mounted circuit breaker IEC 60947-2, frame size 1, 4-poles, N-pole left, In=1600A up to 690V AC 50/60Hz, breaking capacity M Icu=85/66kA at 500/690V, Trip unit ETU600 LSI upgrade ready , colordisplay, bluetooth and USB interface, Protection LT, ST, INST, include N-protection, (internal N-sensor available), incl. trip alarm switch (1xCO), rear connection horizontal, without Com & metering function Manual operating mechanism with mechanical closing, without Spring charging motor, Ready-to-close signal. switch, Auxiliary switches 2NO+2NC, without Closing coil (CC), manual operating mechanism with mechanical closing, without Remote trip alarm reset coil (RR), without 2nd shunt trip, without 1st Shunt trip | 140000 | 1 | Z\ | 1
3WA1116-4AE13-0AA0 |  | Fixed-mounted circuit breaker IEC 60947-2, frame size 1, 4-poles, N-pole left, In=1600A up to 690V AC 50/60Hz, breaking capacity M Icu=85/66kA at 500/690V, Trip unit ETU600 LSI upgrade ready , colordisplay, bluetooth and USB interface, Protection LT, ST, INST, include N-protection, (internal N-sensor available), incl. trip alarm switch (1xCO), front connection double hole, without Com & metering function Manual operating mechanism with mechanical closing, without Spring charging motor, Ready-to-close signal. switch, Auxiliary switches 2NO+2NC, without Closing coil (CC), manual operating mechanism with mechanical closing, without Remote trip alarm reset coil (RR), without 2nd shunt trip, without 1st Shunt trip | 152000 | 1 | Z\ | 1
3WA1116-4AE21-0AA0 |  | fixed-mounted circuit breaker, IEC 60947-2, size 1, 4-pole, N pole on right, In=1600 A up to 690 V AC 50/60 Hz, breaking capacity M Icu=85/66 kA at 500/690 V, tripping unit ETU600 LSI upgradeable, color display, Bluetooth, USB interface, basic protection LT, ST, INST, including protection of the N conductor (internal neutral point sensor available), trip alarm switch (1 x CO), connection at rear vertical, without Com & metering function Manual operating mechanism with mechanical closing, without Spring charging motor, Ready-to-close signal. switch, Auxiliary switches 2NO+2NC, without Closing coil (CC), manual operating mechanism with mechanical closing, without Remote trip alarm reset coil (RR), without 2nd shunt trip, without 1st Shunt trip | 144000 | 1 | Z\ | 1
3WA1116-4AE22-0AA0 |  | fixed-mounted circuit breaker, IEC 60947-2, size 1, 4-pole, N pole on right, In=1600 A up to 690 V AC 50/60 Hz, breaking capacity M Icu=85/66 kA at 500/690 V, tripping unit ETU600 LSI upgradeable, color display, Bluetooth, USB interface, basic protection LT, ST, INST, including protection of the N conductor (internal neutral point sensor available), trip alarm switch (1 x CO), connection at rear horizontal without Com & metering function Manual operating mechanism with mechanical closing, without Spring charging motor, Ready-to-close signal. switch, Auxiliary switches 2NO+2NC, without Closing coil (CC), manual operating mechanism with mechanical closing, without Remote trip alarm reset coil (RR), without 2nd shunt trip, without 1st Shunt trip | 140000 | 1 | Z\ | 1
3WA1116-4AE23-0AA0 |  | fixed-mounted circuit breaker, IEC 60947-2, size 1, 4-pole, N pole on right, In=1600 A up to 690 V AC 50/60 Hz, breaking capacity M Icu=85/66 kA at 500/690 V, tripping unit ETU600 LSI upgradeable, color display, Bluetooth, USB interface, basic protection LT, ST, INST, including protection of the N conductor (internal neutral point sensor available), trip alarm switch (1 x CO), front connection double hole, without Com & metering function Manual operating mechanism with mechanical closing, without Spring charging motor, Ready-to-close signal. switch, Auxiliary switches 2NO+2NC, without Closing coil (CC), manual operating mechanism with mechanical closing, without Remote trip alarm reset coil (RR), without 2nd shunt trip, without 1st Shunt trip | 152000 | 1 | Z\ | 1
3WA1116-4AE31-0AA0 |  | Withdrawable circuit breaker with guide frame, IEC 60947-2, frame size 1, 3-poles, In=1600A up to 690V AC 50/60Hz, breaking capacity M Icu=85/66kA at 500/690V, Trip unit ETU600 LSI upgrade ready , colordisplay, bluetooth and USB interface, Protection LT, ST, INST, N-protection required an external N-sensor, incl. trip alarm switch (1xCO), rear connection vertical, guide frame with shutter and w/o position signalling switch, without Com & metering function Manual operating mechanism with mechanical closing, without Spring charging motor, Ready-to-close signal. switch, Auxiliary switches 2NO+2NC, without Closing coil (CC), manual operating mechanism with mechanical closing, without Remote trip alarm reset coil (RR), without 2nd shunt trip, without 1st Shunt trip | 146000 | 1 | Z\ | 1
3WA1116-4AE32-0AA0 |  | Withdrawable circuit breaker with guide frame, IEC 60947-2, frame size 1, 3-poles, In=1600A up to 690V AC 50/60Hz, breaking capacity M Icu=85/66kA at 500/690V, Trip unit ETU600 LSI upgrade ready , colordisplay, bluetooth and USB interface, Protection LT, ST, INST, N-protection required an external N-sensor, incl. trip alarm switch (1xCO), rear connection horizontal, guide frame with shutter and w/o position signalling switch, without Com & metering function Manual operating mechanism with mechanical closing, without Spring charging motor, Ready-to-close signal. switch, Auxiliary switches 2NO+2NC, without Closing coil (CC), manual operating mechanism with mechanical closing, without Remote trip alarm reset coil (RR), without 2nd shunt trip, without 1st Shunt trip | 143000 | 1 | Z\ | 1
3WA1116-4AE33-0AA0 |  | Withdrawable circuit breaker with guide frame, IEC 60947-2, frame size 1, 3-poles, In=1600A up to 690V AC 50/60Hz, breaking capacity M Icu=85/66kA at 500/690V, Trip unit ETU600 LSI upgrade ready , colordisplay, bluetooth and USB interface, Protection LT, ST, INST, N-protection required an external N-sensor, incl. trip alarm switch (1xCO), front connection double hole, guide frame with shutter and w/o position signalling switch, without Com & metering function Manual operating mechanism with mechanical closing, without Spring charging motor, Ready-to-close signal. switch, Auxiliary switches 2NO+2NC, without Closing coil (CC), manual operating mechanism with mechanical closing, without Remote trip alarm reset coil (RR), without 2nd shunt trip, without 1st Shunt trip | 151000 | 1 | Z\ | 1
3WA1116-4AE34-0AA0 |  | Withdrawable circuit breaker with guide frame, IEC 60947-2, frame size 1, 3-poles, In=1600A up to 690V AC 50/60Hz, breaking capacity M Icu=85/66kA at 500/690V, Trip unit ETU600 LSI upgrade ready , colordisplay, bluetooth and USB interface, Protection LT, ST, INST, N-protection required an external N-sensor, incl. trip alarm switch (1xCO), rear connection flange, guide frame with shutter and w/o position signalling switch, without Com & metering function Manual operating mechanism with mechanical closing, without Spring charging motor, Ready-to-close signal. switch, Auxiliary switches 2NO+2NC, without Closing coil (CC), manual operating mechanism with mechanical closing, without Remote trip alarm reset coil (RR), without 2nd shunt trip, without 1st Shunt trip | 143000 | 1 | Z\ | 1
3WA1116-4AE41-0AA0 |  | Withdrawable circuit breaker with guide frame, IEC 60947-2, frame size 1, 4-poles, N-pole left, In=1600A up to 690V AC 50/60Hz, breaking capacity M Icu=85/66kA at 500/690V, Trip unit ETU600 LSI upgrade ready , colordisplay, bluetooth and USB interface, Protection LT, ST, INST, include N-protection, (internal N-sensor available), incl. trip alarm switch (1xCO), rear connection vertical, guide frame with shutter and w/o position signalling switch, without Com & metering function Manual operating mechanism with mechanical closing, without Spring charging motor, Ready-to-close signal. switch, Auxiliary switches 2NO+2NC, without Closing coil (CC), manual operating mechanism with mechanical closing, without Remote trip alarm reset coil (RR), without 2nd shunt trip, without 1st Shunt trip | 192000 | 1 | Z\ | 1
3WA1116-4AE42-0AA0 |  | Withdrawable circuit breaker with guide frame, IEC 60947-2, frame size 1, 4-poles, N-pole left, In=1600A up to 690V AC 50/60Hz, breaking capacity M Icu=85/66kA at 500/690V, Trip unit ETU600 LSI upgrade ready , colordisplay, bluetooth and USB interface, Protection LT, ST, INST, include N-protection, (internal N-sensor available), incl. trip alarm switch (1xCO), rear connection horizontal, guide frame with shutter and w/o position signalling switch, without Com & metering function Manual operating mechanism with mechanical closing, without Spring charging motor, Ready-to-close signal. switch, Auxiliary switches 2NO+2NC, without Closing coil (CC), manual operating mechanism with mechanical closing, without Remote trip alarm reset coil (RR), without 2nd shunt trip, without 1st Shunt trip | 188000 | 1 | Z\ | 1
3WA1116-4AE43-0AA0 |  | Withdrawable circuit breaker with guide frame, IEC 60947-2, frame size 1, 4-poles, N-pole left, In=1600A up to 690V AC 50/60Hz, breaking capacity M Icu=85/66kA at 500/690V, Trip unit ETU600 LSI upgrade ready , colordisplay, bluetooth and USB interface, Protection LT, ST, INST, include N-protection, (internal N-sensor available), incl. trip alarm switch (1xCO), front connection double hole, guide frame with shutter and w/o position signalling switch, without Com & metering function Manual operating mechanism with mechanical closing, without Spring charging motor, Ready-to-close signal. switch, Auxiliary switches 2NO+2NC, without Closing coil (CC), manual operating mechanism with mechanical closing, without Remote trip alarm reset coil (RR), without 2nd shunt trip, without 1st Shunt trip | 200000 | 1 | Z\ | 1
3WA1116-4AE44-0AA0 |  | Withdrawable circuit breaker with guide frame, IEC 60947-2, frame size 1, 4-poles, N-pole left, In=1600A up to 690V AC 50/60Hz, breaking capacity M Icu=85/66kA at 500/690V, Trip unit ETU600 LSI upgrade ready , colordisplay, bluetooth and USB interface, Protection LT, ST, INST, include N-protection, (internal N-sensor available), incl. trip alarm switch (1xCO), rear connection flange, guide frame with shutter and w/o position signalling switch, without Com & metering function Manual operating mechanism with mechanical closing, without Spring charging motor, Ready-to-close signal. switch, Auxiliary switches 2NO+2NC, without Closing coil (CC), manual operating mechanism with mechanical closing, without Remote trip alarm reset coil (RR), without 2nd shunt trip, without 1st Shunt trip | 188000 | 1 | Z\ | 1
3WA1116-4AF01-0AA0 |  | Fixed-mounted circuit breaker IEC 60947-2, frame size 1, 3-poles, In=1600A up to 690V AC 50/60Hz, breaking capacity M Icu=85/66kA at 500/690V, Trip unit ETU600 LSIG upgrade ready , colordisplay, bluetooth and USB interface, Protection LT, ST, INST, GFx, N-protection required an external N-sensor, incl. trip alarm switch (1xCO), rear connection vertical, without Com & metering function Manual operating mechanism with mechanical closing, without Spring charging motor, Ready-to-close signal. switch, Auxiliary switches 2NO+2NC, without Closing coil (CC), manual operating mechanism with mechanical closing, without Remote trip alarm reset coil (RR), without 2nd shunt trip, without 1st Shunt trip | 120000 | 1 | Z\ | 1
3WA1116-4AF02-0AA0 |  | Fixed-mounted circuit breaker IEC 60947-2, frame size 1, 3-poles, In=1600A up to 690V AC 50/60Hz, breaking capacity M Icu=85/66kA at 500/690V, Trip unit ETU600 LSIG upgrade ready , colordisplay, bluetooth and USB interface, Protection LT, ST, INST, GFx, N-protection required an external N-sensor, incl. trip alarm switch (1xCO), rear connection horizontal, without Com & metering function Manual operating mechanism with mechanical closing, without Spring charging motor, Ready-to-close signal. switch, Auxiliary switches 2NO+2NC, without Closing coil (CC), manual operating mechanism with mechanical closing, without Remote trip alarm reset coil (RR), without 2nd shunt trip, without 1st Shunt trip | 117000 | 1 | Z\ | 1
3WA1116-4AF03-0AA0 |  | Fixed-mounted circuit breaker IEC 60947-2, frame size 1, 3-poles, In=1600A up to 690V AC 50/60Hz, breaking capacity M Icu=85/66kA at 500/690V, Trip unit ETU600 LSIG upgrade ready , colordisplay, bluetooth and USB interface, Protection LT, ST, INST, GFx, N-protection required an external N-sensor, incl. trip alarm switch (1xCO), front connection double hole, without Com & metering function Manual operating mechanism with mechanical closing, without Spring charging motor, Ready-to-close signal. switch, Auxiliary switches 2NO+2NC, without Closing coil (CC), manual operating mechanism with mechanical closing, without Remote trip alarm reset coil (RR), without 2nd shunt trip, without 1st Shunt trip | 125000 | 1 | Z\ | 1
3WA1116-4AF11-0AA0 |  | Fixed-mounted circuit breaker IEC 60947-2, frame size 1, 4-poles, N-pole left, In=1600A up to 690V AC 50/60Hz, breaking capacity M Icu=85/66kA at 500/690V, Trip unit ETU600 LSIG upgrade ready , colordisplay, bluetooth and USB interface, Protection LT, ST, INST, GFx, include N-protection, (internal N-sensor available), incl. trip alarm switch (1xCO), rear connection vertical, without Com & metering function Manual operating mechanism with mechanical closing, without Spring charging motor, Ready-to-close signal. switch, Auxiliary switches 2NO+2NC, without Closing coil (CC), manual operating mechanism with mechanical closing, without Remote trip alarm reset coil (RR), without 2nd shunt trip, without 1st Shunt trip | 155000 | 1 | Z\ | 1
3WA1116-4AF12-0AA0 |  | Fixed-mounted circuit breaker IEC 60947-2, frame size 1, 4-poles, N-pole left, In=1600A up to 690V AC 50/60Hz, breaking capacity M Icu=85/66kA at 500/690V, Trip unit ETU600 LSIG upgrade ready , colordisplay, bluetooth and USB interface, Protection LT, ST, INST, GFx, include N-protection, (internal N-sensor available), incl. trip alarm switch (1xCO), rear connection horizontal, without Com & metering function Manual operating mechanism with mechanical closing, without Spring charging motor, Ready-to-close signal. switch, Auxiliary switches 2NO+2NC, without Closing coil (CC), manual operating mechanism with mechanical closing, without Remote trip alarm reset coil (RR), without 2nd shunt trip, without 1st Shunt trip | 151000 | 1 | Z\ | 1
3WA1116-4AF13-0AA0 |  | Fixed-mounted circuit breaker IEC 60947-2, frame size 1, 4-poles, N-pole left, In=1600A up to 690V AC 50/60Hz, breaking capacity M Icu=85/66kA at 500/690V, Trip unit ETU600 LSIG upgrade ready , colordisplay, bluetooth and USB interface, Protection LT, ST, INST, GFx, include N-protection, (internal N-sensor available), incl. trip alarm switch (1xCO), front connection double hole, without Com & metering function Manual operating mechanism with mechanical closing, without Spring charging motor, Ready-to-close signal. switch, Auxiliary switches 2NO+2NC, without Closing coil (CC), manual operating mechanism with mechanical closing, without Remote trip alarm reset coil (RR), without 2nd shunt trip, without 1st Shunt trip | 162000 | 1 | Z\ | 1
3WA1116-4AF21-0AA0 |  | fixed-mounted circuit breaker, IEC 60947-2, size 1, 4-pole, N pole on right, In=1600 A up to 690 V AC 50/60 Hz, breaking capacity M Icu=85/66 kA at 500/690 V, tripping unit ETU600 LSIG upgradeable, color display, Bluetooth, USB interface, basic protection LT, ST, INST, GFx, including protection of the N conductor (internal neutral point sensor available), trip alarm switch (1 x CO), connection at rear vertical, without Com & metering function Manual operating mechanism with mechanical closing, without Spring charging motor, Ready-to-close signal. switch, Auxiliary switches 2NO+2NC, without Closing coil (CC), manual operating mechanism with mechanical closing, without Remote trip alarm reset coil (RR), without 2nd shunt trip, without 1st Shunt trip | 155000 | 1 | Z\ | 1
3WA1116-4AF22-0AA0 |  | fixed-mounted circuit breaker, IEC 60947-2, size 1, 4-pole, N pole on right, In=1600 A up to 690 V AC 50/60 Hz, breaking capacity M Icu=85/66 kA at 500/690 V, tripping unit ETU600 LSIG upgradeable, color display, Bluetooth, USB interface, basic protection LT, ST, INST, GFx, including protection of the N conductor (internal neutral point sensor available), trip alarm switch (1 x CO), connection at rear horizontal without Com & metering function Manual operating mechanism with mechanical closing, without Spring charging motor, Ready-to-close signal. switch, Auxiliary switches 2NO+2NC, without Closing coil (CC), manual operating mechanism with mechanical closing, without Remote trip alarm reset coil (RR), without 2nd shunt trip, without 1st Shunt trip | 151000 | 1 | Z\ | 1
3WA1116-4AF23-0AA0 |  | fixed-mounted circuit breaker, IEC 60947-2, size 1, 4-pole, N pole on right, In=1600 A up to 690 V AC 50/60 Hz, breaking capacity M Icu=85/66 kA at 500/690 V, tripping unit ETU600 LSIG upgradeable, color display, Bluetooth, USB interface, basic protection LT, ST, INST, GFx, including protection of the N conductor (internal neutral point sensor available), trip alarm switch (1 x CO), front connection double hole, without Com & metering function Manual operating mechanism with mechanical closing, without Spring charging motor, Ready-to-close signal. switch, Auxiliary switches 2NO+2NC, without Closing coil (CC), manual operating mechanism with mechanical closing, without Remote trip alarm reset coil (RR), without 2nd shunt trip, without 1st Shunt trip | 162000 | 1 | Z\ | 1
3WA1116-4AF31-0AA0 |  | Withdrawable circuit breaker with guide frame, IEC 60947-2, frame size 1, 3-poles, In=1600A up to 690V AC 50/60Hz, breaking capacity M Icu=85/66kA at 500/690V, Trip unit ETU600 LSIG upgrade ready , colordisplay, bluetooth and USB interface, Protection LT, ST, INST, GFx, N-protection required an external N-sensor, incl. trip alarm switch (1xCO), rear connection vertical, guide frame with shutter and w/o position signalling switch, without Com & metering function Manual operating mechanism with mechanical closing, without Spring charging motor, Ready-to-close signal. switch, Auxiliary switches 2NO+2NC, without Closing coil (CC), manual operating mechanism with mechanical closing, without Remote trip alarm reset coil (RR), without 2nd shunt trip, without 1st Shunt trip | 156000 | 1 | Z\ | 1
3WA1116-4AF32-0AA0 |  | Withdrawable circuit breaker with guide frame, IEC 60947-2, frame size 1, 3-poles, In=1600A up to 690V AC 50/60Hz, breaking capacity M Icu=85/66kA at 500/690V, Trip unit ETU600 LSIG upgrade ready , colordisplay, bluetooth and USB interface, Protection LT, ST, INST, GFx, N-protection required an external N-sensor, incl. trip alarm switch (1xCO), rear connection horizontal, guide frame with shutter and w/o position signalling switch, without Com & metering function Manual operating mechanism with mechanical closing, without Spring charging motor, Ready-to-close signal. switch, Auxiliary switches 2NO+2NC, without Closing coil (CC), manual operating mechanism with mechanical closing, without Remote trip alarm reset coil (RR), without 2nd shunt trip, without 1st Shunt trip | 153000 | 1 | Z\ | 1
3WA1116-4AF33-0AA0 |  | Withdrawable circuit breaker with guide frame, IEC 60947-2, frame size 1, 3-poles, In=1600A up to 690V AC 50/60Hz, breaking capacity M Icu=85/66kA at 500/690V, Trip unit ETU600 LSIG upgrade ready , colordisplay, bluetooth and USB interface, Protection LT, ST, INST, GFx, N-protection required an external N-sensor, incl. trip alarm switch (1xCO), front connection double hole, guide frame with shutter and w/o position signalling switch, without Com & metering function Manual operating mechanism with mechanical closing, without Spring charging motor, Ready-to-close signal. switch, Auxiliary switches 2NO+2NC, without Closing coil (CC), manual operating mechanism with mechanical closing, without Remote trip alarm reset coil (RR), without 2nd shunt trip, without 1st Shunt trip | 162000 | 1 | Z\ | 1
3WA1116-4AF34-0AA0 |  | Withdrawable circuit breaker with guide frame, IEC 60947-2, frame size 1, 3-poles, In=1600A up to 690V AC 50/60Hz, breaking capacity M Icu=85/66kA at 500/690V, Trip unit ETU600 LSIG upgrade ready , colordisplay, bluetooth and USB interface, Protection LT, ST, INST, GFx, N-protection required an external N-sensor, incl. trip alarm switch (1xCO), rear connection flange, guide frame with shutter and w/o position signalling switch, without Com & metering function Manual operating mechanism with mechanical closing, without Spring charging motor, Ready-to-close signal. switch, Auxiliary switches 2NO+2NC, without Closing coil (CC), manual operating mechanism with mechanical closing, without Remote trip alarm reset coil (RR), without 2nd shunt trip, without 1st Shunt trip | 153000 | 1 | Z\ | 1
3WA1116-4AF41-0AA0 |  | Withdrawable circuit breaker with guide frame, IEC 60947-2, frame size 1, 4-poles, N-pole left, In=1600A up to 690V AC 50/60Hz, breaking capacity M Icu=85/66kA at 500/690V, Trip unit ETU600 LSIG upgrade ready , colordisplay, bluetooth and USB interface, Protection LT, ST, INST, GFx, include N-protection, (internal N-sensor available), incl. trip alarm switch (1xCO), rear connection vertical, guide frame with shutter and w/o position signalling switch, without Com & metering function Manual operating mechanism with mechanical closing, without Spring charging motor, Ready-to-close signal. switch, Auxiliary switches 2NO+2NC, without Closing coil (CC), manual operating mechanism with mechanical closing, without Remote trip alarm reset coil (RR), without 2nd shunt trip, without 1st Shunt trip | 203000 | 1 | Z\ | 1
3WA1116-4AF42-0AA0 |  | Withdrawable circuit breaker with guide frame, IEC 60947-2, frame size 1, 4-poles, N-pole left, In=1600A up to 690V AC 50/60Hz, breaking capacity M Icu=85/66kA at 500/690V, Trip unit ETU600 LSIG upgrade ready , colordisplay, bluetooth and USB interface, Protection LT, ST, INST, GFx, include N-protection, (internal N-sensor available), incl. trip alarm switch (1xCO), rear connection horizontal, guide frame with shutter and w/o position signalling switch, without Com & metering function Manual operating mechanism with mechanical closing, without Spring charging motor, Ready-to-close signal. switch, Auxiliary switches 2NO+2NC, without Closing coil (CC), manual operating mechanism with mechanical closing, without Remote trip alarm reset coil (RR), without 2nd shunt trip, without 1st Shunt trip | 199000 | 1 | Z\ | 1
3WA1116-4AF43-0AA0 |  | Withdrawable circuit breaker with guide frame, IEC 60947-2, frame size 1, 4-poles, N-pole left, In=1600A up to 690V AC 50/60Hz, breaking capacity M Icu=85/66kA at 500/690V, Trip unit ETU600 LSIG upgrade ready , colordisplay, bluetooth and USB interface, Protection LT, ST, INST, GFx, include N-protection, (internal N-sensor available), incl. trip alarm switch (1xCO), front connection double hole, guide frame with shutter and w/o position signalling switch, without Com & metering function Manual operating mechanism with mechanical closing, without Spring charging motor, Ready-to-close signal. switch, Auxiliary switches 2NO+2NC, without Closing coil (CC), manual operating mechanism with mechanical closing, without Remote trip alarm reset coil (RR), without 2nd shunt trip, without 1st Shunt trip | 210000 | 1 | Z\ | 1
3WA1116-4AF44-0AA0 |  | Withdrawable circuit breaker with guide frame, IEC 60947-2, frame size 1, 4-poles, N-pole left, In=1600A up to 690V AC 50/60Hz, breaking capacity M Icu=85/66kA at 500/690V, Trip unit ETU600 LSIG upgrade ready , colordisplay, bluetooth and USB interface, Protection LT, ST, INST, GFx, include N-protection, (internal N-sensor available), incl. trip alarm switch (1xCO), rear connection flange, guide frame with shutter and w/o position signalling switch, without Com & metering function Manual operating mechanism with mechanical closing, without Spring charging motor, Ready-to-close signal. switch, Auxiliary switches 2NO+2NC, without Closing coil (CC), manual operating mechanism with mechanical closing, without Remote trip alarm reset coil (RR), without 2nd shunt trip, without 1st Shunt trip | 199000 | 1 | Z\ | 1
3WA1116-4AF74-7DA3-Z | C01C12C25D08F40R68S07S08S33S76T40 | Withdrawable circuit breaker with guide frame, IEC 60947-2, frame size 1, 4-poles, N-pole left, In=1600A up to 690V AC 50/60Hz, breaking capacity M Icu=85/66kA at 500/690V, Trip unit ETU600 LSIG upgrade ready , colordisplay, bluetooth and USB interface, Protection LT, ST, INST, GFx, include N-protection, (internal N-sensor available), incl. trip alarm switch (1xCO), rear connection flange, guide frame with shutter and position signall. switch (3xW), without Com & metering function with manual and motorized operating mechanism (M) 110-127 V AC / 110-125 V DC, Storage status and ready-to- close signaling switches, Auxiliary switches 4NO+4NC, Closing coil (CC) 100% OP 110-127 V AC / 110-125 V DC, applicable for continuous duty, without Remote trip alarm reset coil (RR), without 2nd shunt trip, Shunt trip (ST) 100% OP 110-127 V AC / 110-125 V DC, suitable for continuous duty, Option C01 = Operations counter for circuit breaker Option C12 = Local electric close with CES lock Option C25 = Emergency OPEN button Mushroom pushbutton Option D08 = Tinned version of the 3WA main connections at the guide frame. Only for horizontal or flange connection. Standard delivery time 15 working days. Option F40 = Sealing cover for ETU Option R68 = Locking provision against unauthorized closing for withdrawable circuit breakers with RONIS lock. Option S07 = Locking provision against unauthorized closing Secured Open; for padlock device Padlocks are not included. Option S08 = Locking provision against unauthorized closing Secured Open; for with Ronis lock Option S33 = Locking provision for Padlock device for charging handle padlocks are not included Option S76 = Locking provision against movement of the withdrawable circuit breakers with RONIS lock. Option T40 = Door sealing frame IP41 | 264548 | 1 | Z\ | 1
3WA1116-4CA01-0AA0 |  | Non-automatic circuit breaker Fixed-mounted version, IEC 60947-2, frame size 1, 3-poles, In=1600A up to 690V AC 50/60Hz, breaking capacity M Icc=85/66kA at 500/690V, without electr. trip unit ETU, rear connection vertical, able to communication, Manual operating mechanism with mechanical closing, without Spring charging motor, Ready-to-close signal. switch, Auxiliary switches 2NO+2NC, without Closing coil (CC), manual operating mechanism with mechanical closing, without Remote trip alarm reset coil (RR), without 2nd shunt trip, without 1st Shunt trip | 100030 | 1 | Z\ | 1
3WA1116-4CA02-0AA0 |  | Non-automatic circuit breaker Fixed-mounted version, IEC 60947-2, frame size 1, 3-poles, In=1600A up to 690V AC 50/60Hz, breaking capacity M Icc=85/66kA at 500/690V, without electr. trip unit ETU, rear connection horizontal, able to communication, Manual operating mechanism with mechanical closing, without Spring charging motor, Ready-to-close signal. switch, Auxiliary switches 2NO+2NC, without Closing coil (CC), manual operating mechanism with mechanical closing, without Remote trip alarm reset coil (RR), without 2nd shunt trip, without 1st Shunt trip | 97130 | 1 | Z\ | 1
3WA1116-4CA03-0AA0 |  | Non-automatic circuit breaker Fixed-mounted version, IEC 60947-2, frame size 1, 3-poles, In=1600A up to 690V AC 50/60Hz, breaking capacity M Icc=85/66kA at 500/690V, without electr. trip unit ETU, front connection double hole, able to communication, Manual operating mechanism with mechanical closing, without Spring charging motor, Ready-to-close signal. switch, Auxiliary switches 2NO+2NC, without Closing coil (CC), manual operating mechanism with mechanical closing, without Remote trip alarm reset coil (RR), without 2nd shunt trip, without 1st Shunt trip | 105430 | 1 | Z\ | 1
3WA1116-4CA11-0AA0 |  | Non-automatic circuit breaker Fixed-mounted version, IEC 60947-2, frame size 1, 4-poles, N-pole left, In=1600A up to 690V AC 50/60Hz, breaking capacity M Icc=85/66kA at 500/690V, without electr. trip unit ETU, rear connection vertical, able to communication, Manual operating mechanism with mechanical closing, without Spring charging motor, Ready-to-close signal. switch, Auxiliary switches 2NO+2NC, without Closing coil (CC), manual operating mechanism with mechanical closing, without Remote trip alarm reset coil (RR), without 2nd shunt trip, without 1st Shunt trip | 130430 | 1 | Z\ | 1
3WA1116-4CA12-0AA0 |  | Non-automatic circuit breaker Fixed-mounted version, IEC 60947-2, frame size 1, 4-poles, N-pole left, In=1600A up to 690V AC 50/60Hz, breaking capacity M Icc=85/66kA at 500/690V, without electr. trip unit ETU, rear connection horizontal, able to communication, Manual operating mechanism with mechanical closing, without Spring charging motor, Ready-to-close signal. switch, Auxiliary switches 2NO+2NC, without Closing coil (CC), manual operating mechanism with mechanical closing, without Remote trip alarm reset coil (RR), without 2nd shunt trip, without 1st Shunt trip | 126430 | 1 | Z\ | 1
3WA1116-4CA13-0AA0 |  | Non-automatic circuit breaker Fixed-mounted version, IEC 60947-2, frame size 1, 4-poles, N-pole left, In=1600A up to 690V AC 50/60Hz, breaking capacity M Icc=85/66kA at 500/690V, without electr. trip unit ETU, front connection double hole, able to communication, Manual operating mechanism with mechanical closing, without Spring charging motor, Ready-to-close signal. switch, Auxiliary switches 2NO+2NC, without Closing coil (CC), manual operating mechanism with mechanical closing, without Remote trip alarm reset coil (RR), without 2nd shunt trip, without 1st Shunt trip | 138430 | 1 | Z\ | 1
3WA1116-4CA21-0AA0 |  | AC non-automatic air circuit breaker 3WA, fixed-mounted version, IEC 60947-2, size 1, 4-pole, N pole on right, In=1600 A up to 690 V AC 50/60 Hz, breaking capacity M, Icc=85/66 kA at 500/690 V, without electronic trip unit ETU, connection at rear vertical, able to communication, Manual operating mechanism with mechanical closing, without Spring charging motor, Ready-to-close signal. switch, Auxiliary switches 2NO+2NC, without Closing coil (CC), manual operating mechanism with mechanical closing, without Remote trip alarm reset coil (RR), without 2nd shunt trip, without 1st Shunt trip | 130430 | 1 | Z\ | 1
3WA1116-4CA22-0AA0 |  | AC non-automatic air circuit breaker 3WA, fixed-mounted version, IEC 60947-2, size 1, 4-pole, N pole on right, In=1600 A up to 690 V AC 50/60 Hz, breaking capacity M, Icc=85/66 kA at 500/690 V, without electronic trip unit ETU, connection at rear horizontal able to communication, Manual operating mechanism with mechanical closing, without Spring charging motor, Ready-to-close signal. switch, Auxiliary switches 2NO+2NC, without Closing coil (CC), manual operating mechanism with mechanical closing, without Remote trip alarm reset coil (RR), without 2nd shunt trip, without 1st Shunt trip | 126430 | 1 | Z\ | 1
3WA1116-4CA23-0AA0 |  | AC non-automatic air circuit breaker 3WA, fixed-mounted version, IEC 60947-2, size 1, 4-pole, N pole on right, In=1600 A up to 690 V AC 50/60 Hz, breaking capacity M, Icc=85/66 kA at 500/690 V, without electronic trip unit ETU, front connection double hole, able to communication, Manual operating mechanism with mechanical closing, without Spring charging motor, Ready-to-close signal. switch, Auxiliary switches 2NO+2NC, without Closing coil (CC), manual operating mechanism with mechanical closing, without Remote trip alarm reset coil (RR), without 2nd shunt trip, without 1st Shunt trip | 138430 | 1 | Z\ | 1
3WA1116-4CA31-0AA0 |  | Non-automatic circuit breaker withdrawable version, with guide frame, IEC 60947-2, frame size 1, 3-poles, In=1600A up to 690V AC 50/60Hz, breaking capacity M Icc=85/66kA at 500/690V, without electr. trip unit ETU, rear connection vertical, guide frame with shutter and w/o position signalling switch, able to communication, Manual operating mechanism with mechanical closing, without Spring charging motor, Ready-to-close signal. switch, Auxiliary switches 2NO+2NC, without Closing coil (CC), manual operating mechanism with mechanical closing, without Remote trip alarm reset coil (RR), without 2nd shunt trip, without 1st Shunt trip | 132430 | 1 | Z\ | 1
3WA1116-4CA32-0AA0 |  | Non-automatic circuit breaker withdrawable version, with guide frame, IEC 60947-2, frame size 1, 3-poles, In=1600A up to 690V AC 50/60Hz, breaking capacity M Icc=85/66kA at 500/690V, without electr. trip unit ETU, rear connection horizontal, guide frame with shutter and w/o position signalling switch, able to communication, Manual operating mechanism with mechanical closing, without Spring charging motor, Ready-to-close signal. switch, Auxiliary switches 2NO+2NC, without Closing coil (CC), manual operating mechanism with mechanical closing, without Remote trip alarm reset coil (RR), without 2nd shunt trip, without 1st Shunt trip | 129430 | 1 | Z\ | 1
3WA1116-4CA33-0AA0 |  | Non-automatic circuit breaker withdrawable version, with guide frame, IEC 60947-2, frame size 1, 3-poles, In=1600A up to 690V AC 50/60Hz, breaking capacity M Icc=85/66kA at 500/690V, without electr. trip unit ETU, front connection double hole, guide frame with shutter and w/o position signalling switch, able to communication, Manual operating mechanism with mechanical closing, without Spring charging motor, Ready-to-close signal. switch, Auxiliary switches 2NO+2NC, without Closing coil (CC), manual operating mechanism with mechanical closing, without Remote trip alarm reset coil (RR), without 2nd shunt trip, without 1st Shunt trip | 137430 | 1 | Z\ | 1
3WA1116-4CA34-0AA0 |  | Non-automatic circuit breaker withdrawable version, with guide frame, IEC 60947-2, frame size 1, 3-poles, In=1600A up to 690V AC 50/60Hz, breaking capacity M Icc=85/66kA at 500/690V, without electr. trip unit ETU, rear connection flange, guide frame with shutter and w/o position signalling switch, able to communication, Manual operating mechanism with mechanical closing, without Spring charging motor, Ready-to-close signal. switch, Auxiliary switches 2NO+2NC, without Closing coil (CC), manual operating mechanism with mechanical closing, without Remote trip alarm reset coil (RR), without 2nd shunt trip, without 1st Shunt trip | 129430 | 1 | Z\ | 1
3WA1116-4CA41-0AA0 |  | Non-automatic circuit breaker withdrawable version, with guide frame, IEC 60947-2, frame size 1, 4-poles, N-pole left, In=1600A up to 690V AC 50/60Hz, breaking capacity M Icc=85/66kA at 500/690V, without electr. trip unit ETU, rear connection vertical, guide frame with shutter and w/o position signalling switch, able to communication, Manual operating mechanism with mechanical closing, without Spring charging motor, Ready-to-close signal. switch, Auxiliary switches 2NO+2NC, without Closing coil (CC), manual operating mechanism with mechanical closing, without Remote trip alarm reset coil (RR), without 2nd shunt trip, without 1st Shunt trip | 172430 | 1 | Z\ | 1
3WA1116-4CA42-0AA0 |  | Non-automatic circuit breaker withdrawable version, with guide frame, IEC 60947-2, frame size 1, 4-poles, N-pole left, In=1600A up to 690V AC 50/60Hz, breaking capacity M Icc=85/66kA at 500/690V, without electr. trip unit ETU, rear connection horizontal, guide frame with shutter and w/o position signalling switch, able to communication, Manual operating mechanism with mechanical closing, without Spring charging motor, Ready-to-close signal. switch, Auxiliary switches 2NO+2NC, without Closing coil (CC), manual operating mechanism with mechanical closing, without Remote trip alarm reset coil (RR), without 2nd shunt trip, without 1st Shunt trip | 169430 | 1 | Z\ | 1
3WA1116-4CA43-0AA0 |  | Non-automatic circuit breaker withdrawable version, with guide frame, IEC 60947-2, frame size 1, 4-poles, N-pole left, In=1600A up to 690V AC 50/60Hz, breaking capacity M Icc=85/66kA at 500/690V, without electr. trip unit ETU, front connection double hole, guide frame with shutter and w/o position signalling switch, able to communication, Manual operating mechanism with mechanical closing, without Spring charging motor, Ready-to-close signal. switch, Auxiliary switches 2NO+2NC, without Closing coil (CC), manual operating mechanism with mechanical closing, without Remote trip alarm reset coil (RR), without 2nd shunt trip, without 1st Shunt trip | 180430 | 1 | Z\ | 1
3WA1116-4CA44-0AA0 |  | Non-automatic circuit breaker withdrawable version, with guide frame, IEC 60947-2, frame size 1, 4-poles, N-pole left, In=1600A up to 690V AC 50/60Hz, breaking capacity M Icc=85/66kA at 500/690V, without electr. trip unit ETU, rear connection flange, guide frame with shutter and w/o position signalling switch, able to communication, Manual operating mechanism with mechanical closing, without Spring charging motor, Ready-to-close signal. switch, Auxiliary switches 2NO+2NC, without Closing coil (CC), manual operating mechanism with mechanical closing, without Remote trip alarm reset coil (RR), without 2nd shunt trip, without 1st Shunt trip | 169430 | 1 | Z\ | 1
3WA1116-4EE01-0AA0 |  | Fixed-mounted circuit breaker IEC 60947-2, frame size 1, 3-poles, In=1600A up to 690V AC 50/60Hz, breaking capacity M Icu=85/66kA at 500/690V, Trip unit ETU600 LSI upgrade ready , colordisplay, bluetooth and USB interface, Protection LT, ST, INST, N-protection required an external N-sensor, incl. trip alarm switch (1xCO), rear connection vertical, with internal voltage tap on lower stab of circuit breaker, with voltage tap module VTM680 and power supply of ETU600, able to communication, integrated metering type PMF-1 Energy Efficiency, Voltage, Active energy Ea Manual operating mechanism with mechanical closing, without Spring charging motor, Ready-to-close signal. switch, Auxiliary switches 2NO+2NC, without Closing coil (CC), manual operating mechanism with mechanical closing, without Remote trip alarm reset coil (RR), without 2nd shunt trip, without 1st Shunt trip | 117870 | 1 | Z\ | 1
3WA1116-4EE02-0AA0 |  | Fixed-mounted circuit breaker IEC 60947-2, frame size 1, 3-poles, In=1600A up to 690V AC 50/60Hz, breaking capacity M Icu=85/66kA at 500/690V, Trip unit ETU600 LSI upgrade ready , colordisplay, bluetooth and USB interface, Protection LT, ST, INST, N-protection required an external N-sensor, incl. trip alarm switch (1xCO), rear connection horizontal, with internal voltage tap on lower stab of circuit breaker, with voltage tap module VTM680 and power supply of ETU600, able to communication, integrated metering type PMF-1 Energy Efficiency, Voltage, Active energy Ea Manual operating mechanism with mechanical closing, without Spring charging motor, Ready-to-close signal. switch, Auxiliary switches 2NO+2NC, without Closing coil (CC), manual operating mechanism with mechanical closing, without Remote trip alarm reset coil (RR), without 2nd shunt trip, without 1st Shunt trip | 114870 | 1 | Z\ | 1
3WA1116-4EE03-0AA0 |  | Fixed-mounted circuit breaker IEC 60947-2, frame size 1, 3-poles, In=1600A up to 690V AC 50/60Hz, breaking capacity M Icu=85/66kA at 500/690V, Trip unit ETU600 LSI upgrade ready , colordisplay, bluetooth and USB interface, Protection LT, ST, INST, N-protection required an external N-sensor, incl. trip alarm switch (1xCO), front connection double hole, with internal voltage tap on lower stab of circuit breaker, with voltage tap module VTM680 and power supply of ETU600, able to communication, integrated metering type PMF-1 Energy Efficiency, Voltage, Active energy Ea Manual operating mechanism with mechanical closing, without Spring charging motor, Ready-to-close signal. switch, Auxiliary switches 2NO+2NC, without Closing coil (CC), manual operating mechanism with mechanical closing, without Remote trip alarm reset coil (RR), without 2nd shunt trip, without 1st Shunt trip | 123870 | 1 | Z\ | 1
3WA1116-4EE11-0AA0 |  | Fixed-mounted circuit breaker IEC 60947-2, frame size 1, 4-poles, N-pole left, In=1600A up to 690V AC 50/60Hz, breaking capacity M Icu=85/66kA at 500/690V, Trip unit ETU600 LSI upgrade ready , colordisplay, bluetooth and USB interface, Protection LT, ST, INST, include N-protection, (internal N-sensor available), incl. trip alarm switch (1xCO), rear connection vertical, with internal voltage tap on lower stab of circuit breaker, with voltage tap module VTM680 and power supply of ETU600, able to communication, integrated metering type PMF-1 Energy Efficiency, Voltage, Active energy Ea Manual operating mechanism with mechanical closing, without Spring charging motor, Ready-to-close signal. switch, Auxiliary switches 2NO+2NC, without Closing coil (CC), manual operating mechanism with mechanical closing, without Remote trip alarm reset coil (RR), without 2nd shunt trip, without 1st Shunt trip | 152870 | 1 | Z\ | 1
3WA1116-4EE12-0AA0 |  | Fixed-mounted circuit breaker IEC 60947-2, frame size 1, 4-poles, N-pole left, In=1600A up to 690V AC 50/60Hz, breaking capacity M Icu=85/66kA at 500/690V, Trip unit ETU600 LSI upgrade ready , colordisplay, bluetooth and USB interface, Protection LT, ST, INST, include N-protection, (internal N-sensor available), incl. trip alarm switch (1xCO), rear connection horizontal, with internal voltage tap on lower stab of circuit breaker, with voltage tap module VTM680 and power supply of ETU600, able to communication, integrated metering type PMF-1 Energy Efficiency, Voltage, Active energy Ea Manual operating mechanism with mechanical closing, without Spring charging motor, Ready-to-close signal. switch, Auxiliary switches 2NO+2NC, without Closing coil (CC), manual operating mechanism with mechanical closing, without Remote trip alarm reset coil (RR), without 2nd shunt trip, without 1st Shunt trip | 148870 | 1 | Z\ | 1
3WA1116-4EE13-0AA0 |  | Fixed-mounted circuit breaker IEC 60947-2, frame size 1, 4-poles, N-pole left, In=1600A up to 690V AC 50/60Hz, breaking capacity M Icu=85/66kA at 500/690V, Trip unit ETU600 LSI upgrade ready , colordisplay, bluetooth and USB interface, Protection LT, ST, INST, include N-protection, (internal N-sensor available), incl. trip alarm switch (1xCO), front connection double hole, with internal voltage tap on lower stab of circuit breaker, with voltage tap module VTM680 and power supply of ETU600, able to communication, integrated metering type PMF-1 Energy Efficiency, Voltage, Active energy Ea Manual operating mechanism with mechanical closing, without Spring charging motor, Ready-to-close signal. switch, Auxiliary switches 2NO+2NC, without Closing coil (CC), manual operating mechanism with mechanical closing, without Remote trip alarm reset coil (RR), without 2nd shunt trip, without 1st Shunt trip | 160870 | 1 | Z\ | 1
3WA1116-4EE21-0AA0 |  | fixed-mounted circuit breaker, IEC 60947-2, size 1, 4-pole, N pole on right, In=1600 A up to 690 V AC 50/60 Hz, breaking capacity M Icu=85/66 kA at 500/690 V, tripping unit ETU600 LSI upgradeable, color display, Bluetooth, USB interface, basic protection LT, ST, INST, including protection of the N conductor (internal neutral point sensor available), trip alarm switch (1 x CO), connection at rear vertical, with internal voltage tap on lower stab of circuit breaker, with voltage tap module VTM680 and power supply of ETU600, able to communication, integrated metering type PMF-1 Energy Efficiency, Voltage, Active energy Ea Manual operating mechanism with mechanical closing, without Spring charging motor, Ready-to-close signal. switch, Auxiliary switches 2NO+2NC, without Closing coil (CC), manual operating mechanism with mechanical closing, without Remote trip alarm reset coil (RR), without 2nd shunt trip, without 1st Shunt trip | 152870 | 1 | Z\ | 1
3WA1116-4EE22-0AA0 |  | fixed-mounted circuit breaker, IEC 60947-2, size 1, 4-pole, N pole on right, In=1600 A up to 690 V AC 50/60 Hz, breaking capacity M Icu=85/66 kA at 500/690 V, tripping unit ETU600 LSI upgradeable, color display, Bluetooth, USB interface, basic protection LT, ST, INST, including protection of the N conductor (internal neutral point sensor available), trip alarm switch (1 x CO), connection at rear horizontal with internal voltage tap on lower stab of circuit breaker, with voltage tap module VTM680 and power supply of ETU600, able to communication, integrated metering type PMF-1 Energy Efficiency, Voltage, Active energy Ea Manual operating mechanism with mechanical closing, without Spring charging motor, Ready-to-close signal. switch, Auxiliary switches 2NO+2NC, without Closing coil (CC), manual operating mechanism with mechanical closing, without Remote trip alarm reset coil (RR), without 2nd shunt trip, without 1st Shunt trip | 148870 | 1 | Z\ | 1
3WA1116-4EE23-0AA0 |  | fixed-mounted circuit breaker, IEC 60947-2, size 1, 4-pole, N pole on right, In=1600 A up to 690 V AC 50/60 Hz, breaking capacity M Icu=85/66 kA at 500/690 V, tripping unit ETU600 LSI upgradeable, color display, Bluetooth, USB interface, basic protection LT, ST, INST, including protection of the N conductor (internal neutral point sensor available), trip alarm switch (1 x CO), front connection double hole, with internal voltage tap on lower stab of circuit breaker, with voltage tap module VTM680 and power supply of ETU600, able to communication, integrated metering type PMF-1 Energy Efficiency, Voltage, Active energy Ea Manual operating mechanism with mechanical closing, without Spring charging motor, Ready-to-close signal. switch, Auxiliary switches 2NO+2NC, without Closing coil (CC), manual operating mechanism with mechanical closing, without Remote trip alarm reset coil (RR), without 2nd shunt trip, without 1st Shunt trip | 160870 | 1 | Z\ | 1
3WA1116-4EE31-0AA0 |  | Withdrawable circuit breaker with guide frame, IEC 60947-2, frame size 1, 3-poles, In=1600A up to 690V AC 50/60Hz, breaking capacity M Icu=85/66kA at 500/690V, Trip unit ETU600 LSI upgrade ready , colordisplay, bluetooth and USB interface, Protection LT, ST, INST, N-protection required an external N-sensor, incl. trip alarm switch (1xCO), rear connection vertical, guide frame with shutter and w/o position signalling switch, with internal voltage tap on lower stab of circuit breaker, with voltage tap module VTM680 and power supply of ETU600, able to communication, integrated metering type PMF-1 Energy Efficiency, Voltage, Active energy Ea Manual operating mechanism with mechanical closing, without Spring charging motor, Ready-to-close signal. switch, Auxiliary switches 2NO+2NC, without Closing coil (CC), manual operating mechanism with mechanical closing, without Remote trip alarm reset coil (RR), without 2nd shunt trip, without 1st Shunt trip | 154870 | 1 | Z\ | 1
3WA1116-4EE32-0AA0 |  | Withdrawable circuit breaker with guide frame, IEC 60947-2, frame size 1, 3-poles, In=1600A up to 690V AC 50/60Hz, breaking capacity M Icu=85/66kA at 500/690V, Trip unit ETU600 LSI upgrade ready , colordisplay, bluetooth and USB interface, Protection LT, ST, INST, N-protection required an external N-sensor, incl. trip alarm switch (1xCO), rear connection horizontal, guide frame with shutter and w/o position signalling switch, with internal voltage tap on lower stab of circuit breaker, with voltage tap module VTM680 and power supply of ETU600, able to communication, integrated metering type PMF-1 Energy Efficiency, Voltage, Active energy Ea Manual operating mechanism with mechanical closing, without Spring charging motor, Ready-to-close signal. switch, Auxiliary switches 2NO+2NC, without Closing coil (CC), manual operating mechanism with mechanical closing, without Remote trip alarm reset coil (RR), without 2nd shunt trip, without 1st Shunt trip | 151870 | 1 | Z\ | 1
3WA1116-4EE33-0AA0 |  | Withdrawable circuit breaker with guide frame, IEC 60947-2, frame size 1, 3-poles, In=1600A up to 690V AC 50/60Hz, breaking capacity M Icu=85/66kA at 500/690V, Trip unit ETU600 LSI upgrade ready , colordisplay, bluetooth and USB interface, Protection LT, ST, INST, N-protection required an external N-sensor, incl. trip alarm switch (1xCO), front connection double hole, guide frame with shutter and w/o position signalling switch, with internal voltage tap on lower stab of circuit breaker, with voltage tap module VTM680 and power supply of ETU600, able to communication, integrated metering type PMF-1 Energy Efficiency, Voltage, Active energy Ea Manual operating mechanism with mechanical closing, without Spring charging motor, Ready-to-close signal. switch, Auxiliary switches 2NO+2NC, without Closing coil (CC), manual operating mechanism with mechanical closing, without Remote trip alarm reset coil (RR), without 2nd shunt trip, without 1st Shunt trip | 159870 | 1 | Z\ | 1
3WA1116-4EE34-0AA0 |  | Withdrawable circuit breaker with guide frame, IEC 60947-2, frame size 1, 3-poles, In=1600A up to 690V AC 50/60Hz, breaking capacity M Icu=85/66kA at 500/690V, Trip unit ETU600 LSI upgrade ready , colordisplay, bluetooth and USB interface, Protection LT, ST, INST, N-protection required an external N-sensor, incl. trip alarm switch (1xCO), rear connection flange, guide frame with shutter and w/o position signalling switch, with internal voltage tap on lower stab of circuit breaker, with voltage tap module VTM680 and power supply of ETU600, able to communication, integrated metering type PMF-1 Energy Efficiency, Voltage, Active energy Ea Manual operating mechanism with mechanical closing, without Spring charging motor, Ready-to-close signal. switch, Auxiliary switches 2NO+2NC, without Closing coil (CC), manual operating mechanism with mechanical closing, without Remote trip alarm reset coil (RR), without 2nd shunt trip, without 1st Shunt trip | 151870 | 1 | Z\ | 1
3WA1116-4EE41-0AA0 |  | Withdrawable circuit breaker with guide frame, IEC 60947-2, frame size 1, 4-poles, N-pole left, In=1600A up to 690V AC 50/60Hz, breaking capacity M Icu=85/66kA at 500/690V, Trip unit ETU600 LSI upgrade ready , colordisplay, bluetooth and USB interface, Protection LT, ST, INST, include N-protection, (internal N-sensor available), incl. trip alarm switch (1xCO), rear connection vertical, guide frame with shutter and w/o position signalling switch, with internal voltage tap on lower stab of circuit breaker, with voltage tap module VTM680 and power supply of ETU600, able to communication, integrated metering type PMF-1 Energy Efficiency, Voltage, Active energy Ea Manual operating mechanism with mechanical closing, without Spring charging motor, Ready-to-close signal. switch, Auxiliary switches 2NO+2NC, without Closing coil (CC), manual operating mechanism with mechanical closing, without Remote trip alarm reset coil (RR), without 2nd shunt trip, without 1st Shunt trip | 200870 | 1 | Z\ | 1
3WA1116-4EE42-0AA0 |  | Withdrawable circuit breaker with guide frame, IEC 60947-2, frame size 1, 4-poles, N-pole left, In=1600A up to 690V AC 50/60Hz, breaking capacity M Icu=85/66kA at 500/690V, Trip unit ETU600 LSI upgrade ready , colordisplay, bluetooth and USB interface, Protection LT, ST, INST, include N-protection, (internal N-sensor available), incl. trip alarm switch (1xCO), rear connection horizontal, guide frame with shutter and w/o position signalling switch, with internal voltage tap on lower stab of circuit breaker, with voltage tap module VTM680 and power supply of ETU600, able to communication, integrated metering type PMF-1 Energy Efficiency, Voltage, Active energy Ea Manual operating mechanism with mechanical closing, without Spring charging motor, Ready-to-close signal. switch, Auxiliary switches 2NO+2NC, without Closing coil (CC), manual operating mechanism with mechanical closing, without Remote trip alarm reset coil (RR), without 2nd shunt trip, without 1st Shunt trip | 196870 | 1 | Z\ | 1
3WA1116-4EE43-0AA0 |  | Withdrawable circuit breaker with guide frame, IEC 60947-2, frame size 1, 4-poles, N-pole left, In=1600A up to 690V AC 50/60Hz, breaking capacity M Icu=85/66kA at 500/690V, Trip unit ETU600 LSI upgrade ready , colordisplay, bluetooth and USB interface, Protection LT, ST, INST, include N-protection, (internal N-sensor available), incl. trip alarm switch (1xCO), front connection double hole, guide frame with shutter and w/o position signalling switch, with internal voltage tap on lower stab of circuit breaker, with voltage tap module VTM680 and power supply of ETU600, able to communication, integrated metering type PMF-1 Energy Efficiency, Voltage, Active energy Ea Manual operating mechanism with mechanical closing, without Spring charging motor, Ready-to-close signal. switch, Auxiliary switches 2NO+2NC, without Closing coil (CC), manual operating mechanism with mechanical closing, without Remote trip alarm reset coil (RR), without 2nd shunt trip, without 1st Shunt trip | 208870 | 1 | Z\ | 1
3WA1116-4EE44-0AA0 |  | Withdrawable circuit breaker with guide frame, IEC 60947-2, frame size 1, 4-poles, N-pole left, In=1600A up to 690V AC 50/60Hz, breaking capacity M Icu=85/66kA at 500/690V, Trip unit ETU600 LSI upgrade ready , colordisplay, bluetooth and USB interface, Protection LT, ST, INST, include N-protection, (internal N-sensor available), incl. trip alarm switch (1xCO), rear connection flange, guide frame with shutter and w/o position signalling switch, with internal voltage tap on lower stab of circuit breaker, with voltage tap module VTM680 and power supply of ETU600, able to communication, integrated metering type PMF-1 Energy Efficiency, Voltage, Active energy Ea Manual operating mechanism with mechanical closing, without Spring charging motor, Ready-to-close signal. switch, Auxiliary switches 2NO+2NC, without Closing coil (CC), manual operating mechanism with mechanical closing, without Remote trip alarm reset coil (RR), without 2nd shunt trip, without 1st Shunt trip | 196870 | 1 | Z\ | 1
3WA1116-4EF01-0AA0 |  | Fixed-mounted circuit breaker IEC 60947-2, frame size 1, 3-poles, In=1600A up to 690V AC 50/60Hz, breaking capacity M Icu=85/66kA at 500/690V, Trip unit ETU600 LSIG upgrade ready , colordisplay, bluetooth and USB interface, Protection LT, ST, INST, GFx, N-protection required an external N-sensor, incl. trip alarm switch (1xCO), rear connection vertical, with internal voltage tap on lower stab of circuit breaker, with voltage tap module VTM680 and power supply of ETU600, able to communication, integrated metering type PMF-1 Energy Efficiency, Voltage, Active energy Ea Manual operating mechanism with mechanical closing, without Spring charging motor, Ready-to-close signal. switch, Auxiliary switches 2NO+2NC, without Closing coil (CC), manual operating mechanism with mechanical closing, without Remote trip alarm reset coil (RR), without 2nd shunt trip, without 1st Shunt trip | 128870 | 1 | Z\ | 1
3WA1116-4EF02-0AA0 |  | Fixed-mounted circuit breaker IEC 60947-2, frame size 1, 3-poles, In=1600A up to 690V AC 50/60Hz, breaking capacity M Icu=85/66kA at 500/690V, Trip unit ETU600 LSIG upgrade ready , colordisplay, bluetooth and USB interface, Protection LT, ST, INST, GFx, N-protection required an external N-sensor, incl. trip alarm switch (1xCO), rear connection horizontal, with internal voltage tap on lower stab of circuit breaker, with voltage tap module VTM680 and power supply of ETU600, able to communication, integrated metering type PMF-1 Energy Efficiency, Voltage, Active energy Ea Manual operating mechanism with mechanical closing, without Spring charging motor, Ready-to-close signal. switch, Auxiliary switches 2NO+2NC, without Closing coil (CC), manual operating mechanism with mechanical closing, without Remote trip alarm reset coil (RR), without 2nd shunt trip, without 1st Shunt trip | 125870 | 1 | Z\ | 1
3WA1116-4EF03-0AA0 |  | Fixed-mounted circuit breaker IEC 60947-2, frame size 1, 3-poles, In=1600A up to 690V AC 50/60Hz, breaking capacity M Icu=85/66kA at 500/690V, Trip unit ETU600 LSIG upgrade ready , colordisplay, bluetooth and USB interface, Protection LT, ST, INST, GFx, N-protection required an external N-sensor, incl. trip alarm switch (1xCO), front connection double hole, with internal voltage tap on lower stab of circuit breaker, with voltage tap module VTM680 and power supply of ETU600, able to communication, integrated metering type PMF-1 Energy Efficiency, Voltage, Active energy Ea Manual operating mechanism with mechanical closing, without Spring charging motor, Ready-to-close signal. switch, Auxiliary switches 2NO+2NC, without Closing coil (CC), manual operating mechanism with mechanical closing, without Remote trip alarm reset coil (RR), without 2nd shunt trip, without 1st Shunt trip | 133870 | 1 | Z\ | 1
3WA1116-4EF11-0AA0 |  | Fixed-mounted circuit breaker IEC 60947-2, frame size 1, 4-poles, N-pole left, In=1600A up to 690V AC 50/60Hz, breaking capacity M Icu=85/66kA at 500/690V, Trip unit ETU600 LSIG upgrade ready , colordisplay, bluetooth and USB interface, Protection LT, ST, INST, GFx, include N-protection, (internal N-sensor available), incl. trip alarm switch (1xCO), rear connection vertical, with internal voltage tap on lower stab of circuit breaker, with voltage tap module VTM680 and power supply of ETU600, able to communication, integrated metering type PMF-1 Energy Efficiency, Voltage, Active energy Ea Manual operating mechanism with mechanical closing, without Spring charging motor, Ready-to-close signal. switch, Auxiliary switches 2NO+2NC, without Closing coil (CC), manual operating mechanism with mechanical closing, without Remote trip alarm reset coil (RR), without 2nd shunt trip, without 1st Shunt trip | 163870 | 1 | Z\ | 1
3WA1116-4EF12-0AA0 |  | Fixed-mounted circuit breaker IEC 60947-2, frame size 1, 4-poles, N-pole left, In=1600A up to 690V AC 50/60Hz, breaking capacity M Icu=85/66kA at 500/690V, Trip unit ETU600 LSIG upgrade ready , colordisplay, bluetooth and USB interface, Protection LT, ST, INST, GFx, include N-protection, (internal N-sensor available), incl. trip alarm switch (1xCO), rear connection horizontal, with internal voltage tap on lower stab of circuit breaker, with voltage tap module VTM680 and power supply of ETU600, able to communication, integrated metering type PMF-1 Energy Efficiency, Voltage, Active energy Ea Manual operating mechanism with mechanical closing, without Spring charging motor, Ready-to-close signal. switch, Auxiliary switches 2NO+2NC, without Closing coil (CC), manual operating mechanism with mechanical closing, without Remote trip alarm reset coil (RR), without 2nd shunt trip, without 1st Shunt trip | 159870 | 1 | Z\ | 1
3WA1116-4EF13-0AA0 |  | Fixed-mounted circuit breaker IEC 60947-2, frame size 1, 4-poles, N-pole left, In=1600A up to 690V AC 50/60Hz, breaking capacity M Icu=85/66kA at 500/690V, Trip unit ETU600 LSIG upgrade ready , colordisplay, bluetooth and USB interface, Protection LT, ST, INST, GFx, include N-protection, (internal N-sensor available), incl. trip alarm switch (1xCO), front connection double hole, with internal voltage tap on lower stab of circuit breaker, with voltage tap module VTM680 and power supply of ETU600, able to communication, integrated metering type PMF-1 Energy Efficiency, Voltage, Active energy Ea Manual operating mechanism with mechanical closing, without Spring charging motor, Ready-to-close signal. switch, Auxiliary switches 2NO+2NC, without Closing coil (CC), manual operating mechanism with mechanical closing, without Remote trip alarm reset coil (RR), without 2nd shunt trip, without 1st Shunt trip | 170870 | 1 | Z\ | 1
3WA1116-4EF21-0AA0 |  | fixed-mounted circuit breaker, IEC 60947-2, size 1, 4-pole, N pole on right, In=1600 A up to 690 V AC 50/60 Hz, breaking capacity M Icu=85/66 kA at 500/690 V, tripping unit ETU600 LSIG upgradeable, color display, Bluetooth, USB interface, basic protection LT, ST, INST, GFx, including protection of the N conductor (internal neutral point sensor available), trip alarm switch (1 x CO), connection at rear vertical, with internal voltage tap on lower stab of circuit breaker, with voltage tap module VTM680 and power supply of ETU600, able to communication, integrated metering type PMF-1 Energy Efficiency, Voltage, Active energy Ea Manual operating mechanism with mechanical closing, without Spring charging motor, Ready-to-close signal. switch, Auxiliary switches 2NO+2NC, without Closing coil (CC), manual operating mechanism with mechanical closing, without Remote trip alarm reset coil (RR), without 2nd shunt trip, without 1st Shunt trip | 163870 | 1 | Z\ | 1
3WA1116-4EF22-0AA0 |  | fixed-mounted circuit breaker, IEC 60947-2, size 1, 4-pole, N pole on right, In=1600 A up to 690 V AC 50/60 Hz, breaking capacity M Icu=85/66 kA at 500/690 V, tripping unit ETU600 LSIG upgradeable, color display, Bluetooth, USB interface, basic protection LT, ST, INST, GFx, including protection of the N conductor (internal neutral point sensor available), trip alarm switch (1 x CO), connection at rear horizontal with internal voltage tap on lower stab of circuit breaker, with voltage tap module VTM680 and power supply of ETU600, able to communication, integrated metering type PMF-1 Energy Efficiency, Voltage, Active energy Ea Manual operating mechanism with mechanical closing, without Spring charging motor, Ready-to-close signal. switch, Auxiliary switches 2NO+2NC, without Closing coil (CC), manual operating mechanism with mechanical closing, without Remote trip alarm reset coil (RR), without 2nd shunt trip, without 1st Shunt trip | 159870 | 1 | Z\ | 1
3WA1116-4EF23-0AA0 |  | fixed-mounted circuit breaker, IEC 60947-2, size 1, 4-pole, N pole on right, In=1600 A up to 690 V AC 50/60 Hz, breaking capacity M Icu=85/66 kA at 500/690 V, tripping unit ETU600 LSIG upgradeable, color display, Bluetooth, USB interface, basic protection LT, ST, INST, GFx, including protection of the N conductor (internal neutral point sensor available), trip alarm switch (1 x CO), front connection double hole, with internal voltage tap on lower stab of circuit breaker, with voltage tap module VTM680 and power supply of ETU600, able to communication, integrated metering type PMF-1 Energy Efficiency, Voltage, Active energy Ea Manual operating mechanism with mechanical closing, without Spring charging motor, Ready-to-close signal. switch, Auxiliary switches 2NO+2NC, without Closing coil (CC), manual operating mechanism with mechanical closing, without Remote trip alarm reset coil (RR), without 2nd shunt trip, without 1st Shunt trip | 170870 | 1 | Z\ | 1
3WA1116-4EF31-0AA0 |  | Withdrawable circuit breaker with guide frame, IEC 60947-2, frame size 1, 3-poles, In=1600A up to 690V AC 50/60Hz, breaking capacity M Icu=85/66kA at 500/690V, Trip unit ETU600 LSIG upgrade ready , colordisplay, bluetooth and USB interface, Protection LT, ST, INST, GFx, N-protection required an external N-sensor, incl. trip alarm switch (1xCO), rear connection vertical, guide frame with shutter and w/o position signalling switch, with internal voltage tap on lower stab of circuit breaker, with voltage tap module VTM680 and power supply of ETU600, able to communication, integrated metering type PMF-1 Energy Efficiency, Voltage, Active energy Ea Manual operating mechanism with mechanical closing, without Spring charging motor, Ready-to-close signal. switch, Auxiliary switches 2NO+2NC, without Closing coil (CC), manual operating mechanism with mechanical closing, without Remote trip alarm reset coil (RR), without 2nd shunt trip, without 1st Shunt trip | 164870 | 1 | Z\ | 1
3WA1116-4EF32-0AA0 |  | Withdrawable circuit breaker with guide frame, IEC 60947-2, frame size 1, 3-poles, In=1600A up to 690V AC 50/60Hz, breaking capacity M Icu=85/66kA at 500/690V, Trip unit ETU600 LSIG upgrade ready , colordisplay, bluetooth and USB interface, Protection LT, ST, INST, GFx, N-protection required an external N-sensor, incl. trip alarm switch (1xCO), rear connection horizontal, guide frame with shutter and w/o position signalling switch, with internal voltage tap on lower stab of circuit breaker, with voltage tap module VTM680 and power supply of ETU600, able to communication, integrated metering type PMF-1 Energy Efficiency, Voltage, Active energy Ea Manual operating mechanism with mechanical closing, without Spring charging motor, Ready-to-close signal. switch, Auxiliary switches 2NO+2NC, without Closing coil (CC), manual operating mechanism with mechanical closing, without Remote trip alarm reset coil (RR), without 2nd shunt trip, without 1st Shunt trip | 161870 | 1 | Z\ | 1
3WA1116-4EF33-0AA0 |  | Withdrawable circuit breaker with guide frame, IEC 60947-2, frame size 1, 3-poles, In=1600A up to 690V AC 50/60Hz, breaking capacity M Icu=85/66kA at 500/690V, Trip unit ETU600 LSIG upgrade ready , colordisplay, bluetooth and USB interface, Protection LT, ST, INST, GFx, N-protection required an external N-sensor, incl. trip alarm switch (1xCO), front connection double hole, guide frame with shutter and w/o position signalling switch, with internal voltage tap on lower stab of circuit breaker, with voltage tap module VTM680 and power supply of ETU600, able to communication, integrated metering type PMF-1 Energy Efficiency, Voltage, Active energy Ea Manual operating mechanism with mechanical closing, without Spring charging motor, Ready-to-close signal. switch, Auxiliary switches 2NO+2NC, without Closing coil (CC), manual operating mechanism with mechanical closing, without Remote trip alarm reset coil (RR), without 2nd shunt trip, without 1st Shunt trip | 170870 | 1 | Z\ | 1
3WA1116-4EF34-0AA0 |  | Withdrawable circuit breaker with guide frame, IEC 60947-2, frame size 1, 3-poles, In=1600A up to 690V AC 50/60Hz, breaking capacity M Icu=85/66kA at 500/690V, Trip unit ETU600 LSIG upgrade ready , colordisplay, bluetooth and USB interface, Protection LT, ST, INST, GFx, N-protection required an external N-sensor, incl. trip alarm switch (1xCO), rear connection flange, guide frame with shutter and w/o position signalling switch, with internal voltage tap on lower stab of circuit breaker, with voltage tap module VTM680 and power supply of ETU600, able to communication, integrated metering type PMF-1 Energy Efficiency, Voltage, Active energy Ea Manual operating mechanism with mechanical closing, without Spring charging motor, Ready-to-close signal. switch, Auxiliary switches 2NO+2NC, without Closing coil (CC), manual operating mechanism with mechanical closing, without Remote trip alarm reset coil (RR), without 2nd shunt trip, without 1st Shunt trip | 161870 | 1 | Z\ | 1
3WA1116-4EF41-0AA0 |  | Withdrawable circuit breaker with guide frame, IEC 60947-2, frame size 1, 4-poles, N-pole left, In=1600A up to 690V AC 50/60Hz, breaking capacity M Icu=85/66kA at 500/690V, Trip unit ETU600 LSIG upgrade ready , colordisplay, bluetooth and USB interface, Protection LT, ST, INST, GFx, include N-protection, (internal N-sensor available), incl. trip alarm switch (1xCO), rear connection vertical, guide frame with shutter and w/o position signalling switch, with internal voltage tap on lower stab of circuit breaker, with voltage tap module VTM680 and power supply of ETU600, able to communication, integrated metering type PMF-1 Energy Efficiency, Voltage, Active energy Ea Manual operating mechanism with mechanical closing, without Spring charging motor, Ready-to-close signal. switch, Auxiliary switches 2NO+2NC, without Closing coil (CC), manual operating mechanism with mechanical closing, without Remote trip alarm reset coil (RR), without 2nd shunt trip, without 1st Shunt trip | 211870 | 1 | Z\ | 1
3WA1116-4EF42-0AA0 |  | Withdrawable circuit breaker with guide frame, IEC 60947-2, frame size 1, 4-poles, N-pole left, In=1600A up to 690V AC 50/60Hz, breaking capacity M Icu=85/66kA at 500/690V, Trip unit ETU600 LSIG upgrade ready , colordisplay, bluetooth and USB interface, Protection LT, ST, INST, GFx, include N-protection, (internal N-sensor available), incl. trip alarm switch (1xCO), rear connection horizontal, guide frame with shutter and w/o position signalling switch, with internal voltage tap on lower stab of circuit breaker, with voltage tap module VTM680 and power supply of ETU600, able to communication, integrated metering type PMF-1 Energy Efficiency, Voltage, Active energy Ea Manual operating mechanism with mechanical closing, without Spring charging motor, Ready-to-close signal. switch, Auxiliary switches 2NO+2NC, without Closing coil (CC), manual operating mechanism with mechanical closing, without Remote trip alarm reset coil (RR), without 2nd shunt trip, without 1st Shunt trip | 207870 | 1 | Z\ | 1
3WA1116-4EF43-0AA0 |  | Withdrawable circuit breaker with guide frame, IEC 60947-2, frame size 1, 4-poles, N-pole left, In=1600A up to 690V AC 50/60Hz, breaking capacity M Icu=85/66kA at 500/690V, Trip unit ETU600 LSIG upgrade ready , colordisplay, bluetooth and USB interface, Protection LT, ST, INST, GFx, include N-protection, (internal N-sensor available), incl. trip alarm switch (1xCO), front connection double hole, guide frame with shutter and w/o position signalling switch, with internal voltage tap on lower stab of circuit breaker, with voltage tap module VTM680 and power supply of ETU600, able to communication, integrated metering type PMF-1 Energy Efficiency, Voltage, Active energy Ea Manual operating mechanism with mechanical closing, without Spring charging motor, Ready-to-close signal. switch, Auxiliary switches 2NO+2NC, without Closing coil (CC), manual operating mechanism with mechanical closing, without Remote trip alarm reset coil (RR), without 2nd shunt trip, without 1st Shunt trip | 218870 | 1 | Z\ | 1
3WA1116-4EF44-0AA0 |  | Withdrawable circuit breaker with guide frame, IEC 60947-2, frame size 1, 4-poles, N-pole left, In=1600A up to 690V AC 50/60Hz, breaking capacity M Icu=85/66kA at 500/690V, Trip unit ETU600 LSIG upgrade ready , colordisplay, bluetooth and USB interface, Protection LT, ST, INST, GFx, include N-protection, (internal N-sensor available), incl. trip alarm switch (1xCO), rear connection flange, guide frame with shutter and w/o position signalling switch, with internal voltage tap on lower stab of circuit breaker, with voltage tap module VTM680 and power supply of ETU600, able to communication, integrated metering type PMF-1 Energy Efficiency, Voltage, Active energy Ea Manual operating mechanism with mechanical closing, without Spring charging motor, Ready-to-close signal. switch, Auxiliary switches 2NO+2NC, without Closing coil (CC), manual operating mechanism with mechanical closing, without Remote trip alarm reset coil (RR), without 2nd shunt trip, without 1st Shunt trip | 207870 | 1 | Z\ | 1
3WA1116-4FE01-0AA0 |  | Fixed-mounted circuit breaker IEC 60947-2, frame size 1, 3-poles, In=1600A up to 690V AC 50/60Hz, breaking capacity M Icu=85/66kA at 500/690V, Trip unit ETU600 LSI upgrade ready , colordisplay, bluetooth and USB interface, Protection LT, ST, INST, N-protection required an external N-sensor, incl. trip alarm switch (1xCO), rear connection vertical, with internal voltage tap on lower stab of circuit breaker, with voltage tap module VTM680 and power supply of ETU600, able to communication, integrated metering type PMF-2 Basic Power Monitoring, Voltage, Energy, Power, Power factor, Frequency, Unbalance, Temperature, Manual operating mechanism with mechanical closing, without Spring charging motor, Ready-to-close signal. switch, Auxiliary switches 2NO+2NC, without Closing coil (CC), manual operating mechanism with mechanical closing, without Remote trip alarm reset coil (RR), without 2nd shunt trip, without 1st Shunt trip | 126700 | 1 | Z\ | 1
3WA1116-4FE02-0AA0 |  | Fixed-mounted circuit breaker IEC 60947-2, frame size 1, 3-poles, In=1600A up to 690V AC 50/60Hz, breaking capacity M Icu=85/66kA at 500/690V, Trip unit ETU600 LSI upgrade ready , colordisplay, bluetooth and USB interface, Protection LT, ST, INST, N-protection required an external N-sensor, incl. trip alarm switch (1xCO), rear connection horizontal, with internal voltage tap on lower stab of circuit breaker, with voltage tap module VTM680 and power supply of ETU600, able to communication, integrated metering type PMF-2 Basic Power Monitoring, Voltage, Energy, Power, Power factor, Frequency, Unbalance, Temperature, Manual operating mechanism with mechanical closing, without Spring charging motor, Ready-to-close signal. switch, Auxiliary switches 2NO+2NC, without Closing coil (CC), manual operating mechanism with mechanical closing, without Remote trip alarm reset coil (RR), without 2nd shunt trip, without 1st Shunt trip | 123700 | 1 | Z\ | 1
3WA1116-4FE03-0AA0 |  | Fixed-mounted circuit breaker IEC 60947-2, frame size 1, 3-poles, In=1600A up to 690V AC 50/60Hz, breaking capacity M Icu=85/66kA at 500/690V, Trip unit ETU600 LSI upgrade ready , colordisplay, bluetooth and USB interface, Protection LT, ST, INST, N-protection required an external N-sensor, incl. trip alarm switch (1xCO), front connection double hole, with internal voltage tap on lower stab of circuit breaker, with voltage tap module VTM680 and power supply of ETU600, able to communication, integrated metering type PMF-2 Basic Power Monitoring, Voltage, Energy, Power, Power factor, Frequency, Unbalance, Temperature, Manual operating mechanism with mechanical closing, without Spring charging motor, Ready-to-close signal. switch, Auxiliary switches 2NO+2NC, without Closing coil (CC), manual operating mechanism with mechanical closing, without Remote trip alarm reset coil (RR), without 2nd shunt trip, without 1st Shunt trip | 132700 | 1 | Z\ | 1
3WA1116-4FE11-0AA0 |  | Fixed-mounted circuit breaker IEC 60947-2, frame size 1, 4-poles, N-pole left, In=1600A up to 690V AC 50/60Hz, breaking capacity M Icu=85/66kA at 500/690V, Trip unit ETU600 LSI upgrade ready , colordisplay, bluetooth and USB interface, Protection LT, ST, INST, include N-protection, (internal N-sensor available), incl. trip alarm switch (1xCO), rear connection vertical, with internal voltage tap on lower stab of circuit breaker, with voltage tap module VTM680 and power supply of ETU600, able to communication, integrated metering type PMF-2 Basic Power Monitoring, Voltage, Energy, Power, Power factor, Frequency, Unbalance, Temperature, Manual operating mechanism with mechanical closing, without Spring charging motor, Ready-to-close signal. switch, Auxiliary switches 2NO+2NC, without Closing coil (CC), manual operating mechanism with mechanical closing, without Remote trip alarm reset coil (RR), without 2nd shunt trip, without 1st Shunt trip | 161700 | 1 | Z\ | 1
3WA1116-4FE12-0AA0 |  | Fixed-mounted circuit breaker IEC 60947-2, frame size 1, 4-poles, N-pole left, In=1600A up to 690V AC 50/60Hz, breaking capacity M Icu=85/66kA at 500/690V, Trip unit ETU600 LSI upgrade ready , colordisplay, bluetooth and USB interface, Protection LT, ST, INST, include N-protection, (internal N-sensor available), incl. trip alarm switch (1xCO), rear connection horizontal, with internal voltage tap on lower stab of circuit breaker, with voltage tap module VTM680 and power supply of ETU600, able to communication, integrated metering type PMF-2 Basic Power Monitoring, Voltage, Energy, Power, Power factor, Frequency, Unbalance, Temperature, Manual operating mechanism with mechanical closing, without Spring charging motor, Ready-to-close signal. switch, Auxiliary switches 2NO+2NC, without Closing coil (CC), manual operating mechanism with mechanical closing, without Remote trip alarm reset coil (RR), without 2nd shunt trip, without 1st Shunt trip | 157700 | 1 | Z\ | 1
3WA1116-4FE13-0AA0 |  | Fixed-mounted circuit breaker IEC 60947-2, frame size 1, 4-poles, N-pole left, In=1600A up to 690V AC 50/60Hz, breaking capacity M Icu=85/66kA at 500/690V, Trip unit ETU600 LSI upgrade ready , colordisplay, bluetooth and USB interface, Protection LT, ST, INST, include N-protection, (internal N-sensor available), incl. trip alarm switch (1xCO), front connection double hole, with internal voltage tap on lower stab of circuit breaker, with voltage tap module VTM680 and power supply of ETU600, able to communication, integrated metering type PMF-2 Basic Power Monitoring, Voltage, Energy, Power, Power factor, Frequency, Unbalance, Temperature, Manual operating mechanism with mechanical closing, without Spring charging motor, Ready-to-close signal. switch, Auxiliary switches 2NO+2NC, without Closing coil (CC), manual operating mechanism with mechanical closing, without Remote trip alarm reset coil (RR), without 2nd shunt trip, without 1st Shunt trip | 169700 | 1 | Z\ | 1
3WA1116-4FE21-0AA0 |  | fixed-mounted circuit breaker, IEC 60947-2, size 1, 4-pole, N pole on right, In=1600 A up to 690 V AC 50/60 Hz, breaking capacity M Icu=85/66 kA at 500/690 V, tripping unit ETU600 LSI upgradeable, color display, Bluetooth, USB interface, basic protection LT, ST, INST, including protection of the N conductor (internal neutral point sensor available), trip alarm switch (1 x CO), connection at rear vertical, with internal voltage tap on lower stab of circuit breaker, with voltage tap module VTM680 and power supply of ETU600, able to communication, integrated metering type PMF-2 Basic Power Monitoring, Voltage, Energy, Power, Power factor, Frequency, Unbalance, Temperature, Manual operating mechanism with mechanical closing, without Spring charging motor, Ready-to-close signal. switch, Auxiliary switches 2NO+2NC, without Closing coil (CC), manual operating mechanism with mechanical closing, without Remote trip alarm reset coil (RR), without 2nd shunt trip, without 1st Shunt trip | 161700 | 1 | Z\ | 1
3WA1116-4FE22-0AA0 |  | fixed-mounted circuit breaker, IEC 60947-2, size 1, 4-pole, N pole on right, In=1600 A up to 690 V AC 50/60 Hz, breaking capacity M Icu=85/66 kA at 500/690 V, tripping unit ETU600 LSI upgradeable, color display, Bluetooth, USB interface, basic protection LT, ST, INST, including protection of the N conductor (internal neutral point sensor available), trip alarm switch (1 x CO), connection at rear horizontal with internal voltage tap on lower stab of circuit breaker, with voltage tap module VTM680 and power supply of ETU600, able to communication, integrated metering type PMF-2 Basic Power Monitoring, Voltage, Energy, Power, Power factor, Frequency, Unbalance, Temperature, Manual operating mechanism with mechanical closing, without Spring charging motor, Ready-to-close signal. switch, Auxiliary switches 2NO+2NC, without Closing coil (CC), manual operating mechanism with mechanical closing, without Remote trip alarm reset coil (RR), without 2nd shunt trip, without 1st Shunt trip | 157700 | 1 | Z\ | 1
3WA1116-4FE23-0AA0 |  | fixed-mounted circuit breaker, IEC 60947-2, size 1, 4-pole, N pole on right, In=1600 A up to 690 V AC 50/60 Hz, breaking capacity M Icu=85/66 kA at 500/690 V, tripping unit ETU600 LSI upgradeable, color display, Bluetooth, USB interface, basic protection LT, ST, INST, including protection of the N conductor (internal neutral point sensor available), trip alarm switch (1 x CO), front connection double hole, with internal voltage tap on lower stab of circuit breaker, with voltage tap module VTM680 and power supply of ETU600, able to communication, integrated metering type PMF-2 Basic Power Monitoring, Voltage, Energy, Power, Power factor, Frequency, Unbalance, Temperature, Manual operating mechanism with mechanical closing, without Spring charging motor, Ready-to-close signal. switch, Auxiliary switches 2NO+2NC, without Closing coil (CC), manual operating mechanism with mechanical closing, without Remote trip alarm reset coil (RR), without 2nd shunt trip, without 1st Shunt trip | 169700 | 1 | Z\ | 1
3WA1116-4FE31-0AA0 |  | Withdrawable circuit breaker with guide frame, IEC 60947-2, frame size 1, 3-poles, In=1600A up to 690V AC 50/60Hz, breaking capacity M Icu=85/66kA at 500/690V, Trip unit ETU600 LSI upgrade ready , colordisplay, bluetooth and USB interface, Protection LT, ST, INST, N-protection required an external N-sensor, incl. trip alarm switch (1xCO), rear connection vertical, guide frame with shutter and w/o position signalling switch, with internal voltage tap on lower stab of circuit breaker, with voltage tap module VTM680 and power supply of ETU600, able to communication, integrated metering type PMF-2 Basic Power Monitoring, Voltage, Energy, Power, Power factor, Frequency, Unbalance, Temperature, Manual operating mechanism with mechanical closing, without Spring charging motor, Ready-to-close signal. switch, Auxiliary switches 2NO+2NC, without Closing coil (CC), manual operating mechanism with mechanical closing, without Remote trip alarm reset coil (RR), without 2nd shunt trip, without 1st Shunt trip | 163700 | 1 | Z\ | 1
3WA1116-4FE32-0AA0 |  | Withdrawable circuit breaker with guide frame, IEC 60947-2, frame size 1, 3-poles, In=1600A up to 690V AC 50/60Hz, breaking capacity M Icu=85/66kA at 500/690V, Trip unit ETU600 LSI upgrade ready , colordisplay, bluetooth and USB interface, Protection LT, ST, INST, N-protection required an external N-sensor, incl. trip alarm switch (1xCO), rear connection horizontal, guide frame with shutter and w/o position signalling switch, with internal voltage tap on lower stab of circuit breaker, with voltage tap module VTM680 and power supply of ETU600, able to communication, integrated metering type PMF-2 Basic Power Monitoring, Voltage, Energy, Power, Power factor, Frequency, Unbalance, Temperature, Manual operating mechanism with mechanical closing, without Spring charging motor, Ready-to-close signal. switch, Auxiliary switches 2NO+2NC, without Closing coil (CC), manual operating mechanism with mechanical closing, without Remote trip alarm reset coil (RR), without 2nd shunt trip, without 1st Shunt trip | 160700 | 1 | Z\ | 1
3WA1116-4FE33-0AA0 |  | Withdrawable circuit breaker with guide frame, IEC 60947-2, frame size 1, 3-poles, In=1600A up to 690V AC 50/60Hz, breaking capacity M Icu=85/66kA at 500/690V, Trip unit ETU600 LSI upgrade ready , colordisplay, bluetooth and USB interface, Protection LT, ST, INST, N-protection required an external N-sensor, incl. trip alarm switch (1xCO), front connection double hole, guide frame with shutter and w/o position signalling switch, with internal voltage tap on lower stab of circuit breaker, with voltage tap module VTM680 and power supply of ETU600, able to communication, integrated metering type PMF-2 Basic Power Monitoring, Voltage, Energy, Power, Power factor, Frequency, Unbalance, Temperature, Manual operating mechanism with mechanical closing, without Spring charging motor, Ready-to-close signal. switch, Auxiliary switches 2NO+2NC, without Closing coil (CC), manual operating mechanism with mechanical closing, without Remote trip alarm reset coil (RR), without 2nd shunt trip, without 1st Shunt trip | 168700 | 1 | Z\ | 1
3WA1116-4FE34-0AA0 |  | Withdrawable circuit breaker with guide frame, IEC 60947-2, frame size 1, 3-poles, In=1600A up to 690V AC 50/60Hz, breaking capacity M Icu=85/66kA at 500/690V, Trip unit ETU600 LSI upgrade ready , colordisplay, bluetooth and USB interface, Protection LT, ST, INST, N-protection required an external N-sensor, incl. trip alarm switch (1xCO), rear connection flange, guide frame with shutter and w/o position signalling switch, with internal voltage tap on lower stab of circuit breaker, with voltage tap module VTM680 and power supply of ETU600, able to communication, integrated metering type PMF-2 Basic Power Monitoring, Voltage, Energy, Power, Power factor, Frequency, Unbalance, Temperature, Manual operating mechanism with mechanical closing, without Spring charging motor, Ready-to-close signal. switch, Auxiliary switches 2NO+2NC, without Closing coil (CC), manual operating mechanism with mechanical closing, without Remote trip alarm reset coil (RR), without 2nd shunt trip, without 1st Shunt trip | 160700 | 1 | Z\ | 1
3WA1116-4FE41-0AA0 |  | Withdrawable circuit breaker with guide frame, IEC 60947-2, frame size 1, 4-poles, N-pole left, In=1600A up to 690V AC 50/60Hz, breaking capacity M Icu=85/66kA at 500/690V, Trip unit ETU600 LSI upgrade ready , colordisplay, bluetooth and USB interface, Protection LT, ST, INST, include N-protection, (internal N-sensor available), incl. trip alarm switch (1xCO), rear connection vertical, guide frame with shutter and w/o position signalling switch, with internal voltage tap on lower stab of circuit breaker, with voltage tap module VTM680 and power supply of ETU600, able to communication, integrated metering type PMF-2 Basic Power Monitoring, Voltage, Energy, Power, Power factor, Frequency, Unbalance, Temperature, Manual operating mechanism with mechanical closing, without Spring charging motor, Ready-to-close signal. switch, Auxiliary switches 2NO+2NC, without Closing coil (CC), manual operating mechanism with mechanical closing, without Remote trip alarm reset coil (RR), without 2nd shunt trip, without 1st Shunt trip | 209700 | 1 | Z\ | 1
3WA1116-4FE42-0AA0 |  | Withdrawable circuit breaker with guide frame, IEC 60947-2, frame size 1, 4-poles, N-pole left, In=1600A up to 690V AC 50/60Hz, breaking capacity M Icu=85/66kA at 500/690V, Trip unit ETU600 LSI upgrade ready , colordisplay, bluetooth and USB interface, Protection LT, ST, INST, include N-protection, (internal N-sensor available), incl. trip alarm switch (1xCO), rear connection horizontal, guide frame with shutter and w/o position signalling switch, with internal voltage tap on lower stab of circuit breaker, with voltage tap module VTM680 and power supply of ETU600, able to communication, integrated metering type PMF-2 Basic Power Monitoring, Voltage, Energy, Power, Power factor, Frequency, Unbalance, Temperature, Manual operating mechanism with mechanical closing, without Spring charging motor, Ready-to-close signal. switch, Auxiliary switches 2NO+2NC, without Closing coil (CC), manual operating mechanism with mechanical closing, without Remote trip alarm reset coil (RR), without 2nd shunt trip, without 1st Shunt trip | 205700 | 1 | Z\ | 1
3WA1116-4FE43-0AA0 |  | Withdrawable circuit breaker with guide frame, IEC 60947-2, frame size 1, 4-poles, N-pole left, In=1600A up to 690V AC 50/60Hz, breaking capacity M Icu=85/66kA at 500/690V, Trip unit ETU600 LSI upgrade ready , colordisplay, bluetooth and USB interface, Protection LT, ST, INST, include N-protection, (internal N-sensor available), incl. trip alarm switch (1xCO), front connection double hole, guide frame with shutter and w/o position signalling switch, with internal voltage tap on lower stab of circuit breaker, with voltage tap module VTM680 and power supply of ETU600, able to communication, integrated metering type PMF-2 Basic Power Monitoring, Voltage, Energy, Power, Power factor, Frequency, Unbalance, Temperature, Manual operating mechanism with mechanical closing, without Spring charging motor, Ready-to-close signal. switch, Auxiliary switches 2NO+2NC, without Closing coil (CC), manual operating mechanism with mechanical closing, without Remote trip alarm reset coil (RR), without 2nd shunt trip, without 1st Shunt trip | 217700 | 1 | Z\ | 1
3WA1116-4FE44-0AA0 |  | Withdrawable circuit breaker with guide frame, IEC 60947-2, frame size 1, 4-poles, N-pole left, In=1600A up to 690V AC 50/60Hz, breaking capacity M Icu=85/66kA at 500/690V, Trip unit ETU600 LSI upgrade ready , colordisplay, bluetooth and USB interface, Protection LT, ST, INST, include N-protection, (internal N-sensor available), incl. trip alarm switch (1xCO), rear connection flange, guide frame with shutter and w/o position signalling switch, with internal voltage tap on lower stab of circuit breaker, with voltage tap module VTM680 and power supply of ETU600, able to communication, integrated metering type PMF-2 Basic Power Monitoring, Voltage, Energy, Power, Power factor, Frequency, Unbalance, Temperature, Manual operating mechanism with mechanical closing, without Spring charging motor, Ready-to-close signal. switch, Auxiliary switches 2NO+2NC, without Closing coil (CC), manual operating mechanism with mechanical closing, without Remote trip alarm reset coil (RR), without 2nd shunt trip, without 1st Shunt trip | 205700 | 1 | Z\ | 1
3WA1116-4FF01-0AA0 |  | Fixed-mounted circuit breaker IEC 60947-2, frame size 1, 3-poles, In=1600A up to 690V AC 50/60Hz, breaking capacity M Icu=85/66kA at 500/690V, Trip unit ETU600 LSIG upgrade ready , colordisplay, bluetooth and USB interface, Protection LT, ST, INST, GFx, N-protection required an external N-sensor, incl. trip alarm switch (1xCO), rear connection vertical, with internal voltage tap on lower stab of circuit breaker, with voltage tap module VTM680 and power supply of ETU600, able to communication, integrated metering type PMF-2 Basic Power Monitoring, Voltage, Energy, Power, Power factor, Frequency, Unbalance, Temperature, Manual operating mechanism with mechanical closing, without Spring charging motor, Ready-to-close signal. switch, Auxiliary switches 2NO+2NC, without Closing coil (CC), manual operating mechanism with mechanical closing, without Remote trip alarm reset coil (RR), without 2nd shunt trip, without 1st Shunt trip | 137700 | 1 | Z\ | 1
3WA1116-4FF02-0AA0 |  | Fixed-mounted circuit breaker IEC 60947-2, frame size 1, 3-poles, In=1600A up to 690V AC 50/60Hz, breaking capacity M Icu=85/66kA at 500/690V, Trip unit ETU600 LSIG upgrade ready , colordisplay, bluetooth and USB interface, Protection LT, ST, INST, GFx, N-protection required an external N-sensor, incl. trip alarm switch (1xCO), rear connection horizontal, with internal voltage tap on lower stab of circuit breaker, with voltage tap module VTM680 and power supply of ETU600, able to communication, integrated metering type PMF-2 Basic Power Monitoring, Voltage, Energy, Power, Power factor, Frequency, Unbalance, Temperature, Manual operating mechanism with mechanical closing, without Spring charging motor, Ready-to-close signal. switch, Auxiliary switches 2NO+2NC, without Closing coil (CC), manual operating mechanism with mechanical closing, without Remote trip alarm reset coil (RR), without 2nd shunt trip, without 1st Shunt trip | 134700 | 1 | Z\ | 1
3WA1116-4FF03-0AA0 |  | Fixed-mounted circuit breaker IEC 60947-2, frame size 1, 3-poles, In=1600A up to 690V AC 50/60Hz, breaking capacity M Icu=85/66kA at 500/690V, Trip unit ETU600 LSIG upgrade ready , colordisplay, bluetooth and USB interface, Protection LT, ST, INST, GFx, N-protection required an external N-sensor, incl. trip alarm switch (1xCO), front connection double hole, with internal voltage tap on lower stab of circuit breaker, with voltage tap module VTM680 and power supply of ETU600, able to communication, integrated metering type PMF-2 Basic Power Monitoring, Voltage, Energy, Power, Power factor, Frequency, Unbalance, Temperature, Manual operating mechanism with mechanical closing, without Spring charging motor, Ready-to-close signal. switch, Auxiliary switches 2NO+2NC, without Closing coil (CC), manual operating mechanism with mechanical closing, without Remote trip alarm reset coil (RR), without 2nd shunt trip, without 1st Shunt trip | 142700 | 1 | Z\ | 1
3WA1116-4FF11-0AA0 |  | Fixed-mounted circuit breaker IEC 60947-2, frame size 1, 4-poles, N-pole left, In=1600A up to 690V AC 50/60Hz, breaking capacity M Icu=85/66kA at 500/690V, Trip unit ETU600 LSIG upgrade ready , colordisplay, bluetooth and USB interface, Protection LT, ST, INST, GFx, include N-protection, (internal N-sensor available), incl. trip alarm switch (1xCO), rear connection vertical, with internal voltage tap on lower stab of circuit breaker, with voltage tap module VTM680 and power supply of ETU600, able to communication, integrated metering type PMF-2 Basic Power Monitoring, Voltage, Energy, Power, Power factor, Frequency, Unbalance, Temperature, Manual operating mechanism with mechanical closing, without Spring charging motor, Ready-to-close signal. switch, Auxiliary switches 2NO+2NC, without Closing coil (CC), manual operating mechanism with mechanical closing, without Remote trip alarm reset coil (RR), without 2nd shunt trip, without 1st Shunt trip | 172700 | 1 | Z\ | 1
3WA1116-4FF12-0AA0 |  | Fixed-mounted circuit breaker IEC 60947-2, frame size 1, 4-poles, N-pole left, In=1600A up to 690V AC 50/60Hz, breaking capacity M Icu=85/66kA at 500/690V, Trip unit ETU600 LSIG upgrade ready , colordisplay, bluetooth and USB interface, Protection LT, ST, INST, GFx, include N-protection, (internal N-sensor available), incl. trip alarm switch (1xCO), rear connection horizontal, with internal voltage tap on lower stab of circuit breaker, with voltage tap module VTM680 and power supply of ETU600, able to communication, integrated metering type PMF-2 Basic Power Monitoring, Voltage, Energy, Power, Power factor, Frequency, Unbalance, Temperature, Manual operating mechanism with mechanical closing, without Spring charging motor, Ready-to-close signal. switch, Auxiliary switches 2NO+2NC, without Closing coil (CC), manual operating mechanism with mechanical closing, without Remote trip alarm reset coil (RR), without 2nd shunt trip, without 1st Shunt trip | 168700 | 1 | Z\ | 1
3WA1116-4FF13-0AA0 |  | Fixed-mounted circuit breaker IEC 60947-2, frame size 1, 4-poles, N-pole left, In=1600A up to 690V AC 50/60Hz, breaking capacity M Icu=85/66kA at 500/690V, Trip unit ETU600 LSIG upgrade ready , colordisplay, bluetooth and USB interface, Protection LT, ST, INST, GFx, include N-protection, (internal N-sensor available), incl. trip alarm switch (1xCO), front connection double hole, with internal voltage tap on lower stab of circuit breaker, with voltage tap module VTM680 and power supply of ETU600, able to communication, integrated metering type PMF-2 Basic Power Monitoring, Voltage, Energy, Power, Power factor, Frequency, Unbalance, Temperature, Manual operating mechanism with mechanical closing, without Spring charging motor, Ready-to-close signal. switch, Auxiliary switches 2NO+2NC, without Closing coil (CC), manual operating mechanism with mechanical closing, without Remote trip alarm reset coil (RR), without 2nd shunt trip, without 1st Shunt trip | 179700 | 1 | Z\ | 1
3WA1116-4FF21-0AA0 |  | fixed-mounted circuit breaker, IEC 60947-2, size 1, 4-pole, N pole on right, In=1600 A up to 690 V AC 50/60 Hz, breaking capacity M Icu=85/66 kA at 500/690 V, tripping unit ETU600 LSIG upgradeable, color display, Bluetooth, USB interface, basic protection LT, ST, INST, GFx, including protection of the N conductor (internal neutral point sensor available), trip alarm switch (1 x CO), connection at rear vertical, with internal voltage tap on lower stab of circuit breaker, with voltage tap module VTM680 and power supply of ETU600, able to communication, integrated metering type PMF-2 Basic Power Monitoring, Voltage, Energy, Power, Power factor, Frequency, Unbalance, Temperature, Manual operating mechanism with mechanical closing, without Spring charging motor, Ready-to-close signal. switch, Auxiliary switches 2NO+2NC, without Closing coil (CC), manual operating mechanism with mechanical closing, without Remote trip alarm reset coil (RR), without 2nd shunt trip, without 1st Shunt trip | 172700 | 1 | Z\ | 1
3WA1116-4FF22-0AA0 |  | fixed-mounted circuit breaker, IEC 60947-2, size 1, 4-pole, N pole on right, In=1600 A up to 690 V AC 50/60 Hz, breaking capacity M Icu=85/66 kA at 500/690 V, tripping unit ETU600 LSIG upgradeable, color display, Bluetooth, USB interface, basic protection LT, ST, INST, GFx, including protection of the N conductor (internal neutral point sensor available), trip alarm switch (1 x CO), connection at rear horizontal with internal voltage tap on lower stab of circuit breaker, with voltage tap module VTM680 and power supply of ETU600, able to communication, integrated metering type PMF-2 Basic Power Monitoring, Voltage, Energy, Power, Power factor, Frequency, Unbalance, Temperature, Manual operating mechanism with mechanical closing, without Spring charging motor, Ready-to-close signal. switch, Auxiliary switches 2NO+2NC, without Closing coil (CC), manual operating mechanism with mechanical closing, without Remote trip alarm reset coil (RR), without 2nd shunt trip, without 1st Shunt trip | 168700 | 1 | Z\ | 1
3WA1116-4FF23-0AA0 |  | fixed-mounted circuit breaker, IEC 60947-2, size 1, 4-pole, N pole on right, In=1600 A up to 690 V AC 50/60 Hz, breaking capacity M Icu=85/66 kA at 500/690 V, tripping unit ETU600 LSIG upgradeable, color display, Bluetooth, USB interface, basic protection LT, ST, INST, GFx, including protection of the N conductor (internal neutral point sensor available), trip alarm switch (1 x CO), front connection double hole, with internal voltage tap on lower stab of circuit breaker, with voltage tap module VTM680 and power supply of ETU600, able to communication, integrated metering type PMF-2 Basic Power Monitoring, Voltage, Energy, Power, Power factor, Frequency, Unbalance, Temperature, Manual operating mechanism with mechanical closing, without Spring charging motor, Ready-to-close signal. switch, Auxiliary switches 2NO+2NC, without Closing coil (CC), manual operating mechanism with mechanical closing, without Remote trip alarm reset coil (RR), without 2nd shunt trip, without 1st Shunt trip | 179700 | 1 | Z\ | 1
3WA1116-4FF31-0AA0 |  | Withdrawable circuit breaker with guide frame, IEC 60947-2, frame size 1, 3-poles, In=1600A up to 690V AC 50/60Hz, breaking capacity M Icu=85/66kA at 500/690V, Trip unit ETU600 LSIG upgrade ready , colordisplay, bluetooth and USB interface, Protection LT, ST, INST, GFx, N-protection required an external N-sensor, incl. trip alarm switch (1xCO), rear connection vertical, guide frame with shutter and w/o position signalling switch, with internal voltage tap on lower stab of circuit breaker, with voltage tap module VTM680 and power supply of ETU600, able to communication, integrated metering type PMF-2 Basic Power Monitoring, Voltage, Energy, Power, Power factor, Frequency, Unbalance, Temperature, Manual operating mechanism with mechanical closing, without Spring charging motor, Ready-to-close signal. switch, Auxiliary switches 2NO+2NC, without Closing coil (CC), manual operating mechanism with mechanical closing, without Remote trip alarm reset coil (RR), without 2nd shunt trip, without 1st Shunt trip | 173700 | 1 | Z\ | 1
3WA1116-4FF32-0AA0 |  | Withdrawable circuit breaker with guide frame, IEC 60947-2, frame size 1, 3-poles, In=1600A up to 690V AC 50/60Hz, breaking capacity M Icu=85/66kA at 500/690V, Trip unit ETU600 LSIG upgrade ready , colordisplay, bluetooth and USB interface, Protection LT, ST, INST, GFx, N-protection required an external N-sensor, incl. trip alarm switch (1xCO), rear connection horizontal, guide frame with shutter and w/o position signalling switch, with internal voltage tap on lower stab of circuit breaker, with voltage tap module VTM680 and power supply of ETU600, able to communication, integrated metering type PMF-2 Basic Power Monitoring, Voltage, Energy, Power, Power factor, Frequency, Unbalance, Temperature, Manual operating mechanism with mechanical closing, without Spring charging motor, Ready-to-close signal. switch, Auxiliary switches 2NO+2NC, without Closing coil (CC), manual operating mechanism with mechanical closing, without Remote trip alarm reset coil (RR), without 2nd shunt trip, without 1st Shunt trip | 170700 | 1 | Z\ | 1
3WA1116-4FF33-0AA0 |  | Withdrawable circuit breaker with guide frame, IEC 60947-2, frame size 1, 3-poles, In=1600A up to 690V AC 50/60Hz, breaking capacity M Icu=85/66kA at 500/690V, Trip unit ETU600 LSIG upgrade ready , colordisplay, bluetooth and USB interface, Protection LT, ST, INST, GFx, N-protection required an external N-sensor, incl. trip alarm switch (1xCO), front connection double hole, guide frame with shutter and w/o position signalling switch, with internal voltage tap on lower stab of circuit breaker, with voltage tap module VTM680 and power supply of ETU600, able to communication, integrated metering type PMF-2 Basic Power Monitoring, Voltage, Energy, Power, Power factor, Frequency, Unbalance, Temperature, Manual operating mechanism with mechanical closing, without Spring charging motor, Ready-to-close signal. switch, Auxiliary switches 2NO+2NC, without Closing coil (CC), manual operating mechanism with mechanical closing, without Remote trip alarm reset coil (RR), without 2nd shunt trip, without 1st Shunt trip | 179700 | 1 | Z\ | 1
3WA1116-4FF34-0AA0 |  | Withdrawable circuit breaker with guide frame, IEC 60947-2, frame size 1, 3-poles, In=1600A up to 690V AC 50/60Hz, breaking capacity M Icu=85/66kA at 500/690V, Trip unit ETU600 LSIG upgrade ready , colordisplay, bluetooth and USB interface, Protection LT, ST, INST, GFx, N-protection required an external N-sensor, incl. trip alarm switch (1xCO), rear connection flange, guide frame with shutter and w/o position signalling switch, with internal voltage tap on lower stab of circuit breaker, with voltage tap module VTM680 and power supply of ETU600, able to communication, integrated metering type PMF-2 Basic Power Monitoring, Voltage, Energy, Power, Power factor, Frequency, Unbalance, Temperature, Manual operating mechanism with mechanical closing, without Spring charging motor, Ready-to-close signal. switch, Auxiliary switches 2NO+2NC, without Closing coil (CC), manual operating mechanism with mechanical closing, without Remote trip alarm reset coil (RR), without 2nd shunt trip, without 1st Shunt trip | 170700 | 1 | Z\ | 1
3WA1116-4FF41-0AA0 |  | Withdrawable circuit breaker with guide frame, IEC 60947-2, frame size 1, 4-poles, N-pole left, In=1600A up to 690V AC 50/60Hz, breaking capacity M Icu=85/66kA at 500/690V, Trip unit ETU600 LSIG upgrade ready , colordisplay, bluetooth and USB interface, Protection LT, ST, INST, GFx, include N-protection, (internal N-sensor available), incl. trip alarm switch (1xCO), rear connection vertical, guide frame with shutter and w/o position signalling switch, with internal voltage tap on lower stab of circuit breaker, with voltage tap module VTM680 and power supply of ETU600, able to communication, integrated metering type PMF-2 Basic Power Monitoring, Voltage, Energy, Power, Power factor, Frequency, Unbalance, Temperature, Manual operating mechanism with mechanical closing, without Spring charging motor, Ready-to-close signal. switch, Auxiliary switches 2NO+2NC, without Closing coil (CC), manual operating mechanism with mechanical closing, without Remote trip alarm reset coil (RR), without 2nd shunt trip, without 1st Shunt trip | 220700 | 1 | Z\ | 1
3WA1116-4FF42-0AA0 |  | Withdrawable circuit breaker with guide frame, IEC 60947-2, frame size 1, 4-poles, N-pole left, In=1600A up to 690V AC 50/60Hz, breaking capacity M Icu=85/66kA at 500/690V, Trip unit ETU600 LSIG upgrade ready , colordisplay, bluetooth and USB interface, Protection LT, ST, INST, GFx, include N-protection, (internal N-sensor available), incl. trip alarm switch (1xCO), rear connection horizontal, guide frame with shutter and w/o position signalling switch, with internal voltage tap on lower stab of circuit breaker, with voltage tap module VTM680 and power supply of ETU600, able to communication, integrated metering type PMF-2 Basic Power Monitoring, Voltage, Energy, Power, Power factor, Frequency, Unbalance, Temperature, Manual operating mechanism with mechanical closing, without Spring charging motor, Ready-to-close signal. switch, Auxiliary switches 2NO+2NC, without Closing coil (CC), manual operating mechanism with mechanical closing, without Remote trip alarm reset coil (RR), without 2nd shunt trip, without 1st Shunt trip | 216700 | 1 | Z\ | 1
3WA1116-4FF43-0AA0 |  | Withdrawable circuit breaker with guide frame, IEC 60947-2, frame size 1, 4-poles, N-pole left, In=1600A up to 690V AC 50/60Hz, breaking capacity M Icu=85/66kA at 500/690V, Trip unit ETU600 LSIG upgrade ready , colordisplay, bluetooth and USB interface, Protection LT, ST, INST, GFx, include N-protection, (internal N-sensor available), incl. trip alarm switch (1xCO), front connection double hole, guide frame with shutter and w/o position signalling switch, with internal voltage tap on lower stab of circuit breaker, with voltage tap module VTM680 and power supply of ETU600, able to communication, integrated metering type PMF-2 Basic Power Monitoring, Voltage, Energy, Power, Power factor, Frequency, Unbalance, Temperature, Manual operating mechanism with mechanical closing, without Spring charging motor, Ready-to-close signal. switch, Auxiliary switches 2NO+2NC, without Closing coil (CC), manual operating mechanism with mechanical closing, without Remote trip alarm reset coil (RR), without 2nd shunt trip, without 1st Shunt trip | 227700 | 1 | Z\ | 1
3WA1116-4FF44-0AA0 |  | Withdrawable circuit breaker with guide frame, IEC 60947-2, frame size 1, 4-poles, N-pole left, In=1600A up to 690V AC 50/60Hz, breaking capacity M Icu=85/66kA at 500/690V, Trip unit ETU600 LSIG upgrade ready , colordisplay, bluetooth and USB interface, Protection LT, ST, INST, GFx, include N-protection, (internal N-sensor available), incl. trip alarm switch (1xCO), rear connection flange, guide frame with shutter and w/o position signalling switch, with internal voltage tap on lower stab of circuit breaker, with voltage tap module VTM680 and power supply of ETU600, able to communication, integrated metering type PMF-2 Basic Power Monitoring, Voltage, Energy, Power, Power factor, Frequency, Unbalance, Temperature, Manual operating mechanism with mechanical closing, without Spring charging motor, Ready-to-close signal. switch, Auxiliary switches 2NO+2NC, without Closing coil (CC), manual operating mechanism with mechanical closing, without Remote trip alarm reset coil (RR), without 2nd shunt trip, without 1st Shunt trip | 216700 | 1 | Z\ | 1
3WA1116-4GE01-0AA0 |  | Fixed-mounted circuit breaker IEC 60947-2, frame size 1, 3-poles, In=1600A up to 690V AC 50/60Hz, breaking capacity M Icu=85/66kA at 500/690V, Trip unit ETU600 LSI upgrade ready , colordisplay, bluetooth and USB interface, Protection LT, ST, INST, N-protection required an external N-sensor, incl. trip alarm switch (1xCO), rear connection vertical, with internal voltage tap on lower stab of circuit breaker, with voltage tap module VTM680 and power supply of ETU600, able to communication, integrated metering type PMF-3 Advanced Power Monitor., Voltage, Energy, Power, Power factor, Frequency, Unbalance, Temperature, Power quality, Manual operating mechanism with mechanical closing, without Spring charging motor, Ready-to-close signal. switch, Auxiliary switches 2NO+2NC, without Closing coil (CC), manual operating mechanism with mechanical closing, without Remote trip alarm reset coil (RR), without 2nd shunt trip, without 1st Shunt trip | 133100 | 1 | Z\ | 1
3WA1116-4GE02-0AA0 |  | Fixed-mounted circuit breaker IEC 60947-2, frame size 1, 3-poles, In=1600A up to 690V AC 50/60Hz, breaking capacity M Icu=85/66kA at 500/690V, Trip unit ETU600 LSI upgrade ready , colordisplay, bluetooth and USB interface, Protection LT, ST, INST, N-protection required an external N-sensor, incl. trip alarm switch (1xCO), rear connection horizontal, with internal voltage tap on lower stab of circuit breaker, with voltage tap module VTM680 and power supply of ETU600, able to communication, integrated metering type PMF-3 Advanced Power Monitor., Voltage, Energy, Power, Power factor, Frequency, Unbalance, Temperature, Power quality, Manual operating mechanism with mechanical closing, without Spring charging motor, Ready-to-close signal. switch, Auxiliary switches 2NO+2NC, without Closing coil (CC), manual operating mechanism with mechanical closing, without Remote trip alarm reset coil (RR), without 2nd shunt trip, without 1st Shunt trip | 130100 | 1 | Z\ | 1
3WA1116-4GE03-0AA0 |  | Fixed-mounted circuit breaker IEC 60947-2, frame size 1, 3-poles, In=1600A up to 690V AC 50/60Hz, breaking capacity M Icu=85/66kA at 500/690V, Trip unit ETU600 LSI upgrade ready , colordisplay, bluetooth and USB interface, Protection LT, ST, INST, N-protection required an external N-sensor, incl. trip alarm switch (1xCO), front connection double hole, with internal voltage tap on lower stab of circuit breaker, with voltage tap module VTM680 and power supply of ETU600, able to communication, integrated metering type PMF-3 Advanced Power Monitor., Voltage, Energy, Power, Power factor, Frequency, Unbalance, Temperature, Power quality, Manual operating mechanism with mechanical closing, without Spring charging motor, Ready-to-close signal. switch, Auxiliary switches 2NO+2NC, without Closing coil (CC), manual operating mechanism with mechanical closing, without Remote trip alarm reset coil (RR), without 2nd shunt trip, without 1st Shunt trip | 139100 | 1 | Z\ | 1
3WA1116-4GE11-0AA0 |  | Fixed-mounted circuit breaker IEC 60947-2, frame size 1, 4-poles, N-pole left, In=1600A up to 690V AC 50/60Hz, breaking capacity M Icu=85/66kA at 500/690V, Trip unit ETU600 LSI upgrade ready , colordisplay, bluetooth and USB interface, Protection LT, ST, INST, include N-protection, (internal N-sensor available), incl. trip alarm switch (1xCO), rear connection vertical, with internal voltage tap on lower stab of circuit breaker, with voltage tap module VTM680 and power supply of ETU600, able to communication, integrated metering type PMF-3 Advanced Power Monitor., Voltage, Energy, Power, Power factor, Frequency, Unbalance, Temperature, Power quality, Manual operating mechanism with mechanical closing, without Spring charging motor, Ready-to-close signal. switch, Auxiliary switches 2NO+2NC, without Closing coil (CC), manual operating mechanism with mechanical closing, without Remote trip alarm reset coil (RR), without 2nd shunt trip, without 1st Shunt trip | 168100 | 1 | Z\ | 1
3WA1116-4GE12-0AA0 |  | Fixed-mounted circuit breaker IEC 60947-2, frame size 1, 4-poles, N-pole left, In=1600A up to 690V AC 50/60Hz, breaking capacity M Icu=85/66kA at 500/690V, Trip unit ETU600 LSI upgrade ready , colordisplay, bluetooth and USB interface, Protection LT, ST, INST, include N-protection, (internal N-sensor available), incl. trip alarm switch (1xCO), rear connection horizontal, with internal voltage tap on lower stab of circuit breaker, with voltage tap module VTM680 and power supply of ETU600, able to communication, integrated metering type PMF-3 Advanced Power Monitor., Voltage, Energy, Power, Power factor, Frequency, Unbalance, Temperature, Power quality, Manual operating mechanism with mechanical closing, without Spring charging motor, Ready-to-close signal. switch, Auxiliary switches 2NO+2NC, without Closing coil (CC), manual operating mechanism with mechanical closing, without Remote trip alarm reset coil (RR), without 2nd shunt trip, without 1st Shunt trip | 164100 | 1 | Z\ | 1
3WA1116-4GE13-0AA0 |  | Fixed-mounted circuit breaker IEC 60947-2, frame size 1, 4-poles, N-pole left, In=1600A up to 690V AC 50/60Hz, breaking capacity M Icu=85/66kA at 500/690V, Trip unit ETU600 LSI upgrade ready , colordisplay, bluetooth and USB interface, Protection LT, ST, INST, include N-protection, (internal N-sensor available), incl. trip alarm switch (1xCO), front connection double hole, with internal voltage tap on lower stab of circuit breaker, with voltage tap module VTM680 and power supply of ETU600, able to communication, integrated metering type PMF-3 Advanced Power Monitor., Voltage, Energy, Power, Power factor, Frequency, Unbalance, Temperature, Power quality, Manual operating mechanism with mechanical closing, without Spring charging motor, Ready-to-close signal. switch, Auxiliary switches 2NO+2NC, without Closing coil (CC), manual operating mechanism with mechanical closing, without Remote trip alarm reset coil (RR), without 2nd shunt trip, without 1st Shunt trip | 176100 | 1 | Z\ | 1
3WA1116-4GE21-0AA0 |  | fixed-mounted circuit breaker, IEC 60947-2, size 1, 4-pole, N pole on right, In=1600 A up to 690 V AC 50/60 Hz, breaking capacity M Icu=85/66 kA at 500/690 V, tripping unit ETU600 LSI upgradeable, color display, Bluetooth, USB interface, basic protection LT, ST, INST, including protection of the N conductor (internal neutral point sensor available), trip alarm switch (1 x CO), connection at rear vertical, with internal voltage tap on lower stab of circuit breaker, with voltage tap module VTM680 and power supply of ETU600, able to communication, integrated metering type PMF-3 Advanced Power Monitor., Voltage, Energy, Power, Power factor, Frequency, Unbalance, Temperature, Power quality, Manual operating mechanism with mechanical closing, without Spring charging motor, Ready-to-close signal. switch, Auxiliary switches 2NO+2NC, without Closing coil (CC), manual operating mechanism with mechanical closing, without Remote trip alarm reset coil (RR), without 2nd shunt trip, without 1st Shunt trip | 168100 | 1 | Z\ | 1
3WA1116-4GE22-0AA0 |  | fixed-mounted circuit breaker, IEC 60947-2, size 1, 4-pole, N pole on right, In=1600 A up to 690 V AC 50/60 Hz, breaking capacity M Icu=85/66 kA at 500/690 V, tripping unit ETU600 LSI upgradeable, color display, Bluetooth, USB interface, basic protection LT, ST, INST, including protection of the N conductor (internal neutral point sensor available), trip alarm switch (1 x CO), connection at rear horizontal with internal voltage tap on lower stab of circuit breaker, with voltage tap module VTM680 and power supply of ETU600, able to communication, integrated metering type PMF-3 Advanced Power Monitor., Voltage, Energy, Power, Power factor, Frequency, Unbalance, Temperature, Power quality, Manual operating mechanism with mechanical closing, without Spring charging motor, Ready-to-close signal. switch, Auxiliary switches 2NO+2NC, without Closing coil (CC), manual operating mechanism with mechanical closing, without Remote trip alarm reset coil (RR), without 2nd shunt trip, without 1st Shunt trip | 164100 | 1 | Z\ | 1
3WA1116-4GE23-0AA0 |  | fixed-mounted circuit breaker, IEC 60947-2, size 1, 4-pole, N pole on right, In=1600 A up to 690 V AC 50/60 Hz, breaking capacity M Icu=85/66 kA at 500/690 V, tripping unit ETU600 LSI upgradeable, color display, Bluetooth, USB interface, basic protection LT, ST, INST, including protection of the N conductor (internal neutral point sensor available), trip alarm switch (1 x CO), front connection double hole, with internal voltage tap on lower stab of circuit breaker, with voltage tap module VTM680 and power supply of ETU600, able to communication, integrated metering type PMF-3 Advanced Power Monitor., Voltage, Energy, Power, Power factor, Frequency, Unbalance, Temperature, Power quality, Manual operating mechanism with mechanical closing, without Spring charging motor, Ready-to-close signal. switch, Auxiliary switches 2NO+2NC, without Closing coil (CC), manual operating mechanism with mechanical closing, without Remote trip alarm reset coil (RR), without 2nd shunt trip, without 1st Shunt trip | 176100 | 1 | Z\ | 1
3WA1116-4GE31-0AA0 |  | Withdrawable circuit breaker with guide frame, IEC 60947-2, frame size 1, 3-poles, In=1600A up to 690V AC 50/60Hz, breaking capacity M Icu=85/66kA at 500/690V, Trip unit ETU600 LSI upgrade ready , colordisplay, bluetooth and USB interface, Protection LT, ST, INST, N-protection required an external N-sensor, incl. trip alarm switch (1xCO), rear connection vertical, guide frame with shutter and w/o position signalling switch, with internal voltage tap on lower stab of circuit breaker, with voltage tap module VTM680 and power supply of ETU600, able to communication, integrated metering type PMF-3 Advanced Power Monitor., Voltage, Energy, Power, Power factor, Frequency, Unbalance, Temperature, Power quality, Manual operating mechanism with mechanical closing, without Spring charging motor, Ready-to-close signal. switch, Auxiliary switches 2NO+2NC, without Closing coil (CC), manual operating mechanism with mechanical closing, without Remote trip alarm reset coil (RR), without 2nd shunt trip, without 1st Shunt trip | 170100 | 1 | Z\ | 1
3WA1116-4GE32-0AA0 |  | Withdrawable circuit breaker with guide frame, IEC 60947-2, frame size 1, 3-poles, In=1600A up to 690V AC 50/60Hz, breaking capacity M Icu=85/66kA at 500/690V, Trip unit ETU600 LSI upgrade ready , colordisplay, bluetooth and USB interface, Protection LT, ST, INST, N-protection required an external N-sensor, incl. trip alarm switch (1xCO), rear connection horizontal, guide frame with shutter and w/o position signalling switch, with internal voltage tap on lower stab of circuit breaker, with voltage tap module VTM680 and power supply of ETU600, able to communication, integrated metering type PMF-3 Advanced Power Monitor., Voltage, Energy, Power, Power factor, Frequency, Unbalance, Temperature, Power quality, Manual operating mechanism with mechanical closing, without Spring charging motor, Ready-to-close signal. switch, Auxiliary switches 2NO+2NC, without Closing coil (CC), manual operating mechanism with mechanical closing, without Remote trip alarm reset coil (RR), without 2nd shunt trip, without 1st Shunt trip | 167100 | 1 | Z\ | 1
3WA1116-4GE33-0AA0 |  | Withdrawable circuit breaker with guide frame, IEC 60947-2, frame size 1, 3-poles, In=1600A up to 690V AC 50/60Hz, breaking capacity M Icu=85/66kA at 500/690V, Trip unit ETU600 LSI upgrade ready , colordisplay, bluetooth and USB interface, Protection LT, ST, INST, N-protection required an external N-sensor, incl. trip alarm switch (1xCO), front connection double hole, guide frame with shutter and w/o position signalling switch, with internal voltage tap on lower stab of circuit breaker, with voltage tap module VTM680 and power supply of ETU600, able to communication, integrated metering type PMF-3 Advanced Power Monitor., Voltage, Energy, Power, Power factor, Frequency, Unbalance, Temperature, Power quality, Manual operating mechanism with mechanical closing, without Spring charging motor, Ready-to-close signal. switch, Auxiliary switches 2NO+2NC, without Closing coil (CC), manual operating mechanism with mechanical closing, without Remote trip alarm reset coil (RR), without 2nd shunt trip, without 1st Shunt trip | 175100 | 1 | Z\ | 1
3WA1116-4GE34-0AA0 |  | Withdrawable circuit breaker with guide frame, IEC 60947-2, frame size 1, 3-poles, In=1600A up to 690V AC 50/60Hz, breaking capacity M Icu=85/66kA at 500/690V, Trip unit ETU600 LSI upgrade ready , colordisplay, bluetooth and USB interface, Protection LT, ST, INST, N-protection required an external N-sensor, incl. trip alarm switch (1xCO), rear connection flange, guide frame with shutter and w/o position signalling switch, with internal voltage tap on lower stab of circuit breaker, with voltage tap module VTM680 and power supply of ETU600, able to communication, integrated metering type PMF-3 Advanced Power Monitor., Voltage, Energy, Power, Power factor, Frequency, Unbalance, Temperature, Power quality, Manual operating mechanism with mechanical closing, without Spring charging motor, Ready-to-close signal. switch, Auxiliary switches 2NO+2NC, without Closing coil (CC), manual operating mechanism with mechanical closing, without Remote trip alarm reset coil (RR), without 2nd shunt trip, without 1st Shunt trip | 167100 | 1 | Z\ | 1
3WA1116-4GE41-0AA0 |  | Withdrawable circuit breaker with guide frame, IEC 60947-2, frame size 1, 4-poles, N-pole left, In=1600A up to 690V AC 50/60Hz, breaking capacity M Icu=85/66kA at 500/690V, Trip unit ETU600 LSI upgrade ready , colordisplay, bluetooth and USB interface, Protection LT, ST, INST, include N-protection, (internal N-sensor available), incl. trip alarm switch (1xCO), rear connection vertical, guide frame with shutter and w/o position signalling switch, with internal voltage tap on lower stab of circuit breaker, with voltage tap module VTM680 and power supply of ETU600, able to communication, integrated metering type PMF-3 Advanced Power Monitor., Voltage, Energy, Power, Power factor, Frequency, Unbalance, Temperature, Power quality, Manual operating mechanism with mechanical closing, without Spring charging motor, Ready-to-close signal. switch, Auxiliary switches 2NO+2NC, without Closing coil (CC), manual operating mechanism with mechanical closing, without Remote trip alarm reset coil (RR), without 2nd shunt trip, without 1st Shunt trip | 216100 | 1 | Z\ | 1
3WA1116-4GE42-0AA0 |  | Withdrawable circuit breaker with guide frame, IEC 60947-2, frame size 1, 4-poles, N-pole left, In=1600A up to 690V AC 50/60Hz, breaking capacity M Icu=85/66kA at 500/690V, Trip unit ETU600 LSI upgrade ready , colordisplay, bluetooth and USB interface, Protection LT, ST, INST, include N-protection, (internal N-sensor available), incl. trip alarm switch (1xCO), rear connection horizontal, guide frame with shutter and w/o position signalling switch, with internal voltage tap on lower stab of circuit breaker, with voltage tap module VTM680 and power supply of ETU600, able to communication, integrated metering type PMF-3 Advanced Power Monitor., Voltage, Energy, Power, Power factor, Frequency, Unbalance, Temperature, Power quality, Manual operating mechanism with mechanical closing, without Spring charging motor, Ready-to-close signal. switch, Auxiliary switches 2NO+2NC, without Closing coil (CC), manual operating mechanism with mechanical closing, without Remote trip alarm reset coil (RR), without 2nd shunt trip, without 1st Shunt trip | 212100 | 1 | Z\ | 1
3WA1116-4GE43-0AA0 |  | Withdrawable circuit breaker with guide frame, IEC 60947-2, frame size 1, 4-poles, N-pole left, In=1600A up to 690V AC 50/60Hz, breaking capacity M Icu=85/66kA at 500/690V, Trip unit ETU600 LSI upgrade ready , colordisplay, bluetooth and USB interface, Protection LT, ST, INST, include N-protection, (internal N-sensor available), incl. trip alarm switch (1xCO), front connection double hole, guide frame with shutter and w/o position signalling switch, with internal voltage tap on lower stab of circuit breaker, with voltage tap module VTM680 and power supply of ETU600, able to communication, integrated metering type PMF-3 Advanced Power Monitor., Voltage, Energy, Power, Power factor, Frequency, Unbalance, Temperature, Power quality, Manual operating mechanism with mechanical closing, without Spring charging motor, Ready-to-close signal. switch, Auxiliary switches 2NO+2NC, without Closing coil (CC), manual operating mechanism with mechanical closing, without Remote trip alarm reset coil (RR), without 2nd shunt trip, without 1st Shunt trip | 224100 | 1 | Z\ | 1
3WA1116-4GE44-0AA0 |  | Withdrawable circuit breaker with guide frame, IEC 60947-2, frame size 1, 4-poles, N-pole left, In=1600A up to 690V AC 50/60Hz, breaking capacity M Icu=85/66kA at 500/690V, Trip unit ETU600 LSI upgrade ready , colordisplay, bluetooth and USB interface, Protection LT, ST, INST, include N-protection, (internal N-sensor available), incl. trip alarm switch (1xCO), rear connection flange, guide frame with shutter and w/o position signalling switch, with internal voltage tap on lower stab of circuit breaker, with voltage tap module VTM680 and power supply of ETU600, able to communication, integrated metering type PMF-3 Advanced Power Monitor., Voltage, Energy, Power, Power factor, Frequency, Unbalance, Temperature, Power quality, Manual operating mechanism with mechanical closing, without Spring charging motor, Ready-to-close signal. switch, Auxiliary switches 2NO+2NC, without Closing coil (CC), manual operating mechanism with mechanical closing, without Remote trip alarm reset coil (RR), without 2nd shunt trip, without 1st Shunt trip | 212100 | 1 | Z\ | 1
3WA1116-4GF01-0AA0 |  | Fixed-mounted circuit breaker IEC 60947-2, frame size 1, 3-poles, In=1600A up to 690V AC 50/60Hz, breaking capacity M Icu=85/66kA at 500/690V, Trip unit ETU600 LSIG upgrade ready , colordisplay, bluetooth and USB interface, Protection LT, ST, INST, GFx, N-protection required an external N-sensor, incl. trip alarm switch (1xCO), rear connection vertical, with internal voltage tap on lower stab of circuit breaker, with voltage tap module VTM680 and power supply of ETU600, able to communication, integrated metering type PMF-3 Advanced Power Monitor., Voltage, Energy, Power, Power factor, Frequency, Unbalance, Temperature, Power quality, Manual operating mechanism with mechanical closing, without Spring charging motor, Ready-to-close signal. switch, Auxiliary switches 2NO+2NC, without Closing coil (CC), manual operating mechanism with mechanical closing, without Remote trip alarm reset coil (RR), without 2nd shunt trip, without 1st Shunt trip | 144100 | 1 | Z\ | 1
3WA1116-4GF02-0AA0 |  | Fixed-mounted circuit breaker IEC 60947-2, frame size 1, 3-poles, In=1600A up to 690V AC 50/60Hz, breaking capacity M Icu=85/66kA at 500/690V, Trip unit ETU600 LSIG upgrade ready , colordisplay, bluetooth and USB interface, Protection LT, ST, INST, GFx, N-protection required an external N-sensor, incl. trip alarm switch (1xCO), rear connection horizontal, with internal voltage tap on lower stab of circuit breaker, with voltage tap module VTM680 and power supply of ETU600, able to communication, integrated metering type PMF-3 Advanced Power Monitor., Voltage, Energy, Power, Power factor, Frequency, Unbalance, Temperature, Power quality, Manual operating mechanism with mechanical closing, without Spring charging motor, Ready-to-close signal. switch, Auxiliary switches 2NO+2NC, without Closing coil (CC), manual operating mechanism with mechanical closing, without Remote trip alarm reset coil (RR), without 2nd shunt trip, without 1st Shunt trip | 141100 | 1 | Z\ | 1
3WA1116-4GF03-0AA0 |  | Fixed-mounted circuit breaker IEC 60947-2, frame size 1, 3-poles, In=1600A up to 690V AC 50/60Hz, breaking capacity M Icu=85/66kA at 500/690V, Trip unit ETU600 LSIG upgrade ready , colordisplay, bluetooth and USB interface, Protection LT, ST, INST, GFx, N-protection required an external N-sensor, incl. trip alarm switch (1xCO), front connection double hole, with internal voltage tap on lower stab of circuit breaker, with voltage tap module VTM680 and power supply of ETU600, able to communication, integrated metering type PMF-3 Advanced Power Monitor., Voltage, Energy, Power, Power factor, Frequency, Unbalance, Temperature, Power quality, Manual operating mechanism with mechanical closing, without Spring charging motor, Ready-to-close signal. switch, Auxiliary switches 2NO+2NC, without Closing coil (CC), manual operating mechanism with mechanical closing, without Remote trip alarm reset coil (RR), without 2nd shunt trip, without 1st Shunt trip | 149100 | 1 | Z\ | 1
3WA1116-4GF11-0AA0 |  | Fixed-mounted circuit breaker IEC 60947-2, frame size 1, 4-poles, N-pole left, In=1600A up to 690V AC 50/60Hz, breaking capacity M Icu=85/66kA at 500/690V, Trip unit ETU600 LSIG upgrade ready , colordisplay, bluetooth and USB interface, Protection LT, ST, INST, GFx, include N-protection, (internal N-sensor available), incl. trip alarm switch (1xCO), rear connection vertical, with internal voltage tap on lower stab of circuit breaker, with voltage tap module VTM680 and power supply of ETU600, able to communication, integrated metering type PMF-3 Advanced Power Monitor., Voltage, Energy, Power, Power factor, Frequency, Unbalance, Temperature, Power quality, Manual operating mechanism with mechanical closing, without Spring charging motor, Ready-to-close signal. switch, Auxiliary switches 2NO+2NC, without Closing coil (CC), manual operating mechanism with mechanical closing, without Remote trip alarm reset coil (RR), without 2nd shunt trip, without 1st Shunt trip | 179100 | 1 | Z\ | 1
3WA1116-4GF12-0AA0 |  | Fixed-mounted circuit breaker IEC 60947-2, frame size 1, 4-poles, N-pole left, In=1600A up to 690V AC 50/60Hz, breaking capacity M Icu=85/66kA at 500/690V, Trip unit ETU600 LSIG upgrade ready , colordisplay, bluetooth and USB interface, Protection LT, ST, INST, GFx, include N-protection, (internal N-sensor available), incl. trip alarm switch (1xCO), rear connection horizontal, with internal voltage tap on lower stab of circuit breaker, with voltage tap module VTM680 and power supply of ETU600, able to communication, integrated metering type PMF-3 Advanced Power Monitor., Voltage, Energy, Power, Power factor, Frequency, Unbalance, Temperature, Power quality, Manual operating mechanism with mechanical closing, without Spring charging motor, Ready-to-close signal. switch, Auxiliary switches 2NO+2NC, without Closing coil (CC), manual operating mechanism with mechanical closing, without Remote trip alarm reset coil (RR), without 2nd shunt trip, without 1st Shunt trip | 175100 | 1 | Z\ | 1
3WA1116-4GF13-0AA0 |  | Fixed-mounted circuit breaker IEC 60947-2, frame size 1, 4-poles, N-pole left, In=1600A up to 690V AC 50/60Hz, breaking capacity M Icu=85/66kA at 500/690V, Trip unit ETU600 LSIG upgrade ready , colordisplay, bluetooth and USB interface, Protection LT, ST, INST, GFx, include N-protection, (internal N-sensor available), incl. trip alarm switch (1xCO), front connection double hole, with internal voltage tap on lower stab of circuit breaker, with voltage tap module VTM680 and power supply of ETU600, able to communication, integrated metering type PMF-3 Advanced Power Monitor., Voltage, Energy, Power, Power factor, Frequency, Unbalance, Temperature, Power quality, Manual operating mechanism with mechanical closing, without Spring charging motor, Ready-to-close signal. switch, Auxiliary switches 2NO+2NC, without Closing coil (CC), manual operating mechanism with mechanical closing, without Remote trip alarm reset coil (RR), without 2nd shunt trip, without 1st Shunt trip | 186100 | 1 | Z\ | 1
3WA1116-4GF21-0AA0 |  | fixed-mounted circuit breaker, IEC 60947-2, size 1, 4-pole, N pole on right, In=1600 A up to 690 V AC 50/60 Hz, breaking capacity M Icu=85/66 kA at 500/690 V, tripping unit ETU600 LSIG upgradeable, color display, Bluetooth, USB interface, basic protection LT, ST, INST, GFx, including protection of the N conductor (internal neutral point sensor available), trip alarm switch (1 x CO), connection at rear vertical, with internal voltage tap on lower stab of circuit breaker, with voltage tap module VTM680 and power supply of ETU600, able to communication, integrated metering type PMF-3 Advanced Power Monitor., Voltage, Energy, Power, Power factor, Frequency, Unbalance, Temperature, Power quality, Manual operating mechanism with mechanical closing, without Spring charging motor, Ready-to-close signal. switch, Auxiliary switches 2NO+2NC, without Closing coil (CC), manual operating mechanism with mechanical closing, without Remote trip alarm reset coil (RR), without 2nd shunt trip, without 1st Shunt trip | 179100 | 1 | Z\ | 1
3WA1116-4GF22-0AA0 |  | fixed-mounted circuit breaker, IEC 60947-2, size 1, 4-pole, N pole on right, In=1600 A up to 690 V AC 50/60 Hz, breaking capacity M Icu=85/66 kA at 500/690 V, tripping unit ETU600 LSIG upgradeable, color display, Bluetooth, USB interface, basic protection LT, ST, INST, GFx, including protection of the N conductor (internal neutral point sensor available), trip alarm switch (1 x CO), connection at rear horizontal with internal voltage tap on lower stab of circuit breaker, with voltage tap module VTM680 and power supply of ETU600, able to communication, integrated metering type PMF-3 Advanced Power Monitor., Voltage, Energy, Power, Power factor, Frequency, Unbalance, Temperature, Power quality, Manual operating mechanism with mechanical closing, without Spring charging motor, Ready-to-close signal. switch, Auxiliary switches 2NO+2NC, without Closing coil (CC), manual operating mechanism with mechanical closing, without Remote trip alarm reset coil (RR), without 2nd shunt trip, without 1st Shunt trip | 175100 | 1 | Z\ | 1
3WA1116-4GF23-0AA0 |  | fixed-mounted circuit breaker, IEC 60947-2, size 1, 4-pole, N pole on right, In=1600 A up to 690 V AC 50/60 Hz, breaking capacity M Icu=85/66 kA at 500/690 V, tripping unit ETU600 LSIG upgradeable, color display, Bluetooth, USB interface, basic protection LT, ST, INST, GFx, including protection of the N conductor (internal neutral point sensor available), trip alarm switch (1 x CO), front connection double hole, with internal voltage tap on lower stab of circuit breaker, with voltage tap module VTM680 and power supply of ETU600, able to communication, integrated metering type PMF-3 Advanced Power Monitor., Voltage, Energy, Power, Power factor, Frequency, Unbalance, Temperature, Power quality, Manual operating mechanism with mechanical closing, without Spring charging motor, Ready-to-close signal. switch, Auxiliary switches 2NO+2NC, without Closing coil (CC), manual operating mechanism with mechanical closing, without Remote trip alarm reset coil (RR), without 2nd shunt trip, without 1st Shunt trip | 186100 | 1 | Z\ | 1
3WA1116-4GF31-0AA0 |  | Withdrawable circuit breaker with guide frame, IEC 60947-2, frame size 1, 3-poles, In=1600A up to 690V AC 50/60Hz, breaking capacity M Icu=85/66kA at 500/690V, Trip unit ETU600 LSIG upgrade ready , colordisplay, bluetooth and USB interface, Protection LT, ST, INST, GFx, N-protection required an external N-sensor, incl. trip alarm switch (1xCO), rear connection vertical, guide frame with shutter and w/o position signalling switch, with internal voltage tap on lower stab of circuit breaker, with voltage tap module VTM680 and power supply of ETU600, able to communication, integrated metering type PMF-3 Advanced Power Monitor., Voltage, Energy, Power, Power factor, Frequency, Unbalance, Temperature, Power quality, Manual operating mechanism with mechanical closing, without Spring charging motor, Ready-to-close signal. switch, Auxiliary switches 2NO+2NC, without Closing coil (CC), manual operating mechanism with mechanical closing, without Remote trip alarm reset coil (RR), without 2nd shunt trip, without 1st Shunt trip | 180100 | 1 | Z\ | 1
3WA1116-4GF32-0AA0 |  | Withdrawable circuit breaker with guide frame, IEC 60947-2, frame size 1, 3-poles, In=1600A up to 690V AC 50/60Hz, breaking capacity M Icu=85/66kA at 500/690V, Trip unit ETU600 LSIG upgrade ready , colordisplay, bluetooth and USB interface, Protection LT, ST, INST, GFx, N-protection required an external N-sensor, incl. trip alarm switch (1xCO), rear connection horizontal, guide frame with shutter and w/o position signalling switch, with internal voltage tap on lower stab of circuit breaker, with voltage tap module VTM680 and power supply of ETU600, able to communication, integrated metering type PMF-3 Advanced Power Monitor., Voltage, Energy, Power, Power factor, Frequency, Unbalance, Temperature, Power quality, Manual operating mechanism with mechanical closing, without Spring charging motor, Ready-to-close signal. switch, Auxiliary switches 2NO+2NC, without Closing coil (CC), manual operating mechanism with mechanical closing, without Remote trip alarm reset coil (RR), without 2nd shunt trip, without 1st Shunt trip | 177100 | 1 | Z\ | 1
3WA1116-4GF33-0AA0 |  | Withdrawable circuit breaker with guide frame, IEC 60947-2, frame size 1, 3-poles, In=1600A up to 690V AC 50/60Hz, breaking capacity M Icu=85/66kA at 500/690V, Trip unit ETU600 LSIG upgrade ready , colordisplay, bluetooth and USB interface, Protection LT, ST, INST, GFx, N-protection required an external N-sensor, incl. trip alarm switch (1xCO), front connection double hole, guide frame with shutter and w/o position signalling switch, with internal voltage tap on lower stab of circuit breaker, with voltage tap module VTM680 and power supply of ETU600, able to communication, integrated metering type PMF-3 Advanced Power Monitor., Voltage, Energy, Power, Power factor, Frequency, Unbalance, Temperature, Power quality, Manual operating mechanism with mechanical closing, without Spring charging motor, Ready-to-close signal. switch, Auxiliary switches 2NO+2NC, without Closing coil (CC), manual operating mechanism with mechanical closing, without Remote trip alarm reset coil (RR), without 2nd shunt trip, without 1st Shunt trip | 186100 | 1 | Z\ | 1
3WA1116-4GF34-0AA0 |  | Withdrawable circuit breaker with guide frame, IEC 60947-2, frame size 1, 3-poles, In=1600A up to 690V AC 50/60Hz, breaking capacity M Icu=85/66kA at 500/690V, Trip unit ETU600 LSIG upgrade ready , colordisplay, bluetooth and USB interface, Protection LT, ST, INST, GFx, N-protection required an external N-sensor, incl. trip alarm switch (1xCO), rear connection flange, guide frame with shutter and w/o position signalling switch, with internal voltage tap on lower stab of circuit breaker, with voltage tap module VTM680 and power supply of ETU600, able to communication, integrated metering type PMF-3 Advanced Power Monitor., Voltage, Energy, Power, Power factor, Frequency, Unbalance, Temperature, Power quality, Manual operating mechanism with mechanical closing, without Spring charging motor, Ready-to-close signal. switch, Auxiliary switches 2NO+2NC, without Closing coil (CC), manual operating mechanism with mechanical closing, without Remote trip alarm reset coil (RR), without 2nd shunt trip, without 1st Shunt trip | 177100 | 1 | Z\ | 1
3WA1116-4GF41-0AA0 |  | Withdrawable circuit breaker with guide frame, IEC 60947-2, frame size 1, 4-poles, N-pole left, In=1600A up to 690V AC 50/60Hz, breaking capacity M Icu=85/66kA at 500/690V, Trip unit ETU600 LSIG upgrade ready , colordisplay, bluetooth and USB interface, Protection LT, ST, INST, GFx, include N-protection, (internal N-sensor available), incl. trip alarm switch (1xCO), rear connection vertical, guide frame with shutter and w/o position signalling switch, with internal voltage tap on lower stab of circuit breaker, with voltage tap module VTM680 and power supply of ETU600, able to communication, integrated metering type PMF-3 Advanced Power Monitor., Voltage, Energy, Power, Power factor, Frequency, Unbalance, Temperature, Power quality, Manual operating mechanism with mechanical closing, without Spring charging motor, Ready-to-close signal. switch, Auxiliary switches 2NO+2NC, without Closing coil (CC), manual operating mechanism with mechanical closing, without Remote trip alarm reset coil (RR), without 2nd shunt trip, without 1st Shunt trip | 227100 | 1 | Z\ | 1
3WA1116-4GF42-0AA0 |  | Withdrawable circuit breaker with guide frame, IEC 60947-2, frame size 1, 4-poles, N-pole left, In=1600A up to 690V AC 50/60Hz, breaking capacity M Icu=85/66kA at 500/690V, Trip unit ETU600 LSIG upgrade ready , colordisplay, bluetooth and USB interface, Protection LT, ST, INST, GFx, include N-protection, (internal N-sensor available), incl. trip alarm switch (1xCO), rear connection horizontal, guide frame with shutter and w/o position signalling switch, with internal voltage tap on lower stab of circuit breaker, with voltage tap module VTM680 and power supply of ETU600, able to communication, integrated metering type PMF-3 Advanced Power Monitor., Voltage, Energy, Power, Power factor, Frequency, Unbalance, Temperature, Power quality, Manual operating mechanism with mechanical closing, without Spring charging motor, Ready-to-close signal. switch, Auxiliary switches 2NO+2NC, without Closing coil (CC), manual operating mechanism with mechanical closing, without Remote trip alarm reset coil (RR), without 2nd shunt trip, without 1st Shunt trip | 223100 | 1 | Z\ | 1
3WA1116-4GF43-0AA0 |  | Withdrawable circuit breaker with guide frame, IEC 60947-2, frame size 1, 4-poles, N-pole left, In=1600A up to 690V AC 50/60Hz, breaking capacity M Icu=85/66kA at 500/690V, Trip unit ETU600 LSIG upgrade ready , colordisplay, bluetooth and USB interface, Protection LT, ST, INST, GFx, include N-protection, (internal N-sensor available), incl. trip alarm switch (1xCO), front connection double hole, guide frame with shutter and w/o position signalling switch, with internal voltage tap on lower stab of circuit breaker, with voltage tap module VTM680 and power supply of ETU600, able to communication, integrated metering type PMF-3 Advanced Power Monitor., Voltage, Energy, Power, Power factor, Frequency, Unbalance, Temperature, Power quality, Manual operating mechanism with mechanical closing, without Spring charging motor, Ready-to-close signal. switch, Auxiliary switches 2NO+2NC, without Closing coil (CC), manual operating mechanism with mechanical closing, without Remote trip alarm reset coil (RR), without 2nd shunt trip, without 1st Shunt trip | 234100 | 1 | Z\ | 1
3WA1116-4GF44-0AA0 |  | Withdrawable circuit breaker with guide frame, IEC 60947-2, frame size 1, 4-poles, N-pole left, In=1600A up to 690V AC 50/60Hz, breaking capacity M Icu=85/66kA at 500/690V, Trip unit ETU600 LSIG upgrade ready , colordisplay, bluetooth and USB interface, Protection LT, ST, INST, GFx, include N-protection, (internal N-sensor available), incl. trip alarm switch (1xCO), rear connection flange, guide frame with shutter and w/o position signalling switch, with internal voltage tap on lower stab of circuit breaker, with voltage tap module VTM680 and power supply of ETU600, able to communication, integrated metering type PMF-3 Advanced Power Monitor., Voltage, Energy, Power, Power factor, Frequency, Unbalance, Temperature, Power quality, Manual operating mechanism with mechanical closing, without Spring charging motor, Ready-to-close signal. switch, Auxiliary switches 2NO+2NC, without Closing coil (CC), manual operating mechanism with mechanical closing, without Remote trip alarm reset coil (RR), without 2nd shunt trip, without 1st Shunt trip | 223100 | 1 | Z\ | 1
3WA1116-4LE01-0AA0 |  | Fixed-mounted circuit breaker IEC 60947-2, frame size 1, 3-poles, In=1600A up to 690V AC 50/60Hz, breaking capacity M Icu=85/66kA at 500/690V, Trip unit ETU600 LSI upgrade ready , colordisplay, bluetooth and USB interface, Protection LT, ST, INST, N-protection required an external N-sensor, incl. trip alarm switch (1xCO), rear connection vertical, with internal voltage tap on upper stab of circuit breaker, with voltage tap module VTM680 and power supply of ETU600, able to communication, integrated metering type PMF-1 Energy Efficiency, Voltage, Active energy Ea Manual operating mechanism with mechanical closing, without Spring charging motor, Ready-to-close signal. switch, Auxiliary switches 2NO+2NC, without Closing coil (CC), manual operating mechanism with mechanical closing, without Remote trip alarm reset coil (RR), without 2nd shunt trip, without 1st Shunt trip | 117870 | 1 | Z\ | 1
3WA1116-4LE02-0AA0 |  | Fixed-mounted circuit breaker IEC 60947-2, frame size 1, 3-poles, In=1600A up to 690V AC 50/60Hz, breaking capacity M Icu=85/66kA at 500/690V, Trip unit ETU600 LSI upgrade ready , colordisplay, bluetooth and USB interface, Protection LT, ST, INST, N-protection required an external N-sensor, incl. trip alarm switch (1xCO), rear connection horizontal, with internal voltage tap on upper stab of circuit breaker, with voltage tap module VTM680 and power supply of ETU600, able to communication, integrated metering type PMF-1 Energy Efficiency, Voltage, Active energy Ea Manual operating mechanism with mechanical closing, without Spring charging motor, Ready-to-close signal. switch, Auxiliary switches 2NO+2NC, without Closing coil (CC), manual operating mechanism with mechanical closing, without Remote trip alarm reset coil (RR), without 2nd shunt trip, without 1st Shunt trip | 114870 | 1 | Z\ | 1
3WA1116-4LE03-0AA0 |  | Fixed-mounted circuit breaker IEC 60947-2, frame size 1, 3-poles, In=1600A up to 690V AC 50/60Hz, breaking capacity M Icu=85/66kA at 500/690V, Trip unit ETU600 LSI upgrade ready , colordisplay, bluetooth and USB interface, Protection LT, ST, INST, N-protection required an external N-sensor, incl. trip alarm switch (1xCO), front connection double hole, with internal voltage tap on upper stab of circuit breaker, with voltage tap module VTM680 and power supply of ETU600, able to communication, integrated metering type PMF-1 Energy Efficiency, Voltage, Active energy Ea Manual operating mechanism with mechanical closing, without Spring charging motor, Ready-to-close signal. switch, Auxiliary switches 2NO+2NC, without Closing coil (CC), manual operating mechanism with mechanical closing, without Remote trip alarm reset coil (RR), without 2nd shunt trip, without 1st Shunt trip | 123870 | 1 | Z\ | 1
3WA1116-4LE11-0AA0 |  | Fixed-mounted circuit breaker IEC 60947-2, frame size 1, 4-poles, N-pole left, In=1600A up to 690V AC 50/60Hz, breaking capacity M Icu=85/66kA at 500/690V, Trip unit ETU600 LSI upgrade ready , colordisplay, bluetooth and USB interface, Protection LT, ST, INST, include N-protection, (internal N-sensor available), incl. trip alarm switch (1xCO), rear connection vertical, with internal voltage tap on upper stab of circuit breaker, with voltage tap module VTM680 and power supply of ETU600, able to communication, integrated metering type PMF-1 Energy Efficiency, Voltage, Active energy Ea Manual operating mechanism with mechanical closing, without Spring charging motor, Ready-to-close signal. switch, Auxiliary switches 2NO+2NC, without Closing coil (CC), manual operating mechanism with mechanical closing, without Remote trip alarm reset coil (RR), without 2nd shunt trip, without 1st Shunt trip | 152870 | 1 | Z\ | 1
3WA1116-4LE12-0AA0 |  | Fixed-mounted circuit breaker IEC 60947-2, frame size 1, 4-poles, N-pole left, In=1600A up to 690V AC 50/60Hz, breaking capacity M Icu=85/66kA at 500/690V, Trip unit ETU600 LSI upgrade ready , colordisplay, bluetooth and USB interface, Protection LT, ST, INST, include N-protection, (internal N-sensor available), incl. trip alarm switch (1xCO), rear connection horizontal, with internal voltage tap on upper stab of circuit breaker, with voltage tap module VTM680 and power supply of ETU600, able to communication, integrated metering type PMF-1 Energy Efficiency, Voltage, Active energy Ea Manual operating mechanism with mechanical closing, without Spring charging motor, Ready-to-close signal. switch, Auxiliary switches 2NO+2NC, without Closing coil (CC), manual operating mechanism with mechanical closing, without Remote trip alarm reset coil (RR), without 2nd shunt trip, without 1st Shunt trip | 148870 | 1 | Z\ | 1
3WA1116-4LE13-0AA0 |  | Fixed-mounted circuit breaker IEC 60947-2, frame size 1, 4-poles, N-pole left, In=1600A up to 690V AC 50/60Hz, breaking capacity M Icu=85/66kA at 500/690V, Trip unit ETU600 LSI upgrade ready , colordisplay, bluetooth and USB interface, Protection LT, ST, INST, include N-protection, (internal N-sensor available), incl. trip alarm switch (1xCO), front connection double hole, with internal voltage tap on upper stab of circuit breaker, with voltage tap module VTM680 and power supply of ETU600, able to communication, integrated metering type PMF-1 Energy Efficiency, Voltage, Active energy Ea Manual operating mechanism with mechanical closing, without Spring charging motor, Ready-to-close signal. switch, Auxiliary switches 2NO+2NC, without Closing coil (CC), manual operating mechanism with mechanical closing, without Remote trip alarm reset coil (RR), without 2nd shunt trip, without 1st Shunt trip | 160870 | 1 | Z\ | 1
3WA1116-4LE21-0AA0 |  | fixed-mounted circuit breaker, IEC 60947-2, size 1, 4-pole, N pole on right, In=1600 A up to 690 V AC 50/60 Hz, breaking capacity M Icu=85/66 kA at 500/690 V, tripping unit ETU600 LSI upgradeable, color display, Bluetooth, USB interface, basic protection LT, ST, INST, including protection of the N conductor (internal neutral point sensor available), trip alarm switch (1 x CO), connection at rear vertical, with internal voltage tap on upper stab of circuit breaker, with voltage tap module VTM680 and power supply of ETU600, able to communication, integrated metering type PMF-1 Energy Efficiency, Voltage, Active energy Ea Manual operating mechanism with mechanical closing, without Spring charging motor, Ready-to-close signal. switch, Auxiliary switches 2NO+2NC, without Closing coil (CC), manual operating mechanism with mechanical closing, without Remote trip alarm reset coil (RR), without 2nd shunt trip, without 1st Shunt trip | 152870 | 1 | Z\ | 1
3WA1116-4LE22-0AA0 |  | fixed-mounted circuit breaker, IEC 60947-2, size 1, 4-pole, N pole on right, In=1600 A up to 690 V AC 50/60 Hz, breaking capacity M Icu=85/66 kA at 500/690 V, tripping unit ETU600 LSI upgradeable, color display, Bluetooth, USB interface, basic protection LT, ST, INST, including protection of the N conductor (internal neutral point sensor available), trip alarm switch (1 x CO), connection at rear horizontal with internal voltage tap on upper stab of circuit breaker, with voltage tap module VTM680 and power supply of ETU600, able to communication, integrated metering type PMF-1 Energy Efficiency, Voltage, Active energy Ea Manual operating mechanism with mechanical closing, without Spring charging motor, Ready-to-close signal. switch, Auxiliary switches 2NO+2NC, without Closing coil (CC), manual operating mechanism with mechanical closing, without Remote trip alarm reset coil (RR), without 2nd shunt trip, without 1st Shunt trip | 148870 | 1 | Z\ | 1
3WA1116-4LE23-0AA0 |  | fixed-mounted circuit breaker, IEC 60947-2, size 1, 4-pole, N pole on right, In=1600 A up to 690 V AC 50/60 Hz, breaking capacity M Icu=85/66 kA at 500/690 V, tripping unit ETU600 LSI upgradeable, color display, Bluetooth, USB interface, basic protection LT, ST, INST, including protection of the N conductor (internal neutral point sensor available), trip alarm switch (1 x CO), front connection double hole, with internal voltage tap on upper stab of circuit breaker, with voltage tap module VTM680 and power supply of ETU600, able to communication, integrated metering type PMF-1 Energy Efficiency, Voltage, Active energy Ea Manual operating mechanism with mechanical closing, without Spring charging motor, Ready-to-close signal. switch, Auxiliary switches 2NO+2NC, without Closing coil (CC), manual operating mechanism with mechanical closing, without Remote trip alarm reset coil (RR), without 2nd shunt trip, without 1st Shunt trip | 160870 | 1 | Z\ | 1
3WA1116-4LE31-0AA0 |  | Withdrawable circuit breaker with guide frame, IEC 60947-2, frame size 1, 3-poles, In=1600A up to 690V AC 50/60Hz, breaking capacity M Icu=85/66kA at 500/690V, Trip unit ETU600 LSI upgrade ready , colordisplay, bluetooth and USB interface, Protection LT, ST, INST, N-protection required an external N-sensor, incl. trip alarm switch (1xCO), rear connection vertical, guide frame with shutter and w/o position signalling switch, with internal voltage tap on upper stab of circuit breaker, with voltage tap module VTM680 and power supply of ETU600, able to communication, integrated metering type PMF-1 Energy Efficiency, Voltage, Active energy Ea Manual operating mechanism with mechanical closing, without Spring charging motor, Ready-to-close signal. switch, Auxiliary switches 2NO+2NC, without Closing coil (CC), manual operating mechanism with mechanical closing, without Remote trip alarm reset coil (RR), without 2nd shunt trip, without 1st Shunt trip | 154870 | 1 | Z\ | 1
3WA1116-4LE32-0AA0 |  | Withdrawable circuit breaker with guide frame, IEC 60947-2, frame size 1, 3-poles, In=1600A up to 690V AC 50/60Hz, breaking capacity M Icu=85/66kA at 500/690V, Trip unit ETU600 LSI upgrade ready , colordisplay, bluetooth and USB interface, Protection LT, ST, INST, N-protection required an external N-sensor, incl. trip alarm switch (1xCO), rear connection horizontal, guide frame with shutter and w/o position signalling switch, with internal voltage tap on upper stab of circuit breaker, with voltage tap module VTM680 and power supply of ETU600, able to communication, integrated metering type PMF-1 Energy Efficiency, Voltage, Active energy Ea Manual operating mechanism with mechanical closing, without Spring charging motor, Ready-to-close signal. switch, Auxiliary switches 2NO+2NC, without Closing coil (CC), manual operating mechanism with mechanical closing, without Remote trip alarm reset coil (RR), without 2nd shunt trip, without 1st Shunt trip | 151870 | 1 | Z\ | 1
3WA1116-4LE33-0AA0 |  | Withdrawable circuit breaker with guide frame, IEC 60947-2, frame size 1, 3-poles, In=1600A up to 690V AC 50/60Hz, breaking capacity M Icu=85/66kA at 500/690V, Trip unit ETU600 LSI upgrade ready , colordisplay, bluetooth and USB interface, Protection LT, ST, INST, N-protection required an external N-sensor, incl. trip alarm switch (1xCO), front connection double hole, guide frame with shutter and w/o position signalling switch, with internal voltage tap on upper stab of circuit breaker, with voltage tap module VTM680 and power supply of ETU600, able to communication, integrated metering type PMF-1 Energy Efficiency, Voltage, Active energy Ea Manual operating mechanism with mechanical closing, without Spring charging motor, Ready-to-close signal. switch, Auxiliary switches 2NO+2NC, without Closing coil (CC), manual operating mechanism with mechanical closing, without Remote trip alarm reset coil (RR), without 2nd shunt trip, without 1st Shunt trip | 159870 | 1 | Z\ | 1
3WA1116-4LE34-0AA0 |  | Withdrawable circuit breaker with guide frame, IEC 60947-2, frame size 1, 3-poles, In=1600A up to 690V AC 50/60Hz, breaking capacity M Icu=85/66kA at 500/690V, Trip unit ETU600 LSI upgrade ready , colordisplay, bluetooth and USB interface, Protection LT, ST, INST, N-protection required an external N-sensor, incl. trip alarm switch (1xCO), rear connection flange, guide frame with shutter and w/o position signalling switch, with internal voltage tap on upper stab of circuit breaker, with voltage tap module VTM680 and power supply of ETU600, able to communication, integrated metering type PMF-1 Energy Efficiency, Voltage, Active energy Ea Manual operating mechanism with mechanical closing, without Spring charging motor, Ready-to-close signal. switch, Auxiliary switches 2NO+2NC, without Closing coil (CC), manual operating mechanism with mechanical closing, without Remote trip alarm reset coil (RR), without 2nd shunt trip, without 1st Shunt trip | 151870 | 1 | Z\ | 1
3WA1116-4LE41-0AA0 |  | Withdrawable circuit breaker with guide frame, IEC 60947-2, frame size 1, 4-poles, N-pole left, In=1600A up to 690V AC 50/60Hz, breaking capacity M Icu=85/66kA at 500/690V, Trip unit ETU600 LSI upgrade ready , colordisplay, bluetooth and USB interface, Protection LT, ST, INST, include N-protection, (internal N-sensor available), incl. trip alarm switch (1xCO), rear connection vertical, guide frame with shutter and w/o position signalling switch, with internal voltage tap on upper stab of circuit breaker, with voltage tap module VTM680 and power supply of ETU600, able to communication, integrated metering type PMF-1 Energy Efficiency, Voltage, Active energy Ea Manual operating mechanism with mechanical closing, without Spring charging motor, Ready-to-close signal. switch, Auxiliary switches 2NO+2NC, without Closing coil (CC), manual operating mechanism with mechanical closing, without Remote trip alarm reset coil (RR), without 2nd shunt trip, without 1st Shunt trip | 200870 | 1 | Z\ | 1
3WA1116-4LE42-0AA0 |  | Withdrawable circuit breaker with guide frame, IEC 60947-2, frame size 1, 4-poles, N-pole left, In=1600A up to 690V AC 50/60Hz, breaking capacity M Icu=85/66kA at 500/690V, Trip unit ETU600 LSI upgrade ready , colordisplay, bluetooth and USB interface, Protection LT, ST, INST, include N-protection, (internal N-sensor available), incl. trip alarm switch (1xCO), rear connection horizontal, guide frame with shutter and w/o position signalling switch, with internal voltage tap on upper stab of circuit breaker, with voltage tap module VTM680 and power supply of ETU600, able to communication, integrated metering type PMF-1 Energy Efficiency, Voltage, Active energy Ea Manual operating mechanism with mechanical closing, without Spring charging motor, Ready-to-close signal. switch, Auxiliary switches 2NO+2NC, without Closing coil (CC), manual operating mechanism with mechanical closing, without Remote trip alarm reset coil (RR), without 2nd shunt trip, without 1st Shunt trip | 196870 | 1 | Z\ | 1
3WA1116-4LE43-0AA0 |  | Withdrawable circuit breaker with guide frame, IEC 60947-2, frame size 1, 4-poles, N-pole left, In=1600A up to 690V AC 50/60Hz, breaking capacity M Icu=85/66kA at 500/690V, Trip unit ETU600 LSI upgrade ready , colordisplay, bluetooth and USB interface, Protection LT, ST, INST, include N-protection, (internal N-sensor available), incl. trip alarm switch (1xCO), front connection double hole, guide frame with shutter and w/o position signalling switch, with internal voltage tap on upper stab of circuit breaker, with voltage tap module VTM680 and power supply of ETU600, able to communication, integrated metering type PMF-1 Energy Efficiency, Voltage, Active energy Ea Manual operating mechanism with mechanical closing, without Spring charging motor, Ready-to-close signal. switch, Auxiliary switches 2NO+2NC, without Closing coil (CC), manual operating mechanism with mechanical closing, without Remote trip alarm reset coil (RR), without 2nd shunt trip, without 1st Shunt trip | 208870 | 1 | Z\ | 1
3WA1116-4LE44-0AA0 |  | Withdrawable circuit breaker with guide frame, IEC 60947-2, frame size 1, 4-poles, N-pole left, In=1600A up to 690V AC 50/60Hz, breaking capacity M Icu=85/66kA at 500/690V, Trip unit ETU600 LSI upgrade ready , colordisplay, bluetooth and USB interface, Protection LT, ST, INST, include N-protection, (internal N-sensor available), incl. trip alarm switch (1xCO), rear connection flange, guide frame with shutter and w/o position signalling switch, with internal voltage tap on upper stab of circuit breaker, with voltage tap module VTM680 and power supply of ETU600, able to communication, integrated metering type PMF-1 Energy Efficiency, Voltage, Active energy Ea Manual operating mechanism with mechanical closing, without Spring charging motor, Ready-to-close signal. switch, Auxiliary switches 2NO+2NC, without Closing coil (CC), manual operating mechanism with mechanical closing, without Remote trip alarm reset coil (RR), without 2nd shunt trip, without 1st Shunt trip | 196870 | 1 | Z\ | 1
3WA1116-4LF01-0AA0 |  | Fixed-mounted circuit breaker IEC 60947-2, frame size 1, 3-poles, In=1600A up to 690V AC 50/60Hz, breaking capacity M Icu=85/66kA at 500/690V, Trip unit ETU600 LSIG upgrade ready , colordisplay, bluetooth and USB interface, Protection LT, ST, INST, GFx, N-protection required an external N-sensor, incl. trip alarm switch (1xCO), rear connection vertical, with internal voltage tap on upper stab of circuit breaker, with voltage tap module VTM680 and power supply of ETU600, able to communication, integrated metering type PMF-1 Energy Efficiency, Voltage, Active energy Ea Manual operating mechanism with mechanical closing, without Spring charging motor, Ready-to-close signal. switch, Auxiliary switches 2NO+2NC, without Closing coil (CC), manual operating mechanism with mechanical closing, without Remote trip alarm reset coil (RR), without 2nd shunt trip, without 1st Shunt trip | 128870 | 1 | Z\ | 1
3WA1116-4LF02-0AA0 |  | Fixed-mounted circuit breaker IEC 60947-2, frame size 1, 3-poles, In=1600A up to 690V AC 50/60Hz, breaking capacity M Icu=85/66kA at 500/690V, Trip unit ETU600 LSIG upgrade ready , colordisplay, bluetooth and USB interface, Protection LT, ST, INST, GFx, N-protection required an external N-sensor, incl. trip alarm switch (1xCO), rear connection horizontal, with internal voltage tap on upper stab of circuit breaker, with voltage tap module VTM680 and power supply of ETU600, able to communication, integrated metering type PMF-1 Energy Efficiency, Voltage, Active energy Ea Manual operating mechanism with mechanical closing, without Spring charging motor, Ready-to-close signal. switch, Auxiliary switches 2NO+2NC, without Closing coil (CC), manual operating mechanism with mechanical closing, without Remote trip alarm reset coil (RR), without 2nd shunt trip, without 1st Shunt trip | 125870 | 1 | Z\ | 1
3WA1116-4LF03-0AA0 |  | Fixed-mounted circuit breaker IEC 60947-2, frame size 1, 3-poles, In=1600A up to 690V AC 50/60Hz, breaking capacity M Icu=85/66kA at 500/690V, Trip unit ETU600 LSIG upgrade ready , colordisplay, bluetooth and USB interface, Protection LT, ST, INST, GFx, N-protection required an external N-sensor, incl. trip alarm switch (1xCO), front connection double hole, with internal voltage tap on upper stab of circuit breaker, with voltage tap module VTM680 and power supply of ETU600, able to communication, integrated metering type PMF-1 Energy Efficiency, Voltage, Active energy Ea Manual operating mechanism with mechanical closing, without Spring charging motor, Ready-to-close signal. switch, Auxiliary switches 2NO+2NC, without Closing coil (CC), manual operating mechanism with mechanical closing, without Remote trip alarm reset coil (RR), without 2nd shunt trip, without 1st Shunt trip | 133870 | 1 | Z\ | 1
3WA1116-4LF11-0AA0 |  | Fixed-mounted circuit breaker IEC 60947-2, frame size 1, 4-poles, N-pole left, In=1600A up to 690V AC 50/60Hz, breaking capacity M Icu=85/66kA at 500/690V, Trip unit ETU600 LSIG upgrade ready , colordisplay, bluetooth and USB interface, Protection LT, ST, INST, GFx, include N-protection, (internal N-sensor available), incl. trip alarm switch (1xCO), rear connection vertical, with internal voltage tap on upper stab of circuit breaker, with voltage tap module VTM680 and power supply of ETU600, able to communication, integrated metering type PMF-1 Energy Efficiency, Voltage, Active energy Ea Manual operating mechanism with mechanical closing, without Spring charging motor, Ready-to-close signal. switch, Auxiliary switches 2NO+2NC, without Closing coil (CC), manual operating mechanism with mechanical closing, without Remote trip alarm reset coil (RR), without 2nd shunt trip, without 1st Shunt trip | 163870 | 1 | Z\ | 1
3WA1116-4LF12-0AA0 |  | Fixed-mounted circuit breaker IEC 60947-2, frame size 1, 4-poles, N-pole left, In=1600A up to 690V AC 50/60Hz, breaking capacity M Icu=85/66kA at 500/690V, Trip unit ETU600 LSIG upgrade ready , colordisplay, bluetooth and USB interface, Protection LT, ST, INST, GFx, include N-protection, (internal N-sensor available), incl. trip alarm switch (1xCO), rear connection horizontal, with internal voltage tap on upper stab of circuit breaker, with voltage tap module VTM680 and power supply of ETU600, able to communication, integrated metering type PMF-1 Energy Efficiency, Voltage, Active energy Ea Manual operating mechanism with mechanical closing, without Spring charging motor, Ready-to-close signal. switch, Auxiliary switches 2NO+2NC, without Closing coil (CC), manual operating mechanism with mechanical closing, without Remote trip alarm reset coil (RR), without 2nd shunt trip, without 1st Shunt trip | 159870 | 1 | Z\ | 1
3WA1116-4LF13-0AA0 |  | Fixed-mounted circuit breaker IEC 60947-2, frame size 1, 4-poles, N-pole left, In=1600A up to 690V AC 50/60Hz, breaking capacity M Icu=85/66kA at 500/690V, Trip unit ETU600 LSIG upgrade ready , colordisplay, bluetooth and USB interface, Protection LT, ST, INST, GFx, include N-protection, (internal N-sensor available), incl. trip alarm switch (1xCO), front connection double hole, with internal voltage tap on upper stab of circuit breaker, with voltage tap module VTM680 and power supply of ETU600, able to communication, integrated metering type PMF-1 Energy Efficiency, Voltage, Active energy Ea Manual operating mechanism with mechanical closing, without Spring charging motor, Ready-to-close signal. switch, Auxiliary switches 2NO+2NC, without Closing coil (CC), manual operating mechanism with mechanical closing, without Remote trip alarm reset coil (RR), without 2nd shunt trip, without 1st Shunt trip | 170870 | 1 | Z\ | 1
3WA1116-4LF21-0AA0 |  | fixed-mounted circuit breaker, IEC 60947-2, size 1, 4-pole, N pole on right, In=1600 A up to 690 V AC 50/60 Hz, breaking capacity M Icu=85/66 kA at 500/690 V, tripping unit ETU600 LSIG upgradeable, color display, Bluetooth, USB interface, basic protection LT, ST, INST, GFx, including protection of the N conductor (internal neutral point sensor available), trip alarm switch (1 x CO), connection at rear vertical, with internal voltage tap on upper stab of circuit breaker, with voltage tap module VTM680 and power supply of ETU600, able to communication, integrated metering type PMF-1 Energy Efficiency, Voltage, Active energy Ea Manual operating mechanism with mechanical closing, without Spring charging motor, Ready-to-close signal. switch, Auxiliary switches 2NO+2NC, without Closing coil (CC), manual operating mechanism with mechanical closing, without Remote trip alarm reset coil (RR), without 2nd shunt trip, without 1st Shunt trip | 163870 | 1 | Z\ | 1
3WA1116-4LF22-0AA0 |  | fixed-mounted circuit breaker, IEC 60947-2, size 1, 4-pole, N pole on right, In=1600 A up to 690 V AC 50/60 Hz, breaking capacity M Icu=85/66 kA at 500/690 V, tripping unit ETU600 LSIG upgradeable, color display, Bluetooth, USB interface, basic protection LT, ST, INST, GFx, including protection of the N conductor (internal neutral point sensor available), trip alarm switch (1 x CO), connection at rear horizontal with internal voltage tap on upper stab of circuit breaker, with voltage tap module VTM680 and power supply of ETU600, able to communication, integrated metering type PMF-1 Energy Efficiency, Voltage, Active energy Ea Manual operating mechanism with mechanical closing, without Spring charging motor, Ready-to-close signal. switch, Auxiliary switches 2NO+2NC, without Closing coil (CC), manual operating mechanism with mechanical closing, without Remote trip alarm reset coil (RR), without 2nd shunt trip, without 1st Shunt trip | 159870 | 1 | Z\ | 1
3WA1116-4LF23-0AA0 |  | fixed-mounted circuit breaker, IEC 60947-2, size 1, 4-pole, N pole on right, In=1600 A up to 690 V AC 50/60 Hz, breaking capacity M Icu=85/66 kA at 500/690 V, tripping unit ETU600 LSIG upgradeable, color display, Bluetooth, USB interface, basic protection LT, ST, INST, GFx, including protection of the N conductor (internal neutral point sensor available), trip alarm switch (1 x CO), front connection double hole, with internal voltage tap on upper stab of circuit breaker, with voltage tap module VTM680 and power supply of ETU600, able to communication, integrated metering type PMF-1 Energy Efficiency, Voltage, Active energy Ea Manual operating mechanism with mechanical closing, without Spring charging motor, Ready-to-close signal. switch, Auxiliary switches 2NO+2NC, without Closing coil (CC), manual operating mechanism with mechanical closing, without Remote trip alarm reset coil (RR), without 2nd shunt trip, without 1st Shunt trip | 170870 | 1 | Z\ | 1
3WA1116-4LF31-0AA0 |  | Withdrawable circuit breaker with guide frame, IEC 60947-2, frame size 1, 3-poles, In=1600A up to 690V AC 50/60Hz, breaking capacity M Icu=85/66kA at 500/690V, Trip unit ETU600 LSIG upgrade ready , colordisplay, bluetooth and USB interface, Protection LT, ST, INST, GFx, N-protection required an external N-sensor, incl. trip alarm switch (1xCO), rear connection vertical, guide frame with shutter and w/o position signalling switch, with internal voltage tap on upper stab of circuit breaker, with voltage tap module VTM680 and power supply of ETU600, able to communication, integrated metering type PMF-1 Energy Efficiency, Voltage, Active energy Ea Manual operating mechanism with mechanical closing, without Spring charging motor, Ready-to-close signal. switch, Auxiliary switches 2NO+2NC, without Closing coil (CC), manual operating mechanism with mechanical closing, without Remote trip alarm reset coil (RR), without 2nd shunt trip, without 1st Shunt trip | 164870 | 1 | Z\ | 1
3WA1116-4LF32-0AA0 |  | Withdrawable circuit breaker with guide frame, IEC 60947-2, frame size 1, 3-poles, In=1600A up to 690V AC 50/60Hz, breaking capacity M Icu=85/66kA at 500/690V, Trip unit ETU600 LSIG upgrade ready , colordisplay, bluetooth and USB interface, Protection LT, ST, INST, GFx, N-protection required an external N-sensor, incl. trip alarm switch (1xCO), rear connection horizontal, guide frame with shutter and w/o position signalling switch, with internal voltage tap on upper stab of circuit breaker, with voltage tap module VTM680 and power supply of ETU600, able to communication, integrated metering type PMF-1 Energy Efficiency, Voltage, Active energy Ea Manual operating mechanism with mechanical closing, without Spring charging motor, Ready-to-close signal. switch, Auxiliary switches 2NO+2NC, without Closing coil (CC), manual operating mechanism with mechanical closing, without Remote trip alarm reset coil (RR), without 2nd shunt trip, without 1st Shunt trip | 161870 | 1 | Z\ | 1
3WA1116-4LF33-0AA0 |  | Withdrawable circuit breaker with guide frame, IEC 60947-2, frame size 1, 3-poles, In=1600A up to 690V AC 50/60Hz, breaking capacity M Icu=85/66kA at 500/690V, Trip unit ETU600 LSIG upgrade ready , colordisplay, bluetooth and USB interface, Protection LT, ST, INST, GFx, N-protection required an external N-sensor, incl. trip alarm switch (1xCO), front connection double hole, guide frame with shutter and w/o position signalling switch, with internal voltage tap on upper stab of circuit breaker, with voltage tap module VTM680 and power supply of ETU600, able to communication, integrated metering type PMF-1 Energy Efficiency, Voltage, Active energy Ea Manual operating mechanism with mechanical closing, without Spring charging motor, Ready-to-close signal. switch, Auxiliary switches 2NO+2NC, without Closing coil (CC), manual operating mechanism with mechanical closing, without Remote trip alarm reset coil (RR), without 2nd shunt trip, without 1st Shunt trip | 170870 | 1 | Z\ | 1
3WA1116-4LF34-0AA0 |  | Withdrawable circuit breaker with guide frame, IEC 60947-2, frame size 1, 3-poles, In=1600A up to 690V AC 50/60Hz, breaking capacity M Icu=85/66kA at 500/690V, Trip unit ETU600 LSIG upgrade ready , colordisplay, bluetooth and USB interface, Protection LT, ST, INST, GFx, N-protection required an external N-sensor, incl. trip alarm switch (1xCO), rear connection flange, guide frame with shutter and w/o position signalling switch, with internal voltage tap on upper stab of circuit breaker, with voltage tap module VTM680 and power supply of ETU600, able to communication, integrated metering type PMF-1 Energy Efficiency, Voltage, Active energy Ea Manual operating mechanism with mechanical closing, without Spring charging motor, Ready-to-close signal. switch, Auxiliary switches 2NO+2NC, without Closing coil (CC), manual operating mechanism with mechanical closing, without Remote trip alarm reset coil (RR), without 2nd shunt trip, without 1st Shunt trip | 161870 | 1 | Z\ | 1
3WA1116-4LF41-0AA0 |  | Withdrawable circuit breaker with guide frame, IEC 60947-2, frame size 1, 4-poles, N-pole left, In=1600A up to 690V AC 50/60Hz, breaking capacity M Icu=85/66kA at 500/690V, Trip unit ETU600 LSIG upgrade ready , colordisplay, bluetooth and USB interface, Protection LT, ST, INST, GFx, include N-protection, (internal N-sensor available), incl. trip alarm switch (1xCO), rear connection vertical, guide frame with shutter and w/o position signalling switch, with internal voltage tap on upper stab of circuit breaker, with voltage tap module VTM680 and power supply of ETU600, able to communication, integrated metering type PMF-1 Energy Efficiency, Voltage, Active energy Ea Manual operating mechanism with mechanical closing, without Spring charging motor, Ready-to-close signal. switch, Auxiliary switches 2NO+2NC, without Closing coil (CC), manual operating mechanism with mechanical closing, without Remote trip alarm reset coil (RR), without 2nd shunt trip, without 1st Shunt trip | 211870 | 1 | Z\ | 1
3WA1116-4LF42-0AA0 |  | Withdrawable circuit breaker with guide frame, IEC 60947-2, frame size 1, 4-poles, N-pole left, In=1600A up to 690V AC 50/60Hz, breaking capacity M Icu=85/66kA at 500/690V, Trip unit ETU600 LSIG upgrade ready , colordisplay, bluetooth and USB interface, Protection LT, ST, INST, GFx, include N-protection, (internal N-sensor available), incl. trip alarm switch (1xCO), rear connection horizontal, guide frame with shutter and w/o position signalling switch, with internal voltage tap on upper stab of circuit breaker, with voltage tap module VTM680 and power supply of ETU600, able to communication, integrated metering type PMF-1 Energy Efficiency, Voltage, Active energy Ea Manual operating mechanism with mechanical closing, without Spring charging motor, Ready-to-close signal. switch, Auxiliary switches 2NO+2NC, without Closing coil (CC), manual operating mechanism with mechanical closing, without Remote trip alarm reset coil (RR), without 2nd shunt trip, without 1st Shunt trip | 207870 | 1 | Z\ | 1
3WA1116-4LF43-0AA0 |  | Withdrawable circuit breaker with guide frame, IEC 60947-2, frame size 1, 4-poles, N-pole left, In=1600A up to 690V AC 50/60Hz, breaking capacity M Icu=85/66kA at 500/690V, Trip unit ETU600 LSIG upgrade ready , colordisplay, bluetooth and USB interface, Protection LT, ST, INST, GFx, include N-protection, (internal N-sensor available), incl. trip alarm switch (1xCO), front connection double hole, guide frame with shutter and w/o position signalling switch, with internal voltage tap on upper stab of circuit breaker, with voltage tap module VTM680 and power supply of ETU600, able to communication, integrated metering type PMF-1 Energy Efficiency, Voltage, Active energy Ea Manual operating mechanism with mechanical closing, without Spring charging motor, Ready-to-close signal. switch, Auxiliary switches 2NO+2NC, without Closing coil (CC), manual operating mechanism with mechanical closing, without Remote trip alarm reset coil (RR), without 2nd shunt trip, without 1st Shunt trip | 218870 | 1 | Z\ | 1
3WA1116-4LF44-0AA0 |  | Withdrawable circuit breaker with guide frame, IEC 60947-2, frame size 1, 4-poles, N-pole left, In=1600A up to 690V AC 50/60Hz, breaking capacity M Icu=85/66kA at 500/690V, Trip unit ETU600 LSIG upgrade ready , colordisplay, bluetooth and USB interface, Protection LT, ST, INST, GFx, include N-protection, (internal N-sensor available), incl. trip alarm switch (1xCO), rear connection flange, guide frame with shutter and w/o position signalling switch, with internal voltage tap on upper stab of circuit breaker, with voltage tap module VTM680 and power supply of ETU600, able to communication, integrated metering type PMF-1 Energy Efficiency, Voltage, Active energy Ea Manual operating mechanism with mechanical closing, without Spring charging motor, Ready-to-close signal. switch, Auxiliary switches 2NO+2NC, without Closing coil (CC), manual operating mechanism with mechanical closing, without Remote trip alarm reset coil (RR), without 2nd shunt trip, without 1st Shunt trip | 207870 | 1 | Z\ | 1
3WA1116-4ME01-0AA0 |  | Fixed-mounted circuit breaker IEC 60947-2, frame size 1, 3-poles, In=1600A up to 690V AC 50/60Hz, breaking capacity M Icu=85/66kA at 500/690V, Trip unit ETU600 LSI upgrade ready , colordisplay, bluetooth and USB interface, Protection LT, ST, INST, N-protection required an external N-sensor, incl. trip alarm switch (1xCO), rear connection vertical, with internal voltage tap on upper stab of circuit breaker, with voltage tap module VTM680 and power supply of ETU600, able to communication, integrated metering type PMF-2 Basic Power Monitoring, Voltage, Energy, Power, Power factor, Frequency, Unbalance, Temperature, Manual operating mechanism with mechanical closing, without Spring charging motor, Ready-to-close signal. switch, Auxiliary switches 2NO+2NC, without Closing coil (CC), manual operating mechanism with mechanical closing, without Remote trip alarm reset coil (RR), without 2nd shunt trip, without 1st Shunt trip | 126700 | 1 | Z\ | 1
3WA1116-4ME02-0AA0 |  | Fixed-mounted circuit breaker IEC 60947-2, frame size 1, 3-poles, In=1600A up to 690V AC 50/60Hz, breaking capacity M Icu=85/66kA at 500/690V, Trip unit ETU600 LSI upgrade ready , colordisplay, bluetooth and USB interface, Protection LT, ST, INST, N-protection required an external N-sensor, incl. trip alarm switch (1xCO), rear connection horizontal, with internal voltage tap on upper stab of circuit breaker, with voltage tap module VTM680 and power supply of ETU600, able to communication, integrated metering type PMF-2 Basic Power Monitoring, Voltage, Energy, Power, Power factor, Frequency, Unbalance, Temperature, Manual operating mechanism with mechanical closing, without Spring charging motor, Ready-to-close signal. switch, Auxiliary switches 2NO+2NC, without Closing coil (CC), manual operating mechanism with mechanical closing, without Remote trip alarm reset coil (RR), without 2nd shunt trip, without 1st Shunt trip | 123700 | 1 | Z\ | 1
3WA1116-4ME03-0AA0 |  | Fixed-mounted circuit breaker IEC 60947-2, frame size 1, 3-poles, In=1600A up to 690V AC 50/60Hz, breaking capacity M Icu=85/66kA at 500/690V, Trip unit ETU600 LSI upgrade ready , colordisplay, bluetooth and USB interface, Protection LT, ST, INST, N-protection required an external N-sensor, incl. trip alarm switch (1xCO), front connection double hole, with internal voltage tap on upper stab of circuit breaker, with voltage tap module VTM680 and power supply of ETU600, able to communication, integrated metering type PMF-2 Basic Power Monitoring, Voltage, Energy, Power, Power factor, Frequency, Unbalance, Temperature, Manual operating mechanism with mechanical closing, without Spring charging motor, Ready-to-close signal. switch, Auxiliary switches 2NO+2NC, without Closing coil (CC), manual operating mechanism with mechanical closing, without Remote trip alarm reset coil (RR), without 2nd shunt trip, without 1st Shunt trip | 132700 | 1 | Z\ | 1
3WA1116-4ME11-0AA0 |  | Fixed-mounted circuit breaker IEC 60947-2, frame size 1, 4-poles, N-pole left, In=1600A up to 690V AC 50/60Hz, breaking capacity M Icu=85/66kA at 500/690V, Trip unit ETU600 LSI upgrade ready , colordisplay, bluetooth and USB interface, Protection LT, ST, INST, include N-protection, (internal N-sensor available), incl. trip alarm switch (1xCO), rear connection vertical, with internal voltage tap on upper stab of circuit breaker, with voltage tap module VTM680 and power supply of ETU600, able to communication, integrated metering type PMF-2 Basic Power Monitoring, Voltage, Energy, Power, Power factor, Frequency, Unbalance, Temperature, Manual operating mechanism with mechanical closing, without Spring charging motor, Ready-to-close signal. switch, Auxiliary switches 2NO+2NC, without Closing coil (CC), manual operating mechanism with mechanical closing, without Remote trip alarm reset coil (RR), without 2nd shunt trip, without 1st Shunt trip | 161700 | 1 | Z\ | 1
3WA1116-4ME12-0AA0 |  | Fixed-mounted circuit breaker IEC 60947-2, frame size 1, 4-poles, N-pole left, In=1600A up to 690V AC 50/60Hz, breaking capacity M Icu=85/66kA at 500/690V, Trip unit ETU600 LSI upgrade ready , colordisplay, bluetooth and USB interface, Protection LT, ST, INST, include N-protection, (internal N-sensor available), incl. trip alarm switch (1xCO), rear connection horizontal, with internal voltage tap on upper stab of circuit breaker, with voltage tap module VTM680 and power supply of ETU600, able to communication, integrated metering type PMF-2 Basic Power Monitoring, Voltage, Energy, Power, Power factor, Frequency, Unbalance, Temperature, Manual operating mechanism with mechanical closing, without Spring charging motor, Ready-to-close signal. switch, Auxiliary switches 2NO+2NC, without Closing coil (CC), manual operating mechanism with mechanical closing, without Remote trip alarm reset coil (RR), without 2nd shunt trip, without 1st Shunt trip | 157700 | 1 | Z\ | 1
3WA1116-4ME13-0AA0 |  | Fixed-mounted circuit breaker IEC 60947-2, frame size 1, 4-poles, N-pole left, In=1600A up to 690V AC 50/60Hz, breaking capacity M Icu=85/66kA at 500/690V, Trip unit ETU600 LSI upgrade ready , colordisplay, bluetooth and USB interface, Protection LT, ST, INST, include N-protection, (internal N-sensor available), incl. trip alarm switch (1xCO), front connection double hole, with internal voltage tap on upper stab of circuit breaker, with voltage tap module VTM680 and power supply of ETU600, able to communication, integrated metering type PMF-2 Basic Power Monitoring, Voltage, Energy, Power, Power factor, Frequency, Unbalance, Temperature, Manual operating mechanism with mechanical closing, without Spring charging motor, Ready-to-close signal. switch, Auxiliary switches 2NO+2NC, without Closing coil (CC), manual operating mechanism with mechanical closing, without Remote trip alarm reset coil (RR), without 2nd shunt trip, without 1st Shunt trip | 169700 | 1 | Z\ | 1
3WA1116-4ME21-0AA0 |  | fixed-mounted circuit breaker, IEC 60947-2, size 1, 4-pole, N pole on right, In=1600 A up to 690 V AC 50/60 Hz, breaking capacity M Icu=85/66 kA at 500/690 V, tripping unit ETU600 LSI upgradeable, color display, Bluetooth, USB interface, basic protection LT, ST, INST, including protection of the N conductor (internal neutral point sensor available), trip alarm switch (1 x CO), connection at rear vertical, with internal voltage tap on upper stab of circuit breaker, with voltage tap module VTM680 and power supply of ETU600, able to communication, integrated metering type PMF-2 Basic Power Monitoring, Voltage, Energy, Power, Power factor, Frequency, Unbalance, Temperature, Manual operating mechanism with mechanical closing, without Spring charging motor, Ready-to-close signal. switch, Auxiliary switches 2NO+2NC, without Closing coil (CC), manual operating mechanism with mechanical closing, without Remote trip alarm reset coil (RR), without 2nd shunt trip, without 1st Shunt trip | 161700 | 1 | Z\ | 1
3WA1116-4ME22-0AA0 |  | fixed-mounted circuit breaker, IEC 60947-2, size 1, 4-pole, N pole on right, In=1600 A up to 690 V AC 50/60 Hz, breaking capacity M Icu=85/66 kA at 500/690 V, tripping unit ETU600 LSI upgradeable, color display, Bluetooth, USB interface, basic protection LT, ST, INST, including protection of the N conductor (internal neutral point sensor available), trip alarm switch (1 x CO), connection at rear horizontal with internal voltage tap on upper stab of circuit breaker, with voltage tap module VTM680 and power supply of ETU600, able to communication, integrated metering type PMF-2 Basic Power Monitoring, Voltage, Energy, Power, Power factor, Frequency, Unbalance, Temperature, Manual operating mechanism with mechanical closing, without Spring charging motor, Ready-to-close signal. switch, Auxiliary switches 2NO+2NC, without Closing coil (CC), manual operating mechanism with mechanical closing, without Remote trip alarm reset coil (RR), without 2nd shunt trip, without 1st Shunt trip | 157700 | 1 | Z\ | 1
3WA1116-4ME23-0AA0 |  | fixed-mounted circuit breaker, IEC 60947-2, size 1, 4-pole, N pole on right, In=1600 A up to 690 V AC 50/60 Hz, breaking capacity M Icu=85/66 kA at 500/690 V, tripping unit ETU600 LSI upgradeable, color display, Bluetooth, USB interface, basic protection LT, ST, INST, including protection of the N conductor (internal neutral point sensor available), trip alarm switch (1 x CO), front connection double hole, with internal voltage tap on upper stab of circuit breaker, with voltage tap module VTM680 and power supply of ETU600, able to communication, integrated metering type PMF-2 Basic Power Monitoring, Voltage, Energy, Power, Power factor, Frequency, Unbalance, Temperature, Manual operating mechanism with mechanical closing, without Spring charging motor, Ready-to-close signal. switch, Auxiliary switches 2NO+2NC, without Closing coil (CC), manual operating mechanism with mechanical closing, without Remote trip alarm reset coil (RR), without 2nd shunt trip, without 1st Shunt trip | 169700 | 1 | Z\ | 1
3WA1116-4ME31-0AA0 |  | Withdrawable circuit breaker with guide frame, IEC 60947-2, frame size 1, 3-poles, In=1600A up to 690V AC 50/60Hz, breaking capacity M Icu=85/66kA at 500/690V, Trip unit ETU600 LSI upgrade ready , colordisplay, bluetooth and USB interface, Protection LT, ST, INST, N-protection required an external N-sensor, incl. trip alarm switch (1xCO), rear connection vertical, guide frame with shutter and w/o position signalling switch, with internal voltage tap on upper stab of circuit breaker, with voltage tap module VTM680 and power supply of ETU600, able to communication, integrated metering type PMF-2 Basic Power Monitoring, Voltage, Energy, Power, Power factor, Frequency, Unbalance, Temperature, Manual operating mechanism with mechanical closing, without Spring charging motor, Ready-to-close signal. switch, Auxiliary switches 2NO+2NC, without Closing coil (CC), manual operating mechanism with mechanical closing, without Remote trip alarm reset coil (RR), without 2nd shunt trip, without 1st Shunt trip | 163700 | 1 | Z\ | 1
3WA1116-4ME32-0AA0 |  | Withdrawable circuit breaker with guide frame, IEC 60947-2, frame size 1, 3-poles, In=1600A up to 690V AC 50/60Hz, breaking capacity M Icu=85/66kA at 500/690V, Trip unit ETU600 LSI upgrade ready , colordisplay, bluetooth and USB interface, Protection LT, ST, INST, N-protection required an external N-sensor, incl. trip alarm switch (1xCO), rear connection horizontal, guide frame with shutter and w/o position signalling switch, with internal voltage tap on upper stab of circuit breaker, with voltage tap module VTM680 and power supply of ETU600, able to communication, integrated metering type PMF-2 Basic Power Monitoring, Voltage, Energy, Power, Power factor, Frequency, Unbalance, Temperature, Manual operating mechanism with mechanical closing, without Spring charging motor, Ready-to-close signal. switch, Auxiliary switches 2NO+2NC, without Closing coil (CC), manual operating mechanism with mechanical closing, without Remote trip alarm reset coil (RR), without 2nd shunt trip, without 1st Shunt trip | 160700 | 1 | Z\ | 1
3WA1116-4ME33-0AA0 |  | Withdrawable circuit breaker with guide frame, IEC 60947-2, frame size 1, 3-poles, In=1600A up to 690V AC 50/60Hz, breaking capacity M Icu=85/66kA at 500/690V, Trip unit ETU600 LSI upgrade ready , colordisplay, bluetooth and USB interface, Protection LT, ST, INST, N-protection required an external N-sensor, incl. trip alarm switch (1xCO), front connection double hole, guide frame with shutter and w/o position signalling switch, with internal voltage tap on upper stab of circuit breaker, with voltage tap module VTM680 and power supply of ETU600, able to communication, integrated metering type PMF-2 Basic Power Monitoring, Voltage, Energy, Power, Power factor, Frequency, Unbalance, Temperature, Manual operating mechanism with mechanical closing, without Spring charging motor, Ready-to-close signal. switch, Auxiliary switches 2NO+2NC, without Closing coil (CC), manual operating mechanism with mechanical closing, without Remote trip alarm reset coil (RR), without 2nd shunt trip, without 1st Shunt trip | 168700 | 1 | Z\ | 1
3WA1116-4ME34-0AA0 |  | Withdrawable circuit breaker with guide frame, IEC 60947-2, frame size 1, 3-poles, In=1600A up to 690V AC 50/60Hz, breaking capacity M Icu=85/66kA at 500/690V, Trip unit ETU600 LSI upgrade ready , colordisplay, bluetooth and USB interface, Protection LT, ST, INST, N-protection required an external N-sensor, incl. trip alarm switch (1xCO), rear connection flange, guide frame with shutter and w/o position signalling switch, with internal voltage tap on upper stab of circuit breaker, with voltage tap module VTM680 and power supply of ETU600, able to communication, integrated metering type PMF-2 Basic Power Monitoring, Voltage, Energy, Power, Power factor, Frequency, Unbalance, Temperature, Manual operating mechanism with mechanical closing, without Spring charging motor, Ready-to-close signal. switch, Auxiliary switches 2NO+2NC, without Closing coil (CC), manual operating mechanism with mechanical closing, without Remote trip alarm reset coil (RR), without 2nd shunt trip, without 1st Shunt trip | 160700 | 1 | Z\ | 1
3WA1116-4ME41-0AA0 |  | Withdrawable circuit breaker with guide frame, IEC 60947-2, frame size 1, 4-poles, N-pole left, In=1600A up to 690V AC 50/60Hz, breaking capacity M Icu=85/66kA at 500/690V, Trip unit ETU600 LSI upgrade ready , colordisplay, bluetooth and USB interface, Protection LT, ST, INST, include N-protection, (internal N-sensor available), incl. trip alarm switch (1xCO), rear connection vertical, guide frame with shutter and w/o position signalling switch, with internal voltage tap on upper stab of circuit breaker, with voltage tap module VTM680 and power supply of ETU600, able to communication, integrated metering type PMF-2 Basic Power Monitoring, Voltage, Energy, Power, Power factor, Frequency, Unbalance, Temperature, Manual operating mechanism with mechanical closing, without Spring charging motor, Ready-to-close signal. switch, Auxiliary switches 2NO+2NC, without Closing coil (CC), manual operating mechanism with mechanical closing, without Remote trip alarm reset coil (RR), without 2nd shunt trip, without 1st Shunt trip | 209700 | 1 | Z\ | 1
3WA1116-4ME42-0AA0 |  | Withdrawable circuit breaker with guide frame, IEC 60947-2, frame size 1, 4-poles, N-pole left, In=1600A up to 690V AC 50/60Hz, breaking capacity M Icu=85/66kA at 500/690V, Trip unit ETU600 LSI upgrade ready , colordisplay, bluetooth and USB interface, Protection LT, ST, INST, include N-protection, (internal N-sensor available), incl. trip alarm switch (1xCO), rear connection horizontal, guide frame with shutter and w/o position signalling switch, with internal voltage tap on upper stab of circuit breaker, with voltage tap module VTM680 and power supply of ETU600, able to communication, integrated metering type PMF-2 Basic Power Monitoring, Voltage, Energy, Power, Power factor, Frequency, Unbalance, Temperature, Manual operating mechanism with mechanical closing, without Spring charging motor, Ready-to-close signal. switch, Auxiliary switches 2NO+2NC, without Closing coil (CC), manual operating mechanism with mechanical closing, without Remote trip alarm reset coil (RR), without 2nd shunt trip, without 1st Shunt trip | 205700 | 1 | Z\ | 1
3WA1116-4ME43-0AA0 |  | Withdrawable circuit breaker with guide frame, IEC 60947-2, frame size 1, 4-poles, N-pole left, In=1600A up to 690V AC 50/60Hz, breaking capacity M Icu=85/66kA at 500/690V, Trip unit ETU600 LSI upgrade ready , colordisplay, bluetooth and USB interface, Protection LT, ST, INST, include N-protection, (internal N-sensor available), incl. trip alarm switch (1xCO), front connection double hole, guide frame with shutter and w/o position signalling switch, with internal voltage tap on upper stab of circuit breaker, with voltage tap module VTM680 and power supply of ETU600, able to communication, integrated metering type PMF-2 Basic Power Monitoring, Voltage, Energy, Power, Power factor, Frequency, Unbalance, Temperature, Manual operating mechanism with mechanical closing, without Spring charging motor, Ready-to-close signal. switch, Auxiliary switches 2NO+2NC, without Closing coil (CC), manual operating mechanism with mechanical closing, without Remote trip alarm reset coil (RR), without 2nd shunt trip, without 1st Shunt trip | 217700 | 1 | Z\ | 1
3WA1116-4ME44-0AA0 |  | Withdrawable circuit breaker with guide frame, IEC 60947-2, frame size 1, 4-poles, N-pole left, In=1600A up to 690V AC 50/60Hz, breaking capacity M Icu=85/66kA at 500/690V, Trip unit ETU600 LSI upgrade ready , colordisplay, bluetooth and USB interface, Protection LT, ST, INST, include N-protection, (internal N-sensor available), incl. trip alarm switch (1xCO), rear connection flange, guide frame with shutter and w/o position signalling switch, with internal voltage tap on upper stab of circuit breaker, with voltage tap module VTM680 and power supply of ETU600, able to communication, integrated metering type PMF-2 Basic Power Monitoring, Voltage, Energy, Power, Power factor, Frequency, Unbalance, Temperature, Manual operating mechanism with mechanical closing, without Spring charging motor, Ready-to-close signal. switch, Auxiliary switches 2NO+2NC, without Closing coil (CC), manual operating mechanism with mechanical closing, without Remote trip alarm reset coil (RR), without 2nd shunt trip, without 1st Shunt trip | 205700 | 1 | Z\ | 1
3WA1116-4MF01-0AA0 |  | Fixed-mounted circuit breaker IEC 60947-2, frame size 1, 3-poles, In=1600A up to 690V AC 50/60Hz, breaking capacity M Icu=85/66kA at 500/690V, Trip unit ETU600 LSIG upgrade ready , colordisplay, bluetooth and USB interface, Protection LT, ST, INST, GFx, N-protection required an external N-sensor, incl. trip alarm switch (1xCO), rear connection vertical, with internal voltage tap on upper stab of circuit breaker, with voltage tap module VTM680 and power supply of ETU600, able to communication, integrated metering type PMF-2 Basic Power Monitoring, Voltage, Energy, Power, Power factor, Frequency, Unbalance, Temperature, Manual operating mechanism with mechanical closing, without Spring charging motor, Ready-to-close signal. switch, Auxiliary switches 2NO+2NC, without Closing coil (CC), manual operating mechanism with mechanical closing, without Remote trip alarm reset coil (RR), without 2nd shunt trip, without 1st Shunt trip | 137700 | 1 | Z\ | 1
3WA1116-4MF02-0AA0 |  | Fixed-mounted circuit breaker IEC 60947-2, frame size 1, 3-poles, In=1600A up to 690V AC 50/60Hz, breaking capacity M Icu=85/66kA at 500/690V, Trip unit ETU600 LSIG upgrade ready , colordisplay, bluetooth and USB interface, Protection LT, ST, INST, GFx, N-protection required an external N-sensor, incl. trip alarm switch (1xCO), rear connection horizontal, with internal voltage tap on upper stab of circuit breaker, with voltage tap module VTM680 and power supply of ETU600, able to communication, integrated metering type PMF-2 Basic Power Monitoring, Voltage, Energy, Power, Power factor, Frequency, Unbalance, Temperature, Manual operating mechanism with mechanical closing, without Spring charging motor, Ready-to-close signal. switch, Auxiliary switches 2NO+2NC, without Closing coil (CC), manual operating mechanism with mechanical closing, without Remote trip alarm reset coil (RR), without 2nd shunt trip, without 1st Shunt trip | 134700 | 1 | Z\ | 1
3WA1116-4MF03-0AA0 |  | Fixed-mounted circuit breaker IEC 60947-2, frame size 1, 3-poles, In=1600A up to 690V AC 50/60Hz, breaking capacity M Icu=85/66kA at 500/690V, Trip unit ETU600 LSIG upgrade ready , colordisplay, bluetooth and USB interface, Protection LT, ST, INST, GFx, N-protection required an external N-sensor, incl. trip alarm switch (1xCO), front connection double hole, with internal voltage tap on upper stab of circuit breaker, with voltage tap module VTM680 and power supply of ETU600, able to communication, integrated metering type PMF-2 Basic Power Monitoring, Voltage, Energy, Power, Power factor, Frequency, Unbalance, Temperature, Manual operating mechanism with mechanical closing, without Spring charging motor, Ready-to-close signal. switch, Auxiliary switches 2NO+2NC, without Closing coil (CC), manual operating mechanism with mechanical closing, without Remote trip alarm reset coil (RR), without 2nd shunt trip, without 1st Shunt trip | 142700 | 1 | Z\ | 1
3WA1116-4MF11-0AA0 |  | Fixed-mounted circuit breaker IEC 60947-2, frame size 1, 4-poles, N-pole left, In=1600A up to 690V AC 50/60Hz, breaking capacity M Icu=85/66kA at 500/690V, Trip unit ETU600 LSIG upgrade ready , colordisplay, bluetooth and USB interface, Protection LT, ST, INST, GFx, include N-protection, (internal N-sensor available), incl. trip alarm switch (1xCO), rear connection vertical, with internal voltage tap on upper stab of circuit breaker, with voltage tap module VTM680 and power supply of ETU600, able to communication, integrated metering type PMF-2 Basic Power Monitoring, Voltage, Energy, Power, Power factor, Frequency, Unbalance, Temperature, Manual operating mechanism with mechanical closing, without Spring charging motor, Ready-to-close signal. switch, Auxiliary switches 2NO+2NC, without Closing coil (CC), manual operating mechanism with mechanical closing, without Remote trip alarm reset coil (RR), without 2nd shunt trip, without 1st Shunt trip | 172700 | 1 | Z\ | 1
3WA1116-4MF12-0AA0 |  | Fixed-mounted circuit breaker IEC 60947-2, frame size 1, 4-poles, N-pole left, In=1600A up to 690V AC 50/60Hz, breaking capacity M Icu=85/66kA at 500/690V, Trip unit ETU600 LSIG upgrade ready , colordisplay, bluetooth and USB interface, Protection LT, ST, INST, GFx, include N-protection, (internal N-sensor available), incl. trip alarm switch (1xCO), rear connection horizontal, with internal voltage tap on upper stab of circuit breaker, with voltage tap module VTM680 and power supply of ETU600, able to communication, integrated metering type PMF-2 Basic Power Monitoring, Voltage, Energy, Power, Power factor, Frequency, Unbalance, Temperature, Manual operating mechanism with mechanical closing, without Spring charging motor, Ready-to-close signal. switch, Auxiliary switches 2NO+2NC, without Closing coil (CC), manual operating mechanism with mechanical closing, without Remote trip alarm reset coil (RR), without 2nd shunt trip, without 1st Shunt trip | 168700 | 1 | Z\ | 1
3WA1116-4MF13-0AA0 |  | Fixed-mounted circuit breaker IEC 60947-2, frame size 1, 4-poles, N-pole left, In=1600A up to 690V AC 50/60Hz, breaking capacity M Icu=85/66kA at 500/690V, Trip unit ETU600 LSIG upgrade ready , colordisplay, bluetooth and USB interface, Protection LT, ST, INST, GFx, include N-protection, (internal N-sensor available), incl. trip alarm switch (1xCO), front connection double hole, with internal voltage tap on upper stab of circuit breaker, with voltage tap module VTM680 and power supply of ETU600, able to communication, integrated metering type PMF-2 Basic Power Monitoring, Voltage, Energy, Power, Power factor, Frequency, Unbalance, Temperature, Manual operating mechanism with mechanical closing, without Spring charging motor, Ready-to-close signal. switch, Auxiliary switches 2NO+2NC, without Closing coil (CC), manual operating mechanism with mechanical closing, without Remote trip alarm reset coil (RR), without 2nd shunt trip, without 1st Shunt trip | 179700 | 1 | Z\ | 1
3WA1116-4MF21-0AA0 |  | fixed-mounted circuit breaker, IEC 60947-2, size 1, 4-pole, N pole on right, In=1600 A up to 690 V AC 50/60 Hz, breaking capacity M Icu=85/66 kA at 500/690 V, tripping unit ETU600 LSIG upgradeable, color display, Bluetooth, USB interface, basic protection LT, ST, INST, GFx, including protection of the N conductor (internal neutral point sensor available), trip alarm switch (1 x CO), connection at rear vertical, with internal voltage tap on upper stab of circuit breaker, with voltage tap module VTM680 and power supply of ETU600, able to communication, integrated metering type PMF-2 Basic Power Monitoring, Voltage, Energy, Power, Power factor, Frequency, Unbalance, Temperature, Manual operating mechanism with mechanical closing, without Spring charging motor, Ready-to-close signal. switch, Auxiliary switches 2NO+2NC, without Closing coil (CC), manual operating mechanism with mechanical closing, without Remote trip alarm reset coil (RR), without 2nd shunt trip, without 1st Shunt trip | 172700 | 1 | Z\ | 1
3WA1116-4MF22-0AA0 |  | fixed-mounted circuit breaker, IEC 60947-2, size 1, 4-pole, N pole on right, In=1600 A up to 690 V AC 50/60 Hz, breaking capacity M Icu=85/66 kA at 500/690 V, tripping unit ETU600 LSIG upgradeable, color display, Bluetooth, USB interface, basic protection LT, ST, INST, GFx, including protection of the N conductor (internal neutral point sensor available), trip alarm switch (1 x CO), connection at rear horizontal with internal voltage tap on upper stab of circuit breaker, with voltage tap module VTM680 and power supply of ETU600, able to communication, integrated metering type PMF-2 Basic Power Monitoring, Voltage, Energy, Power, Power factor, Frequency, Unbalance, Temperature, Manual operating mechanism with mechanical closing, without Spring charging motor, Ready-to-close signal. switch, Auxiliary switches 2NO+2NC, without Closing coil (CC), manual operating mechanism with mechanical closing, without Remote trip alarm reset coil (RR), without 2nd shunt trip, without 1st Shunt trip | 168700 | 1 | Z\ | 1
3WA1116-4MF23-0AA0 |  | fixed-mounted circuit breaker, IEC 60947-2, size 1, 4-pole, N pole on right, In=1600 A up to 690 V AC 50/60 Hz, breaking capacity M Icu=85/66 kA at 500/690 V, tripping unit ETU600 LSIG upgradeable, color display, Bluetooth, USB interface, basic protection LT, ST, INST, GFx, including protection of the N conductor (internal neutral point sensor available), trip alarm switch (1 x CO), front connection double hole, with internal voltage tap on upper stab of circuit breaker, with voltage tap module VTM680 and power supply of ETU600, able to communication, integrated metering type PMF-2 Basic Power Monitoring, Voltage, Energy, Power, Power factor, Frequency, Unbalance, Temperature, Manual operating mechanism with mechanical closing, without Spring charging motor, Ready-to-close signal. switch, Auxiliary switches 2NO+2NC, without Closing coil (CC), manual operating mechanism with mechanical closing, without Remote trip alarm reset coil (RR), without 2nd shunt trip, without 1st Shunt trip | 179700 | 1 | Z\ | 1
3WA1116-4MF31-0AA0 |  | Withdrawable circuit breaker with guide frame, IEC 60947-2, frame size 1, 3-poles, In=1600A up to 690V AC 50/60Hz, breaking capacity M Icu=85/66kA at 500/690V, Trip unit ETU600 LSIG upgrade ready , colordisplay, bluetooth and USB interface, Protection LT, ST, INST, GFx, N-protection required an external N-sensor, incl. trip alarm switch (1xCO), rear connection vertical, guide frame with shutter and w/o position signalling switch, with internal voltage tap on upper stab of circuit breaker, with voltage tap module VTM680 and power supply of ETU600, able to communication, integrated metering type PMF-2 Basic Power Monitoring, Voltage, Energy, Power, Power factor, Frequency, Unbalance, Temperature, Manual operating mechanism with mechanical closing, without Spring charging motor, Ready-to-close signal. switch, Auxiliary switches 2NO+2NC, without Closing coil (CC), manual operating mechanism with mechanical closing, without Remote trip alarm reset coil (RR), without 2nd shunt trip, without 1st Shunt trip | 173700 | 1 | Z\ | 1
3WA1116-4MF32-0AA0 |  | Withdrawable circuit breaker with guide frame, IEC 60947-2, frame size 1, 3-poles, In=1600A up to 690V AC 50/60Hz, breaking capacity M Icu=85/66kA at 500/690V, Trip unit ETU600 LSIG upgrade ready , colordisplay, bluetooth and USB interface, Protection LT, ST, INST, GFx, N-protection required an external N-sensor, incl. trip alarm switch (1xCO), rear connection horizontal, guide frame with shutter and w/o position signalling switch, with internal voltage tap on upper stab of circuit breaker, with voltage tap module VTM680 and power supply of ETU600, able to communication, integrated metering type PMF-2 Basic Power Monitoring, Voltage, Energy, Power, Power factor, Frequency, Unbalance, Temperature, Manual operating mechanism with mechanical closing, without Spring charging motor, Ready-to-close signal. switch, Auxiliary switches 2NO+2NC, without Closing coil (CC), manual operating mechanism with mechanical closing, without Remote trip alarm reset coil (RR), without 2nd shunt trip, without 1st Shunt trip | 170700 | 1 | Z\ | 1
3WA1116-4MF33-0AA0 |  | Withdrawable circuit breaker with guide frame, IEC 60947-2, frame size 1, 3-poles, In=1600A up to 690V AC 50/60Hz, breaking capacity M Icu=85/66kA at 500/690V, Trip unit ETU600 LSIG upgrade ready , colordisplay, bluetooth and USB interface, Protection LT, ST, INST, GFx, N-protection required an external N-sensor, incl. trip alarm switch (1xCO), front connection double hole, guide frame with shutter and w/o position signalling switch, with internal voltage tap on upper stab of circuit breaker, with voltage tap module VTM680 and power supply of ETU600, able to communication, integrated metering type PMF-2 Basic Power Monitoring, Voltage, Energy, Power, Power factor, Frequency, Unbalance, Temperature, Manual operating mechanism with mechanical closing, without Spring charging motor, Ready-to-close signal. switch, Auxiliary switches 2NO+2NC, without Closing coil (CC), manual operating mechanism with mechanical closing, without Remote trip alarm reset coil (RR), without 2nd shunt trip, without 1st Shunt trip | 179700 | 1 | Z\ | 1
3WA1116-4MF34-0AA0 |  | Withdrawable circuit breaker with guide frame, IEC 60947-2, frame size 1, 3-poles, In=1600A up to 690V AC 50/60Hz, breaking capacity M Icu=85/66kA at 500/690V, Trip unit ETU600 LSIG upgrade ready , colordisplay, bluetooth and USB interface, Protection LT, ST, INST, GFx, N-protection required an external N-sensor, incl. trip alarm switch (1xCO), rear connection flange, guide frame with shutter and w/o position signalling switch, with internal voltage tap on upper stab of circuit breaker, with voltage tap module VTM680 and power supply of ETU600, able to communication, integrated metering type PMF-2 Basic Power Monitoring, Voltage, Energy, Power, Power factor, Frequency, Unbalance, Temperature, Manual operating mechanism with mechanical closing, without Spring charging motor, Ready-to-close signal. switch, Auxiliary switches 2NO+2NC, without Closing coil (CC), manual operating mechanism with mechanical closing, without Remote trip alarm reset coil (RR), without 2nd shunt trip, without 1st Shunt trip | 170700 | 1 | Z\ | 1
3WA1116-4MF41-0AA0 |  | Withdrawable circuit breaker with guide frame, IEC 60947-2, frame size 1, 4-poles, N-pole left, In=1600A up to 690V AC 50/60Hz, breaking capacity M Icu=85/66kA at 500/690V, Trip unit ETU600 LSIG upgrade ready , colordisplay, bluetooth and USB interface, Protection LT, ST, INST, GFx, include N-protection, (internal N-sensor available), incl. trip alarm switch (1xCO), rear connection vertical, guide frame with shutter and w/o position signalling switch, with internal voltage tap on upper stab of circuit breaker, with voltage tap module VTM680 and power supply of ETU600, able to communication, integrated metering type PMF-2 Basic Power Monitoring, Voltage, Energy, Power, Power factor, Frequency, Unbalance, Temperature, Manual operating mechanism with mechanical closing, without Spring charging motor, Ready-to-close signal. switch, Auxiliary switches 2NO+2NC, without Closing coil (CC), manual operating mechanism with mechanical closing, without Remote trip alarm reset coil (RR), without 2nd shunt trip, without 1st Shunt trip | 220700 | 1 | Z\ | 1
3WA1116-4MF42-0AA0 |  | Withdrawable circuit breaker with guide frame, IEC 60947-2, frame size 1, 4-poles, N-pole left, In=1600A up to 690V AC 50/60Hz, breaking capacity M Icu=85/66kA at 500/690V, Trip unit ETU600 LSIG upgrade ready , colordisplay, bluetooth and USB interface, Protection LT, ST, INST, GFx, include N-protection, (internal N-sensor available), incl. trip alarm switch (1xCO), rear connection horizontal, guide frame with shutter and w/o position signalling switch, with internal voltage tap on upper stab of circuit breaker, with voltage tap module VTM680 and power supply of ETU600, able to communication, integrated metering type PMF-2 Basic Power Monitoring, Voltage, Energy, Power, Power factor, Frequency, Unbalance, Temperature, Manual operating mechanism with mechanical closing, without Spring charging motor, Ready-to-close signal. switch, Auxiliary switches 2NO+2NC, without Closing coil (CC), manual operating mechanism with mechanical closing, without Remote trip alarm reset coil (RR), without 2nd shunt trip, without 1st Shunt trip | 216700 | 1 | Z\ | 1
3WA1116-4MF43-0AA0 |  | Withdrawable circuit breaker with guide frame, IEC 60947-2, frame size 1, 4-poles, N-pole left, In=1600A up to 690V AC 50/60Hz, breaking capacity M Icu=85/66kA at 500/690V, Trip unit ETU600 LSIG upgrade ready , colordisplay, bluetooth and USB interface, Protection LT, ST, INST, GFx, include N-protection, (internal N-sensor available), incl. trip alarm switch (1xCO), front connection double hole, guide frame with shutter and w/o position signalling switch, with internal voltage tap on upper stab of circuit breaker, with voltage tap module VTM680 and power supply of ETU600, able to communication, integrated metering type PMF-2 Basic Power Monitoring, Voltage, Energy, Power, Power factor, Frequency, Unbalance, Temperature, Manual operating mechanism with mechanical closing, without Spring charging motor, Ready-to-close signal. switch, Auxiliary switches 2NO+2NC, without Closing coil (CC), manual operating mechanism with mechanical closing, without Remote trip alarm reset coil (RR), without 2nd shunt trip, without 1st Shunt trip | 227700 | 1 | Z\ | 1
3WA1116-4MF44-0AA0 |  | Withdrawable circuit breaker with guide frame, IEC 60947-2, frame size 1, 4-poles, N-pole left, In=1600A up to 690V AC 50/60Hz, breaking capacity M Icu=85/66kA at 500/690V, Trip unit ETU600 LSIG upgrade ready , colordisplay, bluetooth and USB interface, Protection LT, ST, INST, GFx, include N-protection, (internal N-sensor available), incl. trip alarm switch (1xCO), rear connection flange, guide frame with shutter and w/o position signalling switch, with internal voltage tap on upper stab of circuit breaker, with voltage tap module VTM680 and power supply of ETU600, able to communication, integrated metering type PMF-2 Basic Power Monitoring, Voltage, Energy, Power, Power factor, Frequency, Unbalance, Temperature, Manual operating mechanism with mechanical closing, without Spring charging motor, Ready-to-close signal. switch, Auxiliary switches 2NO+2NC, without Closing coil (CC), manual operating mechanism with mechanical closing, without Remote trip alarm reset coil (RR), without 2nd shunt trip, without 1st Shunt trip | 216700 | 1 | Z\ | 1
3WA1116-4NE01-0AA0 |  | Fixed-mounted circuit breaker IEC 60947-2, frame size 1, 3-poles, In=1600A up to 690V AC 50/60Hz, breaking capacity M Icu=85/66kA at 500/690V, Trip unit ETU600 LSI upgrade ready , colordisplay, bluetooth and USB interface, Protection LT, ST, INST, N-protection required an external N-sensor, incl. trip alarm switch (1xCO), rear connection vertical, with internal voltage tap on upper stab of circuit breaker, with voltage tap module VTM680 and power supply of ETU600, able to communication, integrated metering type PMF-3 Advanced Power Monitor., Voltage, Energy, Power, Power factor, Frequency, Unbalance, Temperature, Power quality, Manual operating mechanism with mechanical closing, without Spring charging motor, Ready-to-close signal. switch, Auxiliary switches 2NO+2NC, without Closing coil (CC), manual operating mechanism with mechanical closing, without Remote trip alarm reset coil (RR), without 2nd shunt trip, without 1st Shunt trip | 133100 | 1 | Z\ | 1
3WA1116-4NE02-0AA0 |  | Fixed-mounted circuit breaker IEC 60947-2, frame size 1, 3-poles, In=1600A up to 690V AC 50/60Hz, breaking capacity M Icu=85/66kA at 500/690V, Trip unit ETU600 LSI upgrade ready , colordisplay, bluetooth and USB interface, Protection LT, ST, INST, N-protection required an external N-sensor, incl. trip alarm switch (1xCO), rear connection horizontal, with internal voltage tap on upper stab of circuit breaker, with voltage tap module VTM680 and power supply of ETU600, able to communication, integrated metering type PMF-3 Advanced Power Monitor., Voltage, Energy, Power, Power factor, Frequency, Unbalance, Temperature, Power quality, Manual operating mechanism with mechanical closing, without Spring charging motor, Ready-to-close signal. switch, Auxiliary switches 2NO+2NC, without Closing coil (CC), manual operating mechanism with mechanical closing, without Remote trip alarm reset coil (RR), without 2nd shunt trip, without 1st Shunt trip | 130100 | 1 | Z\ | 1
3WA1116-4NE03-0AA0 |  | Fixed-mounted circuit breaker IEC 60947-2, frame size 1, 3-poles, In=1600A up to 690V AC 50/60Hz, breaking capacity M Icu=85/66kA at 500/690V, Trip unit ETU600 LSI upgrade ready , colordisplay, bluetooth and USB interface, Protection LT, ST, INST, N-protection required an external N-sensor, incl. trip alarm switch (1xCO), front connection double hole, with internal voltage tap on upper stab of circuit breaker, with voltage tap module VTM680 and power supply of ETU600, able to communication, integrated metering type PMF-3 Advanced Power Monitor., Voltage, Energy, Power, Power factor, Frequency, Unbalance, Temperature, Power quality, Manual operating mechanism with mechanical closing, without Spring charging motor, Ready-to-close signal. switch, Auxiliary switches 2NO+2NC, without Closing coil (CC), manual operating mechanism with mechanical closing, without Remote trip alarm reset coil (RR), without 2nd shunt trip, without 1st Shunt trip | 139100 | 1 | Z\ | 1
3WA1116-4NE11-0AA0 |  | Fixed-mounted circuit breaker IEC 60947-2, frame size 1, 4-poles, N-pole left, In=1600A up to 690V AC 50/60Hz, breaking capacity M Icu=85/66kA at 500/690V, Trip unit ETU600 LSI upgrade ready , colordisplay, bluetooth and USB interface, Protection LT, ST, INST, include N-protection, (internal N-sensor available), incl. trip alarm switch (1xCO), rear connection vertical, with internal voltage tap on upper stab of circuit breaker, with voltage tap module VTM680 and power supply of ETU600, able to communication, integrated metering type PMF-3 Advanced Power Monitor., Voltage, Energy, Power, Power factor, Frequency, Unbalance, Temperature, Power quality, Manual operating mechanism with mechanical closing, without Spring charging motor, Ready-to-close signal. switch, Auxiliary switches 2NO+2NC, without Closing coil (CC), manual operating mechanism with mechanical closing, without Remote trip alarm reset coil (RR), without 2nd shunt trip, without 1st Shunt trip | 168100 | 1 | Z\ | 1
3WA1116-4NE12-0AA0 |  | Fixed-mounted circuit breaker IEC 60947-2, frame size 1, 4-poles, N-pole left, In=1600A up to 690V AC 50/60Hz, breaking capacity M Icu=85/66kA at 500/690V, Trip unit ETU600 LSI upgrade ready , colordisplay, bluetooth and USB interface, Protection LT, ST, INST, include N-protection, (internal N-sensor available), incl. trip alarm switch (1xCO), rear connection horizontal, with internal voltage tap on upper stab of circuit breaker, with voltage tap module VTM680 and power supply of ETU600, able to communication, integrated metering type PMF-3 Advanced Power Monitor., Voltage, Energy, Power, Power factor, Frequency, Unbalance, Temperature, Power quality, Manual operating mechanism with mechanical closing, without Spring charging motor, Ready-to-close signal. switch, Auxiliary switches 2NO+2NC, without Closing coil (CC), manual operating mechanism with mechanical closing, without Remote trip alarm reset coil (RR), without 2nd shunt trip, without 1st Shunt trip | 164100 | 1 | Z\ | 1
3WA1116-4NE13-0AA0 |  | Fixed-mounted circuit breaker IEC 60947-2, frame size 1, 4-poles, N-pole left, In=1600A up to 690V AC 50/60Hz, breaking capacity M Icu=85/66kA at 500/690V, Trip unit ETU600 LSI upgrade ready , colordisplay, bluetooth and USB interface, Protection LT, ST, INST, include N-protection, (internal N-sensor available), incl. trip alarm switch (1xCO), front connection double hole, with internal voltage tap on upper stab of circuit breaker, with voltage tap module VTM680 and power supply of ETU600, able to communication, integrated metering type PMF-3 Advanced Power Monitor., Voltage, Energy, Power, Power factor, Frequency, Unbalance, Temperature, Power quality, Manual operating mechanism with mechanical closing, without Spring charging motor, Ready-to-close signal. switch, Auxiliary switches 2NO+2NC, without Closing coil (CC), manual operating mechanism with mechanical closing, without Remote trip alarm reset coil (RR), without 2nd shunt trip, without 1st Shunt trip | 176100 | 1 | Z\ | 1
3WA1116-4NE21-0AA0 |  | fixed-mounted circuit breaker, IEC 60947-2, size 1, 4-pole, N pole on right, In=1600 A up to 690 V AC 50/60 Hz, breaking capacity M Icu=85/66 kA at 500/690 V, tripping unit ETU600 LSI upgradeable, color display, Bluetooth, USB interface, basic protection LT, ST, INST, including protection of the N conductor (internal neutral point sensor available), trip alarm switch (1 x CO), connection at rear vertical, with internal voltage tap on upper stab of circuit breaker, with voltage tap module VTM680 and power supply of ETU600, able to communication, integrated metering type PMF-3 Advanced Power Monitor., Voltage, Energy, Power, Power factor, Frequency, Unbalance, Temperature, Power quality, Manual operating mechanism with mechanical closing, without Spring charging motor, Ready-to-close signal. switch, Auxiliary switches 2NO+2NC, without Closing coil (CC), manual operating mechanism with mechanical closing, without Remote trip alarm reset coil (RR), without 2nd shunt trip, without 1st Shunt trip | 168100 | 1 | Z\ | 1
3WA1116-4NE22-0AA0 |  | fixed-mounted circuit breaker, IEC 60947-2, size 1, 4-pole, N pole on right, In=1600 A up to 690 V AC 50/60 Hz, breaking capacity M Icu=85/66 kA at 500/690 V, tripping unit ETU600 LSI upgradeable, color display, Bluetooth, USB interface, basic protection LT, ST, INST, including protection of the N conductor (internal neutral point sensor available), trip alarm switch (1 x CO), connection at rear horizontal with internal voltage tap on upper stab of circuit breaker, with voltage tap module VTM680 and power supply of ETU600, able to communication, integrated metering type PMF-3 Advanced Power Monitor., Voltage, Energy, Power, Power factor, Frequency, Unbalance, Temperature, Power quality, Manual operating mechanism with mechanical closing, without Spring charging motor, Ready-to-close signal. switch, Auxiliary switches 2NO+2NC, without Closing coil (CC), manual operating mechanism with mechanical closing, without Remote trip alarm reset coil (RR), without 2nd shunt trip, without 1st Shunt trip | 164100 | 1 | Z\ | 1
3WA1116-4NE23-0AA0 |  | fixed-mounted circuit breaker, IEC 60947-2, size 1, 4-pole, N pole on right, In=1600 A up to 690 V AC 50/60 Hz, breaking capacity M Icu=85/66 kA at 500/690 V, tripping unit ETU600 LSI upgradeable, color display, Bluetooth, USB interface, basic protection LT, ST, INST, including protection of the N conductor (internal neutral point sensor available), trip alarm switch (1 x CO), front connection double hole, with internal voltage tap on upper stab of circuit breaker, with voltage tap module VTM680 and power supply of ETU600, able to communication, integrated metering type PMF-3 Advanced Power Monitor., Voltage, Energy, Power, Power factor, Frequency, Unbalance, Temperature, Power quality, Manual operating mechanism with mechanical closing, without Spring charging motor, Ready-to-close signal. switch, Auxiliary switches 2NO+2NC, without Closing coil (CC), manual operating mechanism with mechanical closing, without Remote trip alarm reset coil (RR), without 2nd shunt trip, without 1st Shunt trip | 176100 | 1 | Z\ | 1
3WA1116-4NE31-0AA0 |  | Withdrawable circuit breaker with guide frame, IEC 60947-2, frame size 1, 3-poles, In=1600A up to 690V AC 50/60Hz, breaking capacity M Icu=85/66kA at 500/690V, Trip unit ETU600 LSI upgrade ready , colordisplay, bluetooth and USB interface, Protection LT, ST, INST, N-protection required an external N-sensor, incl. trip alarm switch (1xCO), rear connection vertical, guide frame with shutter and w/o position signalling switch, with internal voltage tap on upper stab of circuit breaker, with voltage tap module VTM680 and power supply of ETU600, able to communication, integrated metering type PMF-3 Advanced Power Monitor., Voltage, Energy, Power, Power factor, Frequency, Unbalance, Temperature, Power quality, Manual operating mechanism with mechanical closing, without Spring charging motor, Ready-to-close signal. switch, Auxiliary switches 2NO+2NC, without Closing coil (CC), manual operating mechanism with mechanical closing, without Remote trip alarm reset coil (RR), without 2nd shunt trip, without 1st Shunt trip | 170100 | 1 | Z\ | 1
3WA1116-4NE32-0AA0 |  | Withdrawable circuit breaker with guide frame, IEC 60947-2, frame size 1, 3-poles, In=1600A up to 690V AC 50/60Hz, breaking capacity M Icu=85/66kA at 500/690V, Trip unit ETU600 LSI upgrade ready , colordisplay, bluetooth and USB interface, Protection LT, ST, INST, N-protection required an external N-sensor, incl. trip alarm switch (1xCO), rear connection horizontal, guide frame with shutter and w/o position signalling switch, with internal voltage tap on upper stab of circuit breaker, with voltage tap module VTM680 and power supply of ETU600, able to communication, integrated metering type PMF-3 Advanced Power Monitor., Voltage, Energy, Power, Power factor, Frequency, Unbalance, Temperature, Power quality, Manual operating mechanism with mechanical closing, without Spring charging motor, Ready-to-close signal. switch, Auxiliary switches 2NO+2NC, without Closing coil (CC), manual operating mechanism with mechanical closing, without Remote trip alarm reset coil (RR), without 2nd shunt trip, without 1st Shunt trip | 167100 | 1 | Z\ | 1
3WA1116-4NE33-0AA0 |  | Withdrawable circuit breaker with guide frame, IEC 60947-2, frame size 1, 3-poles, In=1600A up to 690V AC 50/60Hz, breaking capacity M Icu=85/66kA at 500/690V, Trip unit ETU600 LSI upgrade ready , colordisplay, bluetooth and USB interface, Protection LT, ST, INST, N-protection required an external N-sensor, incl. trip alarm switch (1xCO), front connection double hole, guide frame with shutter and w/o position signalling switch, with internal voltage tap on upper stab of circuit breaker, with voltage tap module VTM680 and power supply of ETU600, able to communication, integrated metering type PMF-3 Advanced Power Monitor., Voltage, Energy, Power, Power factor, Frequency, Unbalance, Temperature, Power quality, Manual operating mechanism with mechanical closing, without Spring charging motor, Ready-to-close signal. switch, Auxiliary switches 2NO+2NC, without Closing coil (CC), manual operating mechanism with mechanical closing, without Remote trip alarm reset coil (RR), without 2nd shunt trip, without 1st Shunt trip | 175100 | 1 | Z\ | 1
3WA1116-4NE34-0AA0 |  | Withdrawable circuit breaker with guide frame, IEC 60947-2, frame size 1, 3-poles, In=1600A up to 690V AC 50/60Hz, breaking capacity M Icu=85/66kA at 500/690V, Trip unit ETU600 LSI upgrade ready , colordisplay, bluetooth and USB interface, Protection LT, ST, INST, N-protection required an external N-sensor, incl. trip alarm switch (1xCO), rear connection flange, guide frame with shutter and w/o position signalling switch, with internal voltage tap on upper stab of circuit breaker, with voltage tap module VTM680 and power supply of ETU600, able to communication, integrated metering type PMF-3 Advanced Power Monitor., Voltage, Energy, Power, Power factor, Frequency, Unbalance, Temperature, Power quality, Manual operating mechanism with mechanical closing, without Spring charging motor, Ready-to-close signal. switch, Auxiliary switches 2NO+2NC, without Closing coil (CC), manual operating mechanism with mechanical closing, without Remote trip alarm reset coil (RR), without 2nd shunt trip, without 1st Shunt trip | 167100 | 1 | Z\ | 1
3WA1116-4NE41-0AA0 |  | Withdrawable circuit breaker with guide frame, IEC 60947-2, frame size 1, 4-poles, N-pole left, In=1600A up to 690V AC 50/60Hz, breaking capacity M Icu=85/66kA at 500/690V, Trip unit ETU600 LSI upgrade ready , colordisplay, bluetooth and USB interface, Protection LT, ST, INST, include N-protection, (internal N-sensor available), incl. trip alarm switch (1xCO), rear connection vertical, guide frame with shutter and w/o position signalling switch, with internal voltage tap on upper stab of circuit breaker, with voltage tap module VTM680 and power supply of ETU600, able to communication, integrated metering type PMF-3 Advanced Power Monitor., Voltage, Energy, Power, Power factor, Frequency, Unbalance, Temperature, Power quality, Manual operating mechanism with mechanical closing, without Spring charging motor, Ready-to-close signal. switch, Auxiliary switches 2NO+2NC, without Closing coil (CC), manual operating mechanism with mechanical closing, without Remote trip alarm reset coil (RR), without 2nd shunt trip, without 1st Shunt trip | 216100 | 1 | Z\ | 1
3WA1116-4NE42-0AA0 |  | Withdrawable circuit breaker with guide frame, IEC 60947-2, frame size 1, 4-poles, N-pole left, In=1600A up to 690V AC 50/60Hz, breaking capacity M Icu=85/66kA at 500/690V, Trip unit ETU600 LSI upgrade ready , colordisplay, bluetooth and USB interface, Protection LT, ST, INST, include N-protection, (internal N-sensor available), incl. trip alarm switch (1xCO), rear connection horizontal, guide frame with shutter and w/o position signalling switch, with internal voltage tap on upper stab of circuit breaker, with voltage tap module VTM680 and power supply of ETU600, able to communication, integrated metering type PMF-3 Advanced Power Monitor., Voltage, Energy, Power, Power factor, Frequency, Unbalance, Temperature, Power quality, Manual operating mechanism with mechanical closing, without Spring charging motor, Ready-to-close signal. switch, Auxiliary switches 2NO+2NC, without Closing coil (CC), manual operating mechanism with mechanical closing, without Remote trip alarm reset coil (RR), without 2nd shunt trip, without 1st Shunt trip | 212100 | 1 | Z\ | 1
3WA1116-4NE43-0AA0 |  | Withdrawable circuit breaker with guide frame, IEC 60947-2, frame size 1, 4-poles, N-pole left, In=1600A up to 690V AC 50/60Hz, breaking capacity M Icu=85/66kA at 500/690V, Trip unit ETU600 LSI upgrade ready , colordisplay, bluetooth and USB interface, Protection LT, ST, INST, include N-protection, (internal N-sensor available), incl. trip alarm switch (1xCO), front connection double hole, guide frame with shutter and w/o position signalling switch, with internal voltage tap on upper stab of circuit breaker, with voltage tap module VTM680 and power supply of ETU600, able to communication, integrated metering type PMF-3 Advanced Power Monitor., Voltage, Energy, Power, Power factor, Frequency, Unbalance, Temperature, Power quality, Manual operating mechanism with mechanical closing, without Spring charging motor, Ready-to-close signal. switch, Auxiliary switches 2NO+2NC, without Closing coil (CC), manual operating mechanism with mechanical closing, without Remote trip alarm reset coil (RR), without 2nd shunt trip, without 1st Shunt trip | 224100 | 1 | Z\ | 1
3WA1116-4NE44-0AA0 |  | Withdrawable circuit breaker with guide frame, IEC 60947-2, frame size 1, 4-poles, N-pole left, In=1600A up to 690V AC 50/60Hz, breaking capacity M Icu=85/66kA at 500/690V, Trip unit ETU600 LSI upgrade ready , colordisplay, bluetooth and USB interface, Protection LT, ST, INST, include N-protection, (internal N-sensor available), incl. trip alarm switch (1xCO), rear connection flange, guide frame with shutter and w/o position signalling switch, with internal voltage tap on upper stab of circuit breaker, with voltage tap module VTM680 and power supply of ETU600, able to communication, integrated metering type PMF-3 Advanced Power Monitor., Voltage, Energy, Power, Power factor, Frequency, Unbalance, Temperature, Power quality, Manual operating mechanism with mechanical closing, without Spring charging motor, Ready-to-close signal. switch, Auxiliary switches 2NO+2NC, without Closing coil (CC), manual operating mechanism with mechanical closing, without Remote trip alarm reset coil (RR), without 2nd shunt trip, without 1st Shunt trip | 212100 | 1 | Z\ | 1
3WA1116-4NF01-0AA0 |  | Fixed-mounted circuit breaker IEC 60947-2, frame size 1, 3-poles, In=1600A up to 690V AC 50/60Hz, breaking capacity M Icu=85/66kA at 500/690V, Trip unit ETU600 LSIG upgrade ready , colordisplay, bluetooth and USB interface, Protection LT, ST, INST, GFx, N-protection required an external N-sensor, incl. trip alarm switch (1xCO), rear connection vertical, with internal voltage tap on upper stab of circuit breaker, with voltage tap module VTM680 and power supply of ETU600, able to communication, integrated metering type PMF-3 Advanced Power Monitor., Voltage, Energy, Power, Power factor, Frequency, Unbalance, Temperature, Power quality, Manual operating mechanism with mechanical closing, without Spring charging motor, Ready-to-close signal. switch, Auxiliary switches 2NO+2NC, without Closing coil (CC), manual operating mechanism with mechanical closing, without Remote trip alarm reset coil (RR), without 2nd shunt trip, without 1st Shunt trip | 144100 | 1 | Z\ | 1
3WA1116-4NF02-0AA0 |  | Fixed-mounted circuit breaker IEC 60947-2, frame size 1, 3-poles, In=1600A up to 690V AC 50/60Hz, breaking capacity M Icu=85/66kA at 500/690V, Trip unit ETU600 LSIG upgrade ready , colordisplay, bluetooth and USB interface, Protection LT, ST, INST, GFx, N-protection required an external N-sensor, incl. trip alarm switch (1xCO), rear connection horizontal, with internal voltage tap on upper stab of circuit breaker, with voltage tap module VTM680 and power supply of ETU600, able to communication, integrated metering type PMF-3 Advanced Power Monitor., Voltage, Energy, Power, Power factor, Frequency, Unbalance, Temperature, Power quality, Manual operating mechanism with mechanical closing, without Spring charging motor, Ready-to-close signal. switch, Auxiliary switches 2NO+2NC, without Closing coil (CC), manual operating mechanism with mechanical closing, without Remote trip alarm reset coil (RR), without 2nd shunt trip, without 1st Shunt trip | 141100 | 1 | Z\ | 1
3WA1116-4NF03-0AA0 |  | Fixed-mounted circuit breaker IEC 60947-2, frame size 1, 3-poles, In=1600A up to 690V AC 50/60Hz, breaking capacity M Icu=85/66kA at 500/690V, Trip unit ETU600 LSIG upgrade ready , colordisplay, bluetooth and USB interface, Protection LT, ST, INST, GFx, N-protection required an external N-sensor, incl. trip alarm switch (1xCO), front connection double hole, with internal voltage tap on upper stab of circuit breaker, with voltage tap module VTM680 and power supply of ETU600, able to communication, integrated metering type PMF-3 Advanced Power Monitor., Voltage, Energy, Power, Power factor, Frequency, Unbalance, Temperature, Power quality, Manual operating mechanism with mechanical closing, without Spring charging motor, Ready-to-close signal. switch, Auxiliary switches 2NO+2NC, without Closing coil (CC), manual operating mechanism with mechanical closing, without Remote trip alarm reset coil (RR), without 2nd shunt trip, without 1st Shunt trip | 149100 | 1 | Z\ | 1
3WA1116-4NF11-0AA0 |  | Fixed-mounted circuit breaker IEC 60947-2, frame size 1, 4-poles, N-pole left, In=1600A up to 690V AC 50/60Hz, breaking capacity M Icu=85/66kA at 500/690V, Trip unit ETU600 LSIG upgrade ready , colordisplay, bluetooth and USB interface, Protection LT, ST, INST, GFx, include N-protection, (internal N-sensor available), incl. trip alarm switch (1xCO), rear connection vertical, with internal voltage tap on upper stab of circuit breaker, with voltage tap module VTM680 and power supply of ETU600, able to communication, integrated metering type PMF-3 Advanced Power Monitor., Voltage, Energy, Power, Power factor, Frequency, Unbalance, Temperature, Power quality, Manual operating mechanism with mechanical closing, without Spring charging motor, Ready-to-close signal. switch, Auxiliary switches 2NO+2NC, without Closing coil (CC), manual operating mechanism with mechanical closing, without Remote trip alarm reset coil (RR), without 2nd shunt trip, without 1st Shunt trip | 179100 | 1 | Z\ | 1
3WA1116-4NF12-0AA0 |  | Fixed-mounted circuit breaker IEC 60947-2, frame size 1, 4-poles, N-pole left, In=1600A up to 690V AC 50/60Hz, breaking capacity M Icu=85/66kA at 500/690V, Trip unit ETU600 LSIG upgrade ready , colordisplay, bluetooth and USB interface, Protection LT, ST, INST, GFx, include N-protection, (internal N-sensor available), incl. trip alarm switch (1xCO), rear connection horizontal, with internal voltage tap on upper stab of circuit breaker, with voltage tap module VTM680 and power supply of ETU600, able to communication, integrated metering type PMF-3 Advanced Power Monitor., Voltage, Energy, Power, Power factor, Frequency, Unbalance, Temperature, Power quality, Manual operating mechanism with mechanical closing, without Spring charging motor, Ready-to-close signal. switch, Auxiliary switches 2NO+2NC, without Closing coil (CC), manual operating mechanism with mechanical closing, without Remote trip alarm reset coil (RR), without 2nd shunt trip, without 1st Shunt trip | 175100 | 1 | Z\ | 1
3WA1116-4NF13-0AA0 |  | Fixed-mounted circuit breaker IEC 60947-2, frame size 1, 4-poles, N-pole left, In=1600A up to 690V AC 50/60Hz, breaking capacity M Icu=85/66kA at 500/690V, Trip unit ETU600 LSIG upgrade ready , colordisplay, bluetooth and USB interface, Protection LT, ST, INST, GFx, include N-protection, (internal N-sensor available), incl. trip alarm switch (1xCO), front connection double hole, with internal voltage tap on upper stab of circuit breaker, with voltage tap module VTM680 and power supply of ETU600, able to communication, integrated metering type PMF-3 Advanced Power Monitor., Voltage, Energy, Power, Power factor, Frequency, Unbalance, Temperature, Power quality, Manual operating mechanism with mechanical closing, without Spring charging motor, Ready-to-close signal. switch, Auxiliary switches 2NO+2NC, without Closing coil (CC), manual operating mechanism with mechanical closing, without Remote trip alarm reset coil (RR), without 2nd shunt trip, without 1st Shunt trip | 186100 | 1 | Z\ | 1
3WA1116-4NF21-0AA0 |  | fixed-mounted circuit breaker, IEC 60947-2, size 1, 4-pole, N pole on right, In=1600 A up to 690 V AC 50/60 Hz, breaking capacity M Icu=85/66 kA at 500/690 V, tripping unit ETU600 LSIG upgradeable, color display, Bluetooth, USB interface, basic protection LT, ST, INST, GFx, including protection of the N conductor (internal neutral point sensor available), trip alarm switch (1 x CO), connection at rear vertical, with internal voltage tap on upper stab of circuit breaker, with voltage tap module VTM680 and power supply of ETU600, able to communication, integrated metering type PMF-3 Advanced Power Monitor., Voltage, Energy, Power, Power factor, Frequency, Unbalance, Temperature, Power quality, Manual operating mechanism with mechanical closing, without Spring charging motor, Ready-to-close signal. switch, Auxiliary switches 2NO+2NC, without Closing coil (CC), manual operating mechanism with mechanical closing, without Remote trip alarm reset coil (RR), without 2nd shunt trip, without 1st Shunt trip | 179100 | 1 | Z\ | 1
3WA1116-4NF22-0AA0 |  | fixed-mounted circuit breaker, IEC 60947-2, size 1, 4-pole, N pole on right, In=1600 A up to 690 V AC 50/60 Hz, breaking capacity M Icu=85/66 kA at 500/690 V, tripping unit ETU600 LSIG upgradeable, color display, Bluetooth, USB interface, basic protection LT, ST, INST, GFx, including protection of the N conductor (internal neutral point sensor available), trip alarm switch (1 x CO), connection at rear horizontal with internal voltage tap on upper stab of circuit breaker, with voltage tap module VTM680 and power supply of ETU600, able to communication, integrated metering type PMF-3 Advanced Power Monitor., Voltage, Energy, Power, Power factor, Frequency, Unbalance, Temperature, Power quality, Manual operating mechanism with mechanical closing, without Spring charging motor, Ready-to-close signal. switch, Auxiliary switches 2NO+2NC, without Closing coil (CC), manual operating mechanism with mechanical closing, without Remote trip alarm reset coil (RR), without 2nd shunt trip, without 1st Shunt trip | 175100 | 1 | Z\ | 1
3WA1116-4NF23-0AA0 |  | fixed-mounted circuit breaker, IEC 60947-2, size 1, 4-pole, N pole on right, In=1600 A up to 690 V AC 50/60 Hz, breaking capacity M Icu=85/66 kA at 500/690 V, tripping unit ETU600 LSIG upgradeable, color display, Bluetooth, USB interface, basic protection LT, ST, INST, GFx, including protection of the N conductor (internal neutral point sensor available), trip alarm switch (1 x CO), front connection double hole, with internal voltage tap on upper stab of circuit breaker, with voltage tap module VTM680 and power supply of ETU600, able to communication, integrated metering type PMF-3 Advanced Power Monitor., Voltage, Energy, Power, Power factor, Frequency, Unbalance, Temperature, Power quality, Manual operating mechanism with mechanical closing, without Spring charging motor, Ready-to-close signal. switch, Auxiliary switches 2NO+2NC, without Closing coil (CC), manual operating mechanism with mechanical closing, without Remote trip alarm reset coil (RR), without 2nd shunt trip, without 1st Shunt trip | 186100 | 1 | Z\ | 1
3WA1116-4NF31-0AA0 |  | Withdrawable circuit breaker with guide frame, IEC 60947-2, frame size 1, 3-poles, In=1600A up to 690V AC 50/60Hz, breaking capacity M Icu=85/66kA at 500/690V, Trip unit ETU600 LSIG upgrade ready , colordisplay, bluetooth and USB interface, Protection LT, ST, INST, GFx, N-protection required an external N-sensor, incl. trip alarm switch (1xCO), rear connection vertical, guide frame with shutter and w/o position signalling switch, with internal voltage tap on upper stab of circuit breaker, with voltage tap module VTM680 and power supply of ETU600, able to communication, integrated metering type PMF-3 Advanced Power Monitor., Voltage, Energy, Power, Power factor, Frequency, Unbalance, Temperature, Power quality, Manual operating mechanism with mechanical closing, without Spring charging motor, Ready-to-close signal. switch, Auxiliary switches 2NO+2NC, without Closing coil (CC), manual operating mechanism with mechanical closing, without Remote trip alarm reset coil (RR), without 2nd shunt trip, without 1st Shunt trip | 180100 | 1 | Z\ | 1
3WA1116-4NF32-0AA0 |  | Withdrawable circuit breaker with guide frame, IEC 60947-2, frame size 1, 3-poles, In=1600A up to 690V AC 50/60Hz, breaking capacity M Icu=85/66kA at 500/690V, Trip unit ETU600 LSIG upgrade ready , colordisplay, bluetooth and USB interface, Protection LT, ST, INST, GFx, N-protection required an external N-sensor, incl. trip alarm switch (1xCO), rear connection horizontal, guide frame with shutter and w/o position signalling switch, with internal voltage tap on upper stab of circuit breaker, with voltage tap module VTM680 and power supply of ETU600, able to communication, integrated metering type PMF-3 Advanced Power Monitor., Voltage, Energy, Power, Power factor, Frequency, Unbalance, Temperature, Power quality, Manual operating mechanism with mechanical closing, without Spring charging motor, Ready-to-close signal. switch, Auxiliary switches 2NO+2NC, without Closing coil (CC), manual operating mechanism with mechanical closing, without Remote trip alarm reset coil (RR), without 2nd shunt trip, without 1st Shunt trip | 177100 | 1 | Z\ | 1
3WA1116-4NF33-0AA0 |  | Withdrawable circuit breaker with guide frame, IEC 60947-2, frame size 1, 3-poles, In=1600A up to 690V AC 50/60Hz, breaking capacity M Icu=85/66kA at 500/690V, Trip unit ETU600 LSIG upgrade ready , colordisplay, bluetooth and USB interface, Protection LT, ST, INST, GFx, N-protection required an external N-sensor, incl. trip alarm switch (1xCO), front connection double hole, guide frame with shutter and w/o position signalling switch, with internal voltage tap on upper stab of circuit breaker, with voltage tap module VTM680 and power supply of ETU600, able to communication, integrated metering type PMF-3 Advanced Power Monitor., Voltage, Energy, Power, Power factor, Frequency, Unbalance, Temperature, Power quality, Manual operating mechanism with mechanical closing, without Spring charging motor, Ready-to-close signal. switch, Auxiliary switches 2NO+2NC, without Closing coil (CC), manual operating mechanism with mechanical closing, without Remote trip alarm reset coil (RR), without 2nd shunt trip, without 1st Shunt trip | 186100 | 1 | Z\ | 1
3WA1116-4NF34-0AA0 |  | Withdrawable circuit breaker with guide frame, IEC 60947-2, frame size 1, 3-poles, In=1600A up to 690V AC 50/60Hz, breaking capacity M Icu=85/66kA at 500/690V, Trip unit ETU600 LSIG upgrade ready , colordisplay, bluetooth and USB interface, Protection LT, ST, INST, GFx, N-protection required an external N-sensor, incl. trip alarm switch (1xCO), rear connection flange, guide frame with shutter and w/o position signalling switch, with internal voltage tap on upper stab of circuit breaker, with voltage tap module VTM680 and power supply of ETU600, able to communication, integrated metering type PMF-3 Advanced Power Monitor., Voltage, Energy, Power, Power factor, Frequency, Unbalance, Temperature, Power quality, Manual operating mechanism with mechanical closing, without Spring charging motor, Ready-to-close signal. switch, Auxiliary switches 2NO+2NC, without Closing coil (CC), manual operating mechanism with mechanical closing, without Remote trip alarm reset coil (RR), without 2nd shunt trip, without 1st Shunt trip | 177100 | 1 | Z\ | 1
3WA1116-4NF41-0AA0 |  | Withdrawable circuit breaker with guide frame, IEC 60947-2, frame size 1, 4-poles, N-pole left, In=1600A up to 690V AC 50/60Hz, breaking capacity M Icu=85/66kA at 500/690V, Trip unit ETU600 LSIG upgrade ready , colordisplay, bluetooth and USB interface, Protection LT, ST, INST, GFx, include N-protection, (internal N-sensor available), incl. trip alarm switch (1xCO), rear connection vertical, guide frame with shutter and w/o position signalling switch, with internal voltage tap on upper stab of circuit breaker, with voltage tap module VTM680 and power supply of ETU600, able to communication, integrated metering type PMF-3 Advanced Power Monitor., Voltage, Energy, Power, Power factor, Frequency, Unbalance, Temperature, Power quality, Manual operating mechanism with mechanical closing, without Spring charging motor, Ready-to-close signal. switch, Auxiliary switches 2NO+2NC, without Closing coil (CC), manual operating mechanism with mechanical closing, without Remote trip alarm reset coil (RR), without 2nd shunt trip, without 1st Shunt trip | 227100 | 1 | Z\ | 1
3WA1116-4NF42-0AA0 |  | Withdrawable circuit breaker with guide frame, IEC 60947-2, frame size 1, 4-poles, N-pole left, In=1600A up to 690V AC 50/60Hz, breaking capacity M Icu=85/66kA at 500/690V, Trip unit ETU600 LSIG upgrade ready , colordisplay, bluetooth and USB interface, Protection LT, ST, INST, GFx, include N-protection, (internal N-sensor available), incl. trip alarm switch (1xCO), rear connection horizontal, guide frame with shutter and w/o position signalling switch, with internal voltage tap on upper stab of circuit breaker, with voltage tap module VTM680 and power supply of ETU600, able to communication, integrated metering type PMF-3 Advanced Power Monitor., Voltage, Energy, Power, Power factor, Frequency, Unbalance, Temperature, Power quality, Manual operating mechanism with mechanical closing, without Spring charging motor, Ready-to-close signal. switch, Auxiliary switches 2NO+2NC, without Closing coil (CC), manual operating mechanism with mechanical closing, without Remote trip alarm reset coil (RR), without 2nd shunt trip, without 1st Shunt trip | 223100 | 1 | Z\ | 1
3WA1116-4NF43-0AA0 |  | Withdrawable circuit breaker with guide frame, IEC 60947-2, frame size 1, 4-poles, N-pole left, In=1600A up to 690V AC 50/60Hz, breaking capacity M Icu=85/66kA at 500/690V, Trip unit ETU600 LSIG upgrade ready , colordisplay, bluetooth and USB interface, Protection LT, ST, INST, GFx, include N-protection, (internal N-sensor available), incl. trip alarm switch (1xCO), front connection double hole, guide frame with shutter and w/o position signalling switch, with internal voltage tap on upper stab of circuit breaker, with voltage tap module VTM680 and power supply of ETU600, able to communication, integrated metering type PMF-3 Advanced Power Monitor., Voltage, Energy, Power, Power factor, Frequency, Unbalance, Temperature, Power quality, Manual operating mechanism with mechanical closing, without Spring charging motor, Ready-to-close signal. switch, Auxiliary switches 2NO+2NC, without Closing coil (CC), manual operating mechanism with mechanical closing, without Remote trip alarm reset coil (RR), without 2nd shunt trip, without 1st Shunt trip | 234100 | 1 | Z\ | 1
3WA1116-4NF44-0AA0 |  | Withdrawable circuit breaker with guide frame, IEC 60947-2, frame size 1, 4-poles, N-pole left, In=1600A up to 690V AC 50/60Hz, breaking capacity M Icu=85/66kA at 500/690V, Trip unit ETU600 LSIG upgrade ready , colordisplay, bluetooth and USB interface, Protection LT, ST, INST, GFx, include N-protection, (internal N-sensor available), incl. trip alarm switch (1xCO), rear connection flange, guide frame with shutter and w/o position signalling switch, with internal voltage tap on upper stab of circuit breaker, with voltage tap module VTM680 and power supply of ETU600, able to communication, integrated metering type PMF-3 Advanced Power Monitor., Voltage, Energy, Power, Power factor, Frequency, Unbalance, Temperature, Power quality, Manual operating mechanism with mechanical closing, without Spring charging motor, Ready-to-close signal. switch, Auxiliary switches 2NO+2NC, without Closing coil (CC), manual operating mechanism with mechanical closing, without Remote trip alarm reset coil (RR), without 2nd shunt trip, without 1st Shunt trip | 223100 | 1 | Z\ | 1
3WA1116-5AB01-0AA0 |  | fixed-mounted circuit breaker, IEC 60947-2, size 1, 3-pole, In=1600 A up to 690 V AC 50/60 Hz, breaking capacity H Icu=100/66 kA at 500/690 V, ETU300 LSI electronic trip unit optimized for standard applications, without display, basic protection LT, ST, INST, neutral conductor protection requires an external neutral point current sensor, trip alarm switch (1 x CO), connection at rear vertical, without Com & metering function Manual operating mechanism with mechanical closing, without Spring charging motor, Ready-to-close signal. switch, Auxiliary switches 2NO+2NC, without Closing coil (CC), manual operating mechanism with mechanical closing, without Remote trip alarm reset coil (RR), without 2nd shunt trip, without 1st Shunt trip | 117000 | 1 | Z\ | 1
3WA1116-5AB02-0AA0 |  | fixed-mounted circuit breaker, IEC 60947-2, size 1, 3-pole, In=1600 A up to 690 V AC 50/60 Hz, breaking capacity H Icu=100/66 kA at 500/690 V, ETU300 LSI electronic trip unit optimized for standard applications, without display, basic protection LT, ST, INST, neutral conductor protection requires an external neutral point current sensor, trip alarm switch (1 x CO), connection at rear horizontal without Com & metering function Manual operating mechanism with mechanical closing, without Spring charging motor, Ready-to-close signal. switch, Auxiliary switches 2NO+2NC, without Closing coil (CC), manual operating mechanism with mechanical closing, without Remote trip alarm reset coil (RR), without 2nd shunt trip, without 1st Shunt trip | 114000 | 1 | Z\ | 1
3WA1116-5AB11-0AA0 |  | fixed-mounted circuit breaker, IEC 60947-2, size 1, 4-pole, N pole on left, In=1600 A up to 690 V AC 50/60 Hz, breaking capacity H Icu=100/66 kA at 500/690 V, ETU300 LSI electronic trip unit optimized for standard applications, without display, basic protection LT, ST, INST, including protection of the N conductor (internal neutral point sensor available) trip alarm switch (1 x CO), connection at rear vertical, without Com & metering function Manual operating mechanism with mechanical closing, without Spring charging motor, Ready-to-close signal. switch, Auxiliary switches 2NO+2NC, without Closing coil (CC), manual operating mechanism with mechanical closing, without Remote trip alarm reset coil (RR), without 2nd shunt trip, without 1st Shunt trip | 156000 | 1 | Z\ | 1
3WA1116-5AB12-0AA0 |  | fixed-mounted circuit breaker, IEC 60947-2, size 1, 4-pole, N pole on left, In=1600 A up to 690 V AC 50/60 Hz, breaking capacity H Icu=100/66 kA at 500/690 V, ETU300 LSI electronic trip unit optimized for standard applications, without display, basic protection LT, ST, INST, including protection of the N conductor (internal neutral point sensor available) trip alarm switch (1 x CO), connection at rear horizontal without Com & metering function Manual operating mechanism with mechanical closing, without Spring charging motor, Ready-to-close signal. switch, Auxiliary switches 2NO+2NC, without Closing coil (CC), manual operating mechanism with mechanical closing, without Remote trip alarm reset coil (RR), without 2nd shunt trip, without 1st Shunt trip | 152000 | 1 | Z\ | 1
3WA1116-5AB21-0AA0 |  | fixed-mounted circuit breaker, IEC 60947-2, size 1, 4-pole, N pole on right, In=1600 A up to 690 V AC 50/60 Hz, breaking capacity H Icu=100/66 kA at 500/690 V, ETU300 LSI electronic trip unit optimized for standard applications, without display, basic protection LT, ST, INST, including protection of the N conductor (internal neutral point sensor available) trip alarm switch (1 x CO), connection at rear vertical, without Com & metering function Manual operating mechanism with mechanical closing, without Spring charging motor, Ready-to-close signal. switch, Auxiliary switches 2NO+2NC, without Closing coil (CC), manual operating mechanism with mechanical closing, without Remote trip alarm reset coil (RR), without 2nd shunt trip, without 1st Shunt trip | 156000 | 1 | Z\ | 1
3WA1116-5AB22-0AA0 |  | fixed-mounted circuit breaker, IEC 60947-2, size 1, 4-pole, N pole on right, In=1600 A up to 690 V AC 50/60 Hz, breaking capacity H Icu=100/66 kA at 500/690 V, ETU300 LSI electronic trip unit optimized for standard applications, without display, basic protection LT, ST, INST, including protection of the N conductor (internal neutral point sensor available) trip alarm switch (1 x CO), connection at rear horizontal without Com & metering function Manual operating mechanism with mechanical closing, without Spring charging motor, Ready-to-close signal. switch, Auxiliary switches 2NO+2NC, without Closing coil (CC), manual operating mechanism with mechanical closing, without Remote trip alarm reset coil (RR), without 2nd shunt trip, without 1st Shunt trip | 152000 | 1 | Z\ | 1
3WA1116-5AB31-0AA0 |  | withdrawable circuit breaker, with guide frame, IEC 60947-2, size 1, 3-pole, In=1600 A up to 690 V AC 50/60 Hz, breaking capacity H Icu=100/66 kA at 500/690 V, ETU300 LSI electronic trip unit optimized for standard applications, without display, basic protection LT, ST, INST, neutral conductor protection requires an external neutral point current sensor, trip alarm switch (1 x CO), connection at rear vertical, guide frame with shutter, without position signaling switch without Com & metering function Manual operating mechanism with mechanical closing, without Spring charging motor, Ready-to-close signal. switch, Auxiliary switches 2NO+2NC, without Closing coil (CC), manual operating mechanism with mechanical closing, without Remote trip alarm reset coil (RR), without 2nd shunt trip, without 1st Shunt trip | 148000 | 1 | Z\ | 1
3WA1116-5AB32-0AA0 |  | withdrawable circuit breaker, with guide frame, IEC 60947-2, size 1, 3-pole, In=1600 A up to 690 V AC 50/60 Hz, breaking capacity H Icu=100/66 kA at 500/690 V, ETU300 LSI electronic trip unit optimized for standard applications, without display, basic protection LT, ST, INST, neutral conductor protection requires an external neutral point current sensor, trip alarm switch (1 x CO), connection at rear horizontal guide frame with shutter, without position signaling switch without Com & metering function Manual operating mechanism with mechanical closing, without Spring charging motor, Ready-to-close signal. switch, Auxiliary switches 2NO+2NC, without Closing coil (CC), manual operating mechanism with mechanical closing, without Remote trip alarm reset coil (RR), without 2nd shunt trip, without 1st Shunt trip | 145000 | 1 | Z\ | 1
3WA1116-5AB34-0AA0 |  | withdrawable circuit breaker, with guide frame, IEC 60947-2, size 1, 3-pole, In=1600 A up to 690 V AC 50/60 Hz, breaking capacity H Icu=100/66 kA at 500/690 V, ETU300 LSI electronic trip unit optimized for standard applications, without display, basic protection LT, ST, INST, neutral conductor protection requires an external neutral point current sensor, trip alarm switch (1 x CO), connection at rear flange, guide frame with shutter, without position signaling switch without Com & metering function Manual operating mechanism with mechanical closing, without Spring charging motor, Ready-to-close signal. switch, Auxiliary switches 2NO+2NC, without Closing coil (CC), manual operating mechanism with mechanical closing, without Remote trip alarm reset coil (RR), without 2nd shunt trip, without 1st Shunt trip | 145000 | 1 | Z\ | 1
3WA1116-5AB41-0AA0 |  | withdrawable circuit breaker, with guide frame, IEC 60947-2, size 1, 4-pole, N pole on left, In=1600 A up to 690 V AC 50/60 Hz, breaking capacity H Icu=100/66 kA at 500/690 V, ETU300 LSI electronic trip unit optimized for standard applications, without display, basic protection LT, ST, INST, including protection of the N conductor (internal neutral point sensor available) trip alarm switch (1 x CO), connection at rear vertical, guide frame with shutter, without position signaling switch without Com & metering function Manual operating mechanism with mechanical closing, without Spring charging motor, Ready-to-close signal. switch, Auxiliary switches 2NO+2NC, without Closing coil (CC), manual operating mechanism with mechanical closing, without Remote trip alarm reset coil (RR), without 2nd shunt trip, without 1st Shunt trip | 197000 | 1 | Z\ | 1
3WA1116-5AB42-0AA0 |  | withdrawable circuit breaker, with guide frame, IEC 60947-2, size 1, 4-pole, N pole on left, In=1600 A up to 690 V AC 50/60 Hz, breaking capacity H Icu=100/66 kA at 500/690 V, ETU300 LSI electronic trip unit optimized for standard applications, without display, basic protection LT, ST, INST, including protection of the N conductor (internal neutral point sensor available) trip alarm switch (1 x CO), connection at rear horizontal guide frame with shutter, without position signaling switch without Com & metering function Manual operating mechanism with mechanical closing, without Spring charging motor, Ready-to-close signal. switch, Auxiliary switches 2NO+2NC, without Closing coil (CC), manual operating mechanism with mechanical closing, without Remote trip alarm reset coil (RR), without 2nd shunt trip, without 1st Shunt trip | 193000 | 1 | Z\ | 1
3WA1116-5AB44-0AA0 |  | withdrawable circuit breaker, with guide frame, IEC 60947-2, size 1, 4-pole, N pole on left, In=1600 A up to 690 V AC 50/60 Hz, breaking capacity H Icu=100/66 kA at 500/690 V, ETU300 LSI electronic trip unit optimized for standard applications, without display, basic protection LT, ST, INST, including protection of the N conductor (internal neutral point sensor available) trip alarm switch (1 x CO), connection at rear flange, guide frame with shutter, without position signaling switch without Com & metering function Manual operating mechanism with mechanical closing, without Spring charging motor, Ready-to-close signal. switch, Auxiliary switches 2NO+2NC, without Closing coil (CC), manual operating mechanism with mechanical closing, without Remote trip alarm reset coil (RR), without 2nd shunt trip, without 1st Shunt trip | 193000 | 1 | Z\ | 1
3WA1116-5AC01-0AA0 |  | fixed-mounted circuit breaker, IEC 60947-2, size 1, 3-pole, In=1600 A up to 690 V AC 50/60 Hz, breaking capacity H Icu=100/66 kA at 500/690 V, ETU300 LSI G electronic trip unit optimized for standard applications, without display, basic protection LT, ST, INST, GF, neutral conductor protection requires an external neutral point current sensor, trip alarm switch (1 x CO), connection at rear vertical, without Com & metering function Manual operating mechanism with mechanical closing, without Spring charging motor, Ready-to-close signal. switch, Auxiliary switches 2NO+2NC, without Closing coil (CC), manual operating mechanism with mechanical closing, without Remote trip alarm reset coil (RR), without 2nd shunt trip, without 1st Shunt trip | 123000 | 1 | Z\ | 1
3WA1116-5AC02-0AA0 |  | fixed-mounted circuit breaker, IEC 60947-2, size 1, 3-pole, In=1600 A up to 690 V AC 50/60 Hz, breaking capacity H Icu=100/66 kA at 500/690 V, ETU300 LSI G electronic trip unit optimized for standard applications, without display, basic protection LT, ST, INST, GF, neutral conductor protection requires an external neutral point current sensor, trip alarm switch (1 x CO), connection at rear horizontal without Com & metering function Manual operating mechanism with mechanical closing, without Spring charging motor, Ready-to-close signal. switch, Auxiliary switches 2NO+2NC, without Closing coil (CC), manual operating mechanism with mechanical closing, without Remote trip alarm reset coil (RR), without 2nd shunt trip, without 1st Shunt trip | 120000 | 1 | Z\ | 1
3WA1116-5AC11-0AA0 |  | fixed-mounted circuit breaker, IEC 60947-2, size 1, 4-pole, N pole on left, In=1600 A up to 690 V AC 50/60 Hz, breaking capacity H Icu=100/66 kA at 500/690 V, ETU300 LSI G electronic trip unit optimized for standard applications, without display, basic protection LT, ST, INST, GF, including protection of the N conductor (internal neutral point sensor available), trip alarm switch (1 x CO), connection at rear vertical, without Com & metering function Manual operating mechanism with mechanical closing, without Spring charging motor, Ready-to-close signal. switch, Auxiliary switches 2NO+2NC, without Closing coil (CC), manual operating mechanism with mechanical closing, without Remote trip alarm reset coil (RR), without 2nd shunt trip, without 1st Shunt trip | 162000 | 1 | Z\ | 1
3WA1116-5AC12-0AA0 |  | fixed-mounted circuit breaker, IEC 60947-2, size 1, 4-pole, N pole on left, In=1600 A up to 690 V AC 50/60 Hz, breaking capacity H Icu=100/66 kA at 500/690 V, ETU300 LSI G electronic trip unit optimized for standard applications, without display, basic protection LT, ST, INST, GF, including protection of the N conductor (internal neutral point sensor available), trip alarm switch (1 x CO), connection at rear horizontal without Com & metering function Manual operating mechanism with mechanical closing, without Spring charging motor, Ready-to-close signal. switch, Auxiliary switches 2NO+2NC, without Closing coil (CC), manual operating mechanism with mechanical closing, without Remote trip alarm reset coil (RR), without 2nd shunt trip, without 1st Shunt trip | 158000 | 1 | Z\ | 1
3WA1116-5AC21-0AA0 |  | fixed-mounted circuit breaker, IEC 60947-2, size 1, 4-pole, N pole on right, In=1600 A up to 690 V AC 50/60 Hz, breaking capacity H Icu=100/66 kA at 500/690 V, ETU300 LSI G electronic trip unit optimized for standard applications, without display, basic protection LT, ST, INST, GF, including protection of the N conductor (internal neutral point sensor available), trip alarm switch (1 x CO), connection at rear vertical, without Com & metering function Manual operating mechanism with mechanical closing, without Spring charging motor, Ready-to-close signal. switch, Auxiliary switches 2NO+2NC, without Closing coil (CC), manual operating mechanism with mechanical closing, without Remote trip alarm reset coil (RR), without 2nd shunt trip, without 1st Shunt trip | 162000 | 1 | Z\ | 1
3WA1116-5AC22-0AA0 |  | fixed-mounted circuit breaker, IEC 60947-2, size 1, 4-pole, N pole on right, In=1600 A up to 690 V AC 50/60 Hz, breaking capacity H Icu=100/66 kA at 500/690 V, ETU300 LSI G electronic trip unit optimized for standard applications, without display, basic protection LT, ST, INST, GF, including protection of the N conductor (internal neutral point sensor available), trip alarm switch (1 x CO), connection at rear horizontal without Com & metering function Manual operating mechanism with mechanical closing, without Spring charging motor, Ready-to-close signal. switch, Auxiliary switches 2NO+2NC, without Closing coil (CC), manual operating mechanism with mechanical closing, without Remote trip alarm reset coil (RR), without 2nd shunt trip, without 1st Shunt trip | 158000 | 1 | Z\ | 1
3WA1116-5AC31-0AA0 |  | withdrawable circuit breaker, with guide frame, IEC 60947-2, size 1, 3-pole, In=1600 A up to 690 V AC 50/60 Hz, breaking capacity H Icu=100/66 kA at 500/690 V, ETU300 LSI G electronic trip unit optimized for standard applications, without display, basic protection LT, ST, INST, GF, neutral conductor protection requires an external neutral point current sensor, trip alarm switch (1 x CO), connection at rear vertical, guide frame with shutter, without position signaling switch without Com & metering function Manual operating mechanism with mechanical closing, without Spring charging motor, Ready-to-close signal. switch, Auxiliary switches 2NO+2NC, without Closing coil (CC), manual operating mechanism with mechanical closing, without Remote trip alarm reset coil (RR), without 2nd shunt trip, without 1st Shunt trip | 154000 | 1 | Z\ | 1
3WA1116-5AC32-0AA0 |  | withdrawable circuit breaker, with guide frame, IEC 60947-2, size 1, 3-pole, In=1600 A up to 690 V AC 50/60 Hz, breaking capacity H Icu=100/66 kA at 500/690 V, ETU300 LSI G electronic trip unit optimized for standard applications, without display, basic protection LT, ST, INST, GF, neutral conductor protection requires an external neutral point current sensor, trip alarm switch (1 x CO), connection at rear horizontal guide frame with shutter, without position signaling switch without Com & metering function Manual operating mechanism with mechanical closing, without Spring charging motor, Ready-to-close signal. switch, Auxiliary switches 2NO+2NC, without Closing coil (CC), manual operating mechanism with mechanical closing, without Remote trip alarm reset coil (RR), without 2nd shunt trip, without 1st Shunt trip | 151000 | 1 | Z\ | 1
3WA1116-5AC34-0AA0 |  | withdrawable circuit breaker, with guide frame, IEC 60947-2, size 1, 3-pole, In=1600 A up to 690 V AC 50/60 Hz, breaking capacity H Icu=100/66 kA at 500/690 V, ETU300 LSI G electronic trip unit optimized for standard applications, without display, basic protection LT, ST, INST, GF, neutral conductor protection requires an external neutral point current sensor, trip alarm switch (1 x CO), connection at rear flange, guide frame with shutter, without position signaling switch without Com & metering function Manual operating mechanism with mechanical closing, without Spring charging motor, Ready-to-close signal. switch, Auxiliary switches 2NO+2NC, without Closing coil (CC), manual operating mechanism with mechanical closing, without Remote trip alarm reset coil (RR), without 2nd shunt trip, without 1st Shunt trip | 151000 | 1 | Z\ | 1
3WA1116-5AC41-0AA0 |  | withdrawable circuit breaker, with guide frame, IEC 60947-2, size 1, 4-pole, N pole on left, In=1600 A up to 690 V AC 50/60 Hz, breaking capacity H Icu=100/66 kA at 500/690 V, ETU300 LSI G electronic trip unit optimized for standard applications, without display, basic protection LT, ST, INST, GF, including protection of the N conductor (internal neutral point sensor available), trip alarm switch (1 x CO), connection at rear vertical, guide frame with shutter, without position signaling switch without Com & metering function Manual operating mechanism with mechanical closing, without Spring charging motor, Ready-to-close signal. switch, Auxiliary switches 2NO+2NC, without Closing coil (CC), manual operating mechanism with mechanical closing, without Remote trip alarm reset coil (RR), without 2nd shunt trip, without 1st Shunt trip | 203000 | 1 | Z\ | 1
3WA1116-5AC42-0AA0 |  | withdrawable circuit breaker, with guide frame, IEC 60947-2, size 1, 4-pole, N pole on left, In=1600 A up to 690 V AC 50/60 Hz, breaking capacity H Icu=100/66 kA at 500/690 V, ETU300 LSI G electronic trip unit optimized for standard applications, without display, basic protection LT, ST, INST, GF, including protection of the N conductor (internal neutral point sensor available), trip alarm switch (1 x CO), connection at rear horizontal guide frame with shutter, without position signaling switch without Com & metering function Manual operating mechanism with mechanical closing, without Spring charging motor, Ready-to-close signal. switch, Auxiliary switches 2NO+2NC, without Closing coil (CC), manual operating mechanism with mechanical closing, without Remote trip alarm reset coil (RR), without 2nd shunt trip, without 1st Shunt trip | 199000 | 1 | Z\ | 1
3WA1116-5AC44-0AA0 |  | withdrawable circuit breaker, with guide frame, IEC 60947-2, size 1, 4-pole, N pole on left, In=1600 A up to 690 V AC 50/60 Hz, breaking capacity H Icu=100/66 kA at 500/690 V, ETU300 LSI G electronic trip unit optimized for standard applications, without display, basic protection LT, ST, INST, GF, including protection of the N conductor (internal neutral point sensor available), trip alarm switch (1 x CO), connection at rear flange, guide frame with shutter, without position signaling switch without Com & metering function Manual operating mechanism with mechanical closing, without Spring charging motor, Ready-to-close signal. switch, Auxiliary switches 2NO+2NC, without Closing coil (CC), manual operating mechanism with mechanical closing, without Remote trip alarm reset coil (RR), without 2nd shunt trip, without 1st Shunt trip | 199000 | 1 | Z\ | 1
3WA1116-5AE01-0AA0 |  | fixed-mounted circuit breaker, IEC 60947-2, size 1, 3-pole, In=1600 A up to 690 V AC 50/60 Hz, breaking capacity H Icu=100/66 kA at 500/690 V, ETU600 LSI electronic trip unit upgradeable, color display, Bluetooth, USB interface, basic protection LT, ST, INST, neutral conductor protection requires an external neutral point current sensor, trip alarm switch (1 x CO), connection at rear vertical, without Com & metering function Manual operating mechanism with mechanical closing, without Spring charging motor, Ready-to-close signal. switch, Auxiliary switches 2NO+2NC, without Closing coil (CC), manual operating mechanism with mechanical closing, without Remote trip alarm reset coil (RR), without 2nd shunt trip, without 1st Shunt trip | 122000 | 1 | Z\ | 1
3WA1116-5AE02-0AA0 |  | fixed-mounted circuit breaker, IEC 60947-2, size 1, 3-pole, In=1600 A up to 690 V AC 50/60 Hz, breaking capacity H Icu=100/66 kA at 500/690 V, ETU600 LSI electronic trip unit upgradeable, color display, Bluetooth, USB interface, basic protection LT, ST, INST, neutral conductor protection requires an external neutral point current sensor, trip alarm switch (1 x CO), connection at rear horizontal without Com & metering function Manual operating mechanism with mechanical closing, without Spring charging motor, Ready-to-close signal. switch, Auxiliary switches 2NO+2NC, without Closing coil (CC), manual operating mechanism with mechanical closing, without Remote trip alarm reset coil (RR), without 2nd shunt trip, without 1st Shunt trip | 119000 | 1 | Z\ | 1
3WA1116-5AE11-0AA0 |  | fixed-mounted circuit breaker, IEC 60947-2, size 1, 4-pole, N pole on left, In=1600 A up to 690 V AC 50/60 Hz, breaking capacity H Icu=100/66 kA at 500/690 V, ETU600 LSI electronic trip unit upgradeable, color display, Bluetooth, USB interface, basic protection LT, ST, INST, including protection of the N conductor (internal neutral point sensor available), trip alarm switch (1 x CO), connection at rear vertical, without Com & metering function Manual operating mechanism with mechanical closing, without Spring charging motor, Ready-to-close signal. switch, Auxiliary switches 2NO+2NC, without Closing coil (CC), manual operating mechanism with mechanical closing, without Remote trip alarm reset coil (RR), without 2nd shunt trip, without 1st Shunt trip | 161000 | 1 | Z\ | 1
3WA1116-5AE12-0AA0 |  | fixed-mounted circuit breaker, IEC 60947-2, size 1, 4-pole, N pole on left, In=1600 A up to 690 V AC 50/60 Hz, breaking capacity H Icu=100/66 kA at 500/690 V, ETU600 LSI electronic trip unit upgradeable, color display, Bluetooth, USB interface, basic protection LT, ST, INST, including protection of the N conductor (internal neutral point sensor available), trip alarm switch (1 x CO), connection at rear horizontal without Com & metering function Manual operating mechanism with mechanical closing, without Spring charging motor, Ready-to-close signal. switch, Auxiliary switches 2NO+2NC, without Closing coil (CC), manual operating mechanism with mechanical closing, without Remote trip alarm reset coil (RR), without 2nd shunt trip, without 1st Shunt trip | 157000 | 1 | Z\ | 1
3WA1116-5AE21-0AA0 |  | fixed-mounted circuit breaker, IEC 60947-2, size 1, 4-pole, N pole on right, In=1600 A up to 690 V AC 50/60 Hz, breaking capacity H Icu=100/66 kA at 500/690 V, ETU600 LSI electronic trip unit upgradeable, color display, Bluetooth, USB interface, basic protection LT, ST, INST, including protection of the N conductor (internal neutral point sensor available), trip alarm switch (1 x CO), connection at rear vertical, without Com & metering function Manual operating mechanism with mechanical closing, without Spring charging motor, Ready-to-close signal. switch, Auxiliary switches 2NO+2NC, without Closing coil (CC), manual operating mechanism with mechanical closing, without Remote trip alarm reset coil (RR), without 2nd shunt trip, without 1st Shunt trip | 161000 | 1 | Z\ | 1
3WA1116-5AE22-0AA0 |  | fixed-mounted circuit breaker, IEC 60947-2, size 1, 4-pole, N pole on right, In=1600 A up to 690 V AC 50/60 Hz, breaking capacity H Icu=100/66 kA at 500/690 V, ETU600 LSI electronic trip unit upgradeable, color display, Bluetooth, USB interface, basic protection LT, ST, INST, including protection of the N conductor (internal neutral point sensor available), trip alarm switch (1 x CO), connection at rear horizontal without Com & metering function Manual operating mechanism with mechanical closing, without Spring charging motor, Ready-to-close signal. switch, Auxiliary switches 2NO+2NC, without Closing coil (CC), manual operating mechanism with mechanical closing, without Remote trip alarm reset coil (RR), without 2nd shunt trip, without 1st Shunt trip | 157000 | 1 | Z\ | 1
3WA1116-5AE31-0AA0 |  | withdrawable circuit breaker, with guide frame, IEC 60947-2, size 1, 3-pole, In=1600 A up to 690 V AC 50/60 Hz, breaking capacity H Icu=100/66 kA at 500/690 V, ETU600 LSI electronic trip unit upgradeable, color display, Bluetooth, USB interface, basic protection LT, ST, INST, neutral conductor protection requires an external neutral point current sensor, trip alarm switch (1 x CO), connection at rear vertical, guide frame with shutter, without position signaling switch without Com & metering function Manual operating mechanism with mechanical closing, without Spring charging motor, Ready-to-close signal. switch, Auxiliary switches 2NO+2NC, without Closing coil (CC), manual operating mechanism with mechanical closing, without Remote trip alarm reset coil (RR), without 2nd shunt trip, without 1st Shunt trip | 153000 | 1 | Z\ | 1
3WA1116-5AE32-0AA0 |  | withdrawable circuit breaker, with guide frame, IEC 60947-2, size 1, 3-pole, In=1600 A up to 690 V AC 50/60 Hz, breaking capacity H Icu=100/66 kA at 500/690 V, ETU600 LSI electronic trip unit upgradeable, color display, Bluetooth, USB interface, basic protection LT, ST, INST, neutral conductor protection requires an external neutral point current sensor, trip alarm switch (1 x CO), connection at rear horizontal guide frame with shutter, without position signaling switch without Com & metering function Manual operating mechanism with mechanical closing, without Spring charging motor, Ready-to-close signal. switch, Auxiliary switches 2NO+2NC, without Closing coil (CC), manual operating mechanism with mechanical closing, without Remote trip alarm reset coil (RR), without 2nd shunt trip, without 1st Shunt trip | 150000 | 1 | Z\ | 1
3WA1116-5AE34-0AA0 |  | withdrawable circuit breaker, with guide frame, IEC 60947-2, size 1, 3-pole, In=1600 A up to 690 V AC 50/60 Hz, breaking capacity H Icu=100/66 kA at 500/690 V, ETU600 LSI electronic trip unit upgradeable, color display, Bluetooth, USB interface, basic protection LT, ST, INST, neutral conductor protection requires an external neutral point current sensor, trip alarm switch (1 x CO), connection at rear flange, guide frame with shutter, without position signaling switch without Com & metering function Manual operating mechanism with mechanical closing, without Spring charging motor, Ready-to-close signal. switch, Auxiliary switches 2NO+2NC, without Closing coil (CC), manual operating mechanism with mechanical closing, without Remote trip alarm reset coil (RR), without 2nd shunt trip, without 1st Shunt trip | 150000 | 1 | Z\ | 1
3WA1116-5AE41-0AA0 |  | withdrawable circuit breaker, with guide frame, IEC 60947-2, size 1, 4-pole, N pole on left, In=1600 A up to 690 V AC 50/60 Hz, breaking capacity H Icu=100/66 kA at 500/690 V, ETU600 LSI electronic trip unit upgradeable, color display, Bluetooth, USB interface, basic protection LT, ST, INST, including protection of the N conductor (internal neutral point sensor available), trip alarm switch (1 x CO), connection at rear vertical, guide frame with shutter, without position signaling switch without Com & metering function Manual operating mechanism with mechanical closing, without Spring charging motor, Ready-to-close signal. switch, Auxiliary switches 2NO+2NC, without Closing coil (CC), manual operating mechanism with mechanical closing, without Remote trip alarm reset coil (RR), without 2nd shunt trip, without 1st Shunt trip | 202000 | 1 | Z\ | 1
3WA1116-5AE42-0AA0 |  | withdrawable circuit breaker, with guide frame, IEC 60947-2, size 1, 4-pole, N pole on left, In=1600 A up to 690 V AC 50/60 Hz, breaking capacity H Icu=100/66 kA at 500/690 V, ETU600 LSI electronic trip unit upgradeable, color display, Bluetooth, USB interface, basic protection LT, ST, INST, including protection of the N conductor (internal neutral point sensor available), trip alarm switch (1 x CO), connection at rear horizontal guide frame with shutter, without position signaling switch without Com & metering function Manual operating mechanism with mechanical closing, without Spring charging motor, Ready-to-close signal. switch, Auxiliary switches 2NO+2NC, without Closing coil (CC), manual operating mechanism with mechanical closing, without Remote trip alarm reset coil (RR), without 2nd shunt trip, without 1st Shunt trip | 198000 | 1 | Z\ | 1
3WA1116-5AE44-0AA0 |  | withdrawable circuit breaker, with guide frame, IEC 60947-2, size 1, 4-pole, N pole on left, In=1600 A up to 690 V AC 50/60 Hz, breaking capacity H Icu=100/66 kA at 500/690 V, ETU600 LSI electronic trip unit upgradeable, color display, Bluetooth, USB interface, basic protection LT, ST, INST, including protection of the N conductor (internal neutral point sensor available), trip alarm switch (1 x CO), connection at rear flange, guide frame with shutter, without position signaling switch without Com & metering function Manual operating mechanism with mechanical closing, without Spring charging motor, Ready-to-close signal. switch, Auxiliary switches 2NO+2NC, without Closing coil (CC), manual operating mechanism with mechanical closing, without Remote trip alarm reset coil (RR), without 2nd shunt trip, without 1st Shunt trip | 198000 | 1 | Z\ | 1
3WA1116-5AF01-0AA0 |  | fixed-mounted circuit breaker, IEC 60947-2, size 1, 3-pole, In=1600 A up to 690 V AC 50/60 Hz, breaking capacity H Icu=100/66 kA at 500/690 V, ETU600 LSIG electronic trip unit upgradeable, color display, Bluetooth, USB interface, basic protection LT, ST, INST, GFx, neutral conductor protection requires an external neutral point current sensor, trip alarm switch (1 x CO), connection at rear vertical, without Com & metering function Manual operating mechanism with mechanical closing, without Spring charging motor, Ready-to-close signal. switch, Auxiliary switches 2NO+2NC, without Closing coil (CC), manual operating mechanism with mechanical closing, without Remote trip alarm reset coil (RR), without 2nd shunt trip, without 1st Shunt trip | 133000 | 1 | Z\ | 1
3WA1116-5AF02-0AA0 |  | fixed-mounted circuit breaker, IEC 60947-2, size 1, 3-pole, In=1600 A up to 690 V AC 50/60 Hz, breaking capacity H Icu=100/66 kA at 500/690 V, ETU600 LSIG electronic trip unit upgradeable, color display, Bluetooth, USB interface, basic protection LT, ST, INST, GFx, neutral conductor protection requires an external neutral point current sensor, trip alarm switch (1 x CO), connection at rear horizontal without Com & metering function Manual operating mechanism with mechanical closing, without Spring charging motor, Ready-to-close signal. switch, Auxiliary switches 2NO+2NC, without Closing coil (CC), manual operating mechanism with mechanical closing, without Remote trip alarm reset coil (RR), without 2nd shunt trip, without 1st Shunt trip | 130000 | 1 | Z\ | 1
3WA1116-5AF11-0AA0 |  | fixed-mounted circuit breaker, IEC 60947-2, size 1, 4-pole, N pole on left, In=1600 A up to 690 V AC 50/60 Hz, breaking capacity H Icu=100/66 kA at 500/690 V, ETU600 LSIG electronic trip unit upgradeable, color display, Bluetooth, USB interface, basic protection LT, ST, INST, GFx, including protection of the N conductor (internal neutral point sensor available), trip alarm switch (1 x CO), connection at rear vertical, without Com & metering function Manual operating mechanism with mechanical closing, without Spring charging motor, Ready-to-close signal. switch, Auxiliary switches 2NO+2NC, without Closing coil (CC), manual operating mechanism with mechanical closing, without Remote trip alarm reset coil (RR), without 2nd shunt trip, without 1st Shunt trip | 172000 | 1 | Z\ | 1
3WA1116-5AF12-0AA0 |  | fixed-mounted circuit breaker, IEC 60947-2, size 1, 4-pole, N pole on left, In=1600 A up to 690 V AC 50/60 Hz, breaking capacity H Icu=100/66 kA at 500/690 V, ETU600 LSIG electronic trip unit upgradeable, color display, Bluetooth, USB interface, basic protection LT, ST, INST, GFx, including protection of the N conductor (internal neutral point sensor available), trip alarm switch (1 x CO), connection at rear horizontal without Com & metering function Manual operating mechanism with mechanical closing, without Spring charging motor, Ready-to-close signal. switch, Auxiliary switches 2NO+2NC, without Closing coil (CC), manual operating mechanism with mechanical closing, without Remote trip alarm reset coil (RR), without 2nd shunt trip, without 1st Shunt trip | 168000 | 1 | Z\ | 1
3WA1116-5AF21-0AA0 |  | fixed-mounted circuit breaker, IEC 60947-2, size 1, 4-pole, N pole on right, In=1600 A up to 690 V AC 50/60 Hz, breaking capacity H Icu=100/66 kA at 500/690 V, ETU600 LSIG electronic trip unit upgradeable, color display, Bluetooth, USB interface, basic protection LT, ST, INST, GFx, including protection of the N conductor (internal neutral point sensor available), trip alarm switch (1 x CO), connection at rear vertical, without Com & metering function Manual operating mechanism with mechanical closing, without Spring charging motor, Ready-to-close signal. switch, Auxiliary switches 2NO+2NC, without Closing coil (CC), manual operating mechanism with mechanical closing, without Remote trip alarm reset coil (RR), without 2nd shunt trip, without 1st Shunt trip | 172000 | 1 | Z\ | 1
3WA1116-5AF22-0AA0 |  | fixed-mounted circuit breaker, IEC 60947-2, size 1, 4-pole, N pole on right, In=1600 A up to 690 V AC 50/60 Hz, breaking capacity H Icu=100/66 kA at 500/690 V, ETU600 LSIG electronic trip unit upgradeable, color display, Bluetooth, USB interface, basic protection LT, ST, INST, GFx, including protection of the N conductor (internal neutral point sensor available), trip alarm switch (1 x CO), connection at rear horizontal without Com & metering function Manual operating mechanism with mechanical closing, without Spring charging motor, Ready-to-close signal. switch, Auxiliary switches 2NO+2NC, without Closing coil (CC), manual operating mechanism with mechanical closing, without Remote trip alarm reset coil (RR), without 2nd shunt trip, without 1st Shunt trip | 168000 | 1 | Z\ | 1
3WA1116-5AF31-0AA0 |  | withdrawable circuit breaker, with guide frame, IEC 60947-2, size 1, 3-pole, In=1600 A up to 690 V AC 50/60 Hz, breaking capacity H Icu=100/66 kA at 500/690 V, ETU600 LSIG electronic trip unit upgradeable, color display, Bluetooth, USB interface, basic protection LT, ST, INST, GFx, neutral conductor protection requires an external neutral point current sensor, trip alarm switch (1 x CO), connection at rear vertical, guide frame with shutter, without position signaling switch without Com & metering function Manual operating mechanism with mechanical closing, without Spring charging motor, Ready-to-close signal. switch, Auxiliary switches 2NO+2NC, without Closing coil (CC), manual operating mechanism with mechanical closing, without Remote trip alarm reset coil (RR), without 2nd shunt trip, without 1st Shunt trip | 163000 | 1 | Z\ | 1
3WA1116-5AF32-0AA0 |  | withdrawable circuit breaker, with guide frame, IEC 60947-2, size 1, 3-pole, In=1600 A up to 690 V AC 50/60 Hz, breaking capacity H Icu=100/66 kA at 500/690 V, ETU600 LSIG electronic trip unit upgradeable, color display, Bluetooth, USB interface, basic protection LT, ST, INST, GFx, neutral conductor protection requires an external neutral point current sensor, trip alarm switch (1 x CO), connection at rear horizontal guide frame with shutter, without position signaling switch without Com & metering function Manual operating mechanism with mechanical closing, without Spring charging motor, Ready-to-close signal. switch, Auxiliary switches 2NO+2NC, without Closing coil (CC), manual operating mechanism with mechanical closing, without Remote trip alarm reset coil (RR), without 2nd shunt trip, without 1st Shunt trip | 161000 | 1 | Z\ | 1
3WA1116-5AF34-0AA0 |  | withdrawable circuit breaker, with guide frame, IEC 60947-2, size 1, 3-pole, In=1600 A up to 690 V AC 50/60 Hz, breaking capacity H Icu=100/66 kA at 500/690 V, ETU600 LSIG electronic trip unit upgradeable, color display, Bluetooth, USB interface, basic protection LT, ST, INST, GFx, neutral conductor protection requires an external neutral point current sensor, trip alarm switch (1 x CO), connection at rear flange, guide frame with shutter, without position signaling switch without Com & metering function Manual operating mechanism with mechanical closing, without Spring charging motor, Ready-to-close signal. switch, Auxiliary switches 2NO+2NC, without Closing coil (CC), manual operating mechanism with mechanical closing, without Remote trip alarm reset coil (RR), without 2nd shunt trip, without 1st Shunt trip | 161000 | 1 | Z\ | 1
3WA1116-5AF41-0AA0 |  | withdrawable circuit breaker, with guide frame, IEC 60947-2, size 1, 4-pole, N pole on left, In=1600 A up to 690 V AC 50/60 Hz, breaking capacity H Icu=100/66 kA at 500/690 V, ETU600 LSIG electronic trip unit upgradeable, color display, Bluetooth, USB interface, basic protection LT, ST, INST, GFx, including protection of the N conductor (internal neutral point sensor available), trip alarm switch (1 x CO), connection at rear vertical, guide frame with shutter, without position signaling switch without Com & metering function Manual operating mechanism with mechanical closing, without Spring charging motor, Ready-to-close signal. switch, Auxiliary switches 2NO+2NC, without Closing coil (CC), manual operating mechanism with mechanical closing, without Remote trip alarm reset coil (RR), without 2nd shunt trip, without 1st Shunt trip | 212000 | 1 | Z\ | 1
3WA1116-5AF42-0AA0 |  | withdrawable circuit breaker, with guide frame, IEC 60947-2, size 1, 4-pole, N pole on left, In=1600 A up to 690 V AC 50/60 Hz, breaking capacity H Icu=100/66 kA at 500/690 V, ETU600 LSIG electronic trip unit upgradeable, color display, Bluetooth, USB interface, basic protection LT, ST, INST, GFx, including protection of the N conductor (internal neutral point sensor available), trip alarm switch (1 x CO), connection at rear horizontal guide frame with shutter, without position signaling switch without Com & metering function Manual operating mechanism with mechanical closing, without Spring charging motor, Ready-to-close signal. switch, Auxiliary switches 2NO+2NC, without Closing coil (CC), manual operating mechanism with mechanical closing, without Remote trip alarm reset coil (RR), without 2nd shunt trip, without 1st Shunt trip | 209000 | 1 | Z\ | 1
3WA1116-5AF44-0AA0 |  | withdrawable circuit breaker, with guide frame, IEC 60947-2, size 1, 4-pole, N pole on left, In=1600 A up to 690 V AC 50/60 Hz, breaking capacity H Icu=100/66 kA at 500/690 V, ETU600 LSIG electronic trip unit upgradeable, color display, Bluetooth, USB interface, basic protection LT, ST, INST, GFx, including protection of the N conductor (internal neutral point sensor available), trip alarm switch (1 x CO), connection at rear flange, guide frame with shutter, without position signaling switch without Com & metering function Manual operating mechanism with mechanical closing, without Spring charging motor, Ready-to-close signal. switch, Auxiliary switches 2NO+2NC, without Closing coil (CC), manual operating mechanism with mechanical closing, without Remote trip alarm reset coil (RR), without 2nd shunt trip, without 1st Shunt trip | 209000 | 1 | Z\ | 1
3WA1116-5EE01-0AA0 |  | fixed-mounted circuit breaker, IEC 60947-2, size 1, 3-pole, In=1600 A up to 690 V AC 50/60 Hz, breaking capacity H Icu=100/66 kA at 500/690 V, ETU600 LSI electronic trip unit upgradeable, color display, Bluetooth, USB interface, basic protection LT, ST, INST, neutral conductor protection requires an external neutral point current sensor, trip alarm switch (1 x CO), connection at rear vertical, with internal voltage tap on lower stab of circuit breaker, with voltage tap module VTM680 and power supply of ETU600, able to communication, integrated metering type PMF-1 Energy Efficiency, Voltage, Active energy Ea Manual operating mechanism with mechanical closing, without Spring charging motor, Ready-to-close signal. switch, Auxiliary switches 2NO+2NC, without Closing coil (CC), manual operating mechanism with mechanical closing, without Remote trip alarm reset coil (RR), without 2nd shunt trip, without 1st Shunt trip | 130870 | 1 | Z\ | 1
3WA1116-5EE02-0AA0 |  | fixed-mounted circuit breaker, IEC 60947-2, size 1, 3-pole, In=1600 A up to 690 V AC 50/60 Hz, breaking capacity H Icu=100/66 kA at 500/690 V, ETU600 LSI electronic trip unit upgradeable, color display, Bluetooth, USB interface, basic protection LT, ST, INST, neutral conductor protection requires an external neutral point current sensor, trip alarm switch (1 x CO), connection at rear horizontal with internal voltage tap on lower stab of circuit breaker, with voltage tap module VTM680 and power supply of ETU600, able to communication, integrated metering type PMF-1 Energy Efficiency, Voltage, Active energy Ea Manual operating mechanism with mechanical closing, without Spring charging motor, Ready-to-close signal. switch, Auxiliary switches 2NO+2NC, without Closing coil (CC), manual operating mechanism with mechanical closing, without Remote trip alarm reset coil (RR), without 2nd shunt trip, without 1st Shunt trip | 127870 | 1 | Z\ | 1
3WA1116-5EE11-0AA0 |  | fixed-mounted circuit breaker, IEC 60947-2, size 1, 4-pole, N pole on left, In=1600 A up to 690 V AC 50/60 Hz, breaking capacity H Icu=100/66 kA at 500/690 V, ETU600 LSI electronic trip unit upgradeable, color display, Bluetooth, USB interface, basic protection LT, ST, INST, including protection of the N conductor (internal neutral point sensor available), trip alarm switch (1 x CO), connection at rear vertical, with internal voltage tap on lower stab of circuit breaker, with voltage tap module VTM680 and power supply of ETU600, able to communication, integrated metering type PMF-1 Energy Efficiency, Voltage, Active energy Ea Manual operating mechanism with mechanical closing, without Spring charging motor, Ready-to-close signal. switch, Auxiliary switches 2NO+2NC, without Closing coil (CC), manual operating mechanism with mechanical closing, without Remote trip alarm reset coil (RR), without 2nd shunt trip, without 1st Shunt trip | 169870 | 1 | Z\ | 1
3WA1116-5EE12-0AA0 |  | fixed-mounted circuit breaker, IEC 60947-2, size 1, 4-pole, N pole on left, In=1600 A up to 690 V AC 50/60 Hz, breaking capacity H Icu=100/66 kA at 500/690 V, ETU600 LSI electronic trip unit upgradeable, color display, Bluetooth, USB interface, basic protection LT, ST, INST, including protection of the N conductor (internal neutral point sensor available), trip alarm switch (1 x CO), connection at rear horizontal with internal voltage tap on lower stab of circuit breaker, with voltage tap module VTM680 and power supply of ETU600, able to communication, integrated metering type PMF-1 Energy Efficiency, Voltage, Active energy Ea Manual operating mechanism with mechanical closing, without Spring charging motor, Ready-to-close signal. switch, Auxiliary switches 2NO+2NC, without Closing coil (CC), manual operating mechanism with mechanical closing, without Remote trip alarm reset coil (RR), without 2nd shunt trip, without 1st Shunt trip | 165870 | 1 | Z\ | 1
3WA1116-5EE21-0AA0 |  | fixed-mounted circuit breaker, IEC 60947-2, size 1, 4-pole, N pole on right, In=1600 A up to 690 V AC 50/60 Hz, breaking capacity H Icu=100/66 kA at 500/690 V, ETU600 LSI electronic trip unit upgradeable, color display, Bluetooth, USB interface, basic protection LT, ST, INST, including protection of the N conductor (internal neutral point sensor available), trip alarm switch (1 x CO), connection at rear vertical, with internal voltage tap on lower stab of circuit breaker, with voltage tap module VTM680 and power supply of ETU600, able to communication, integrated metering type PMF-1 Energy Efficiency, Voltage, Active energy Ea Manual operating mechanism with mechanical closing, without Spring charging motor, Ready-to-close signal. switch, Auxiliary switches 2NO+2NC, without Closing coil (CC), manual operating mechanism with mechanical closing, without Remote trip alarm reset coil (RR), without 2nd shunt trip, without 1st Shunt trip | 169870 | 1 | Z\ | 1
3WA1116-5EE22-0AA0 |  | fixed-mounted circuit breaker, IEC 60947-2, size 1, 4-pole, N pole on right, In=1600 A up to 690 V AC 50/60 Hz, breaking capacity H Icu=100/66 kA at 500/690 V, ETU600 LSI electronic trip unit upgradeable, color display, Bluetooth, USB interface, basic protection LT, ST, INST, including protection of the N conductor (internal neutral point sensor available), trip alarm switch (1 x CO), connection at rear horizontal with internal voltage tap on lower stab of circuit breaker, with voltage tap module VTM680 and power supply of ETU600, able to communication, integrated metering type PMF-1 Energy Efficiency, Voltage, Active energy Ea Manual operating mechanism with mechanical closing, without Spring charging motor, Ready-to-close signal. switch, Auxiliary switches 2NO+2NC, without Closing coil (CC), manual operating mechanism with mechanical closing, without Remote trip alarm reset coil (RR), without 2nd shunt trip, without 1st Shunt trip | 165870 | 1 | Z\ | 1
3WA1116-5EE31-0AA0 |  | withdrawable circuit breaker, with guide frame, IEC 60947-2, size 1, 3-pole, In=1600 A up to 690 V AC 50/60 Hz, breaking capacity H Icu=100/66 kA at 500/690 V, ETU600 LSI electronic trip unit upgradeable, color display, Bluetooth, USB interface, basic protection LT, ST, INST, neutral conductor protection requires an external neutral point current sensor, trip alarm switch (1 x CO), connection at rear vertical, guide frame with shutter, without position signaling switch with internal voltage tap on lower stab of circuit breaker, with voltage tap module VTM680 and power supply of ETU600, able to communication, integrated metering type PMF-1 Energy Efficiency, Voltage, Active energy Ea Manual operating mechanism with mechanical closing, without Spring charging motor, Ready-to-close signal. switch, Auxiliary switches 2NO+2NC, without Closing coil (CC), manual operating mechanism with mechanical closing, without Remote trip alarm reset coil (RR), without 2nd shunt trip, without 1st Shunt trip | 161870 | 1 | Z\ | 1
3WA1116-5EE32-0AA0 |  | withdrawable circuit breaker, with guide frame, IEC 60947-2, size 1, 3-pole, In=1600 A up to 690 V AC 50/60 Hz, breaking capacity H Icu=100/66 kA at 500/690 V, ETU600 LSI electronic trip unit upgradeable, color display, Bluetooth, USB interface, basic protection LT, ST, INST, neutral conductor protection requires an external neutral point current sensor, trip alarm switch (1 x CO), connection at rear horizontal guide frame with shutter, without position signaling switch with internal voltage tap on lower stab of circuit breaker, with voltage tap module VTM680 and power supply of ETU600, able to communication, integrated metering type PMF-1 Energy Efficiency, Voltage, Active energy Ea Manual operating mechanism with mechanical closing, without Spring charging motor, Ready-to-close signal. switch, Auxiliary switches 2NO+2NC, without Closing coil (CC), manual operating mechanism with mechanical closing, without Remote trip alarm reset coil (RR), without 2nd shunt trip, without 1st Shunt trip | 158870 | 1 | Z\ | 1
3WA1116-5EE34-0AA0 |  | withdrawable circuit breaker, with guide frame, IEC 60947-2, size 1, 3-pole, In=1600 A up to 690 V AC 50/60 Hz, breaking capacity H Icu=100/66 kA at 500/690 V, ETU600 LSI electronic trip unit upgradeable, color display, Bluetooth, USB interface, basic protection LT, ST, INST, neutral conductor protection requires an external neutral point current sensor, trip alarm switch (1 x CO), connection at rear flange, guide frame with shutter, without position signaling switch with internal voltage tap on lower stab of circuit breaker, with voltage tap module VTM680 and power supply of ETU600, able to communication, integrated metering type PMF-1 Energy Efficiency, Voltage, Active energy Ea Manual operating mechanism with mechanical closing, without Spring charging motor, Ready-to-close signal. switch, Auxiliary switches 2NO+2NC, without Closing coil (CC), manual operating mechanism with mechanical closing, without Remote trip alarm reset coil (RR), without 2nd shunt trip, without 1st Shunt trip | 158870 | 1 | Z\ | 1
3WA1116-5EE41-0AA0 |  | withdrawable circuit breaker, with guide frame, IEC 60947-2, size 1, 4-pole, N pole on left, In=1600 A up to 690 V AC 50/60 Hz, breaking capacity H Icu=100/66 kA at 500/690 V, ETU600 LSI electronic trip unit upgradeable, color display, Bluetooth, USB interface, basic protection LT, ST, INST, including protection of the N conductor (internal neutral point sensor available), trip alarm switch (1 x CO), connection at rear vertical, guide frame with shutter, without position signaling switch with internal voltage tap on lower stab of circuit breaker, with voltage tap module VTM680 and power supply of ETU600, able to communication, integrated metering type PMF-1 Energy Efficiency, Voltage, Active energy Ea Manual operating mechanism with mechanical closing, without Spring charging motor, Ready-to-close signal. switch, Auxiliary switches 2NO+2NC, without Closing coil (CC), manual operating mechanism with mechanical closing, without Remote trip alarm reset coil (RR), without 2nd shunt trip, without 1st Shunt trip | 210870 | 1 | Z\ | 1
3WA1116-5EE42-0AA0 |  | withdrawable circuit breaker, with guide frame, IEC 60947-2, size 1, 4-pole, N pole on left, In=1600 A up to 690 V AC 50/60 Hz, breaking capacity H Icu=100/66 kA at 500/690 V, ETU600 LSI electronic trip unit upgradeable, color display, Bluetooth, USB interface, basic protection LT, ST, INST, including protection of the N conductor (internal neutral point sensor available), trip alarm switch (1 x CO), connection at rear horizontal guide frame with shutter, without position signaling switch with internal voltage tap on lower stab of circuit breaker, with voltage tap module VTM680 and power supply of ETU600, able to communication, integrated metering type PMF-1 Energy Efficiency, Voltage, Active energy Ea Manual operating mechanism with mechanical closing, without Spring charging motor, Ready-to-close signal. switch, Auxiliary switches 2NO+2NC, without Closing coil (CC), manual operating mechanism with mechanical closing, without Remote trip alarm reset coil (RR), without 2nd shunt trip, without 1st Shunt trip | 206870 | 1 | Z\ | 1
3WA1116-5EE44-0AA0 |  | withdrawable circuit breaker, with guide frame, IEC 60947-2, size 1, 4-pole, N pole on left, In=1600 A up to 690 V AC 50/60 Hz, breaking capacity H Icu=100/66 kA at 500/690 V, ETU600 LSI electronic trip unit upgradeable, color display, Bluetooth, USB interface, basic protection LT, ST, INST, including protection of the N conductor (internal neutral point sensor available), trip alarm switch (1 x CO), connection at rear flange, guide frame with shutter, without position signaling switch with internal voltage tap on lower stab of circuit breaker, with voltage tap module VTM680 and power supply of ETU600, able to communication, integrated metering type PMF-1 Energy Efficiency, Voltage, Active energy Ea Manual operating mechanism with mechanical closing, without Spring charging motor, Ready-to-close signal. switch, Auxiliary switches 2NO+2NC, without Closing coil (CC), manual operating mechanism with mechanical closing, without Remote trip alarm reset coil (RR), without 2nd shunt trip, without 1st Shunt trip | 206870 | 1 | Z\ | 1
3WA1116-5EF01-0AA0 |  | fixed-mounted circuit breaker, IEC 60947-2, size 1, 3-pole, In=1600 A up to 690 V AC 50/60 Hz, breaking capacity H Icu=100/66 kA at 500/690 V, ETU600 LSIG electronic trip unit upgradeable, color display, Bluetooth, USB interface, basic protection LT, ST, INST, GFx, neutral conductor protection requires an external neutral point current sensor, trip alarm switch (1 x CO), connection at rear vertical, with internal voltage tap on lower stab of circuit breaker, with voltage tap module VTM680 and power supply of ETU600, able to communication, integrated metering type PMF-1 Energy Efficiency, Voltage, Active energy Ea Manual operating mechanism with mechanical closing, without Spring charging motor, Ready-to-close signal. switch, Auxiliary switches 2NO+2NC, without Closing coil (CC), manual operating mechanism with mechanical closing, without Remote trip alarm reset coil (RR), without 2nd shunt trip, without 1st Shunt trip | 141870 | 1 | Z\ | 1
3WA1116-5EF02-0AA0 |  | fixed-mounted circuit breaker, IEC 60947-2, size 1, 3-pole, In=1600 A up to 690 V AC 50/60 Hz, breaking capacity H Icu=100/66 kA at 500/690 V, ETU600 LSIG electronic trip unit upgradeable, color display, Bluetooth, USB interface, basic protection LT, ST, INST, GFx, neutral conductor protection requires an external neutral point current sensor, trip alarm switch (1 x CO), connection at rear horizontal with internal voltage tap on lower stab of circuit breaker, with voltage tap module VTM680 and power supply of ETU600, able to communication, integrated metering type PMF-1 Energy Efficiency, Voltage, Active energy Ea Manual operating mechanism with mechanical closing, without Spring charging motor, Ready-to-close signal. switch, Auxiliary switches 2NO+2NC, without Closing coil (CC), manual operating mechanism with mechanical closing, without Remote trip alarm reset coil (RR), without 2nd shunt trip, without 1st Shunt trip | 138870 | 1 | Z\ | 1
3WA1116-5EF11-0AA0 |  | fixed-mounted circuit breaker, IEC 60947-2, size 1, 4-pole, N pole on left, In=1600 A up to 690 V AC 50/60 Hz, breaking capacity H Icu=100/66 kA at 500/690 V, ETU600 LSIG electronic trip unit upgradeable, color display, Bluetooth, USB interface, basic protection LT, ST, INST, GFx, including protection of the N conductor (internal neutral point sensor available), trip alarm switch (1 x CO), connection at rear vertical, with internal voltage tap on lower stab of circuit breaker, with voltage tap module VTM680 and power supply of ETU600, able to communication, integrated metering type PMF-1 Energy Efficiency, Voltage, Active energy Ea Manual operating mechanism with mechanical closing, without Spring charging motor, Ready-to-close signal. switch, Auxiliary switches 2NO+2NC, without Closing coil (CC), manual operating mechanism with mechanical closing, without Remote trip alarm reset coil (RR), without 2nd shunt trip, without 1st Shunt trip | 180870 | 1 | Z\ | 1
3WA1116-5EF12-0AA0 |  | fixed-mounted circuit breaker, IEC 60947-2, size 1, 4-pole, N pole on left, In=1600 A up to 690 V AC 50/60 Hz, breaking capacity H Icu=100/66 kA at 500/690 V, ETU600 LSIG electronic trip unit upgradeable, color display, Bluetooth, USB interface, basic protection LT, ST, INST, GFx, including protection of the N conductor (internal neutral point sensor available), trip alarm switch (1 x CO), connection at rear horizontal with internal voltage tap on lower stab of circuit breaker, with voltage tap module VTM680 and power supply of ETU600, able to communication, integrated metering type PMF-1 Energy Efficiency, Voltage, Active energy Ea Manual operating mechanism with mechanical closing, without Spring charging motor, Ready-to-close signal. switch, Auxiliary switches 2NO+2NC, without Closing coil (CC), manual operating mechanism with mechanical closing, without Remote trip alarm reset coil (RR), without 2nd shunt trip, without 1st Shunt trip | 176870 | 1 | Z\ | 1
3WA1116-5EF21-0AA0 |  | fixed-mounted circuit breaker, IEC 60947-2, size 1, 4-pole, N pole on right, In=1600 A up to 690 V AC 50/60 Hz, breaking capacity H Icu=100/66 kA at 500/690 V, ETU600 LSIG electronic trip unit upgradeable, color display, Bluetooth, USB interface, basic protection LT, ST, INST, GFx, including protection of the N conductor (internal neutral point sensor available), trip alarm switch (1 x CO), connection at rear vertical, with internal voltage tap on lower stab of circuit breaker, with voltage tap module VTM680 and power supply of ETU600, able to communication, integrated metering type PMF-1 Energy Efficiency, Voltage, Active energy Ea Manual operating mechanism with mechanical closing, without Spring charging motor, Ready-to-close signal. switch, Auxiliary switches 2NO+2NC, without Closing coil (CC), manual operating mechanism with mechanical closing, without Remote trip alarm reset coil (RR), without 2nd shunt trip, without 1st Shunt trip | 180870 | 1 | Z\ | 1
3WA1116-5EF22-0AA0 |  | fixed-mounted circuit breaker, IEC 60947-2, size 1, 4-pole, N pole on right, In=1600 A up to 690 V AC 50/60 Hz, breaking capacity H Icu=100/66 kA at 500/690 V, ETU600 LSIG electronic trip unit upgradeable, color display, Bluetooth, USB interface, basic protection LT, ST, INST, GFx, including protection of the N conductor (internal neutral point sensor available), trip alarm switch (1 x CO), connection at rear horizontal with internal voltage tap on lower stab of circuit breaker, with voltage tap module VTM680 and power supply of ETU600, able to communication, integrated metering type PMF-1 Energy Efficiency, Voltage, Active energy Ea Manual operating mechanism with mechanical closing, without Spring charging motor, Ready-to-close signal. switch, Auxiliary switches 2NO+2NC, without Closing coil (CC), manual operating mechanism with mechanical closing, without Remote trip alarm reset coil (RR), without 2nd shunt trip, without 1st Shunt trip | 176870 | 1 | Z\ | 1
3WA1116-5EF31-0AA0 |  | withdrawable circuit breaker, with guide frame, IEC 60947-2, size 1, 3-pole, In=1600 A up to 690 V AC 50/60 Hz, breaking capacity H Icu=100/66 kA at 500/690 V, ETU600 LSIG electronic trip unit upgradeable, color display, Bluetooth, USB interface, basic protection LT, ST, INST, GFx, neutral conductor protection requires an external neutral point current sensor, trip alarm switch (1 x CO), connection at rear vertical, guide frame with shutter, without position signaling switch with internal voltage tap on lower stab of circuit breaker, with voltage tap module VTM680 and power supply of ETU600, able to communication, integrated metering type PMF-1 Energy Efficiency, Voltage, Active energy Ea Manual operating mechanism with mechanical closing, without Spring charging motor, Ready-to-close signal. switch, Auxiliary switches 2NO+2NC, without Closing coil (CC), manual operating mechanism with mechanical closing, without Remote trip alarm reset coil (RR), without 2nd shunt trip, without 1st Shunt trip | 171870 | 1 | Z\ | 1
3WA1116-5EF32-0AA0 |  | withdrawable circuit breaker, with guide frame, IEC 60947-2, size 1, 3-pole, In=1600 A up to 690 V AC 50/60 Hz, breaking capacity H Icu=100/66 kA at 500/690 V, ETU600 LSIG electronic trip unit upgradeable, color display, Bluetooth, USB interface, basic protection LT, ST, INST, GFx, neutral conductor protection requires an external neutral point current sensor, trip alarm switch (1 x CO), connection at rear horizontal guide frame with shutter, without position signaling switch with internal voltage tap on lower stab of circuit breaker, with voltage tap module VTM680 and power supply of ETU600, able to communication, integrated metering type PMF-1 Energy Efficiency, Voltage, Active energy Ea Manual operating mechanism with mechanical closing, without Spring charging motor, Ready-to-close signal. switch, Auxiliary switches 2NO+2NC, without Closing coil (CC), manual operating mechanism with mechanical closing, without Remote trip alarm reset coil (RR), without 2nd shunt trip, without 1st Shunt trip | 169870 | 1 | Z\ | 1
3WA1116-5EF34-0AA0 |  | withdrawable circuit breaker, with guide frame, IEC 60947-2, size 1, 3-pole, In=1600 A up to 690 V AC 50/60 Hz, breaking capacity H Icu=100/66 kA at 500/690 V, ETU600 LSIG electronic trip unit upgradeable, color display, Bluetooth, USB interface, basic protection LT, ST, INST, GFx, neutral conductor protection requires an external neutral point current sensor, trip alarm switch (1 x CO), connection at rear flange, guide frame with shutter, without position signaling switch with internal voltage tap on lower stab of circuit breaker, with voltage tap module VTM680 and power supply of ETU600, able to communication, integrated metering type PMF-1 Energy Efficiency, Voltage, Active energy Ea Manual operating mechanism with mechanical closing, without Spring charging motor, Ready-to-close signal. switch, Auxiliary switches 2NO+2NC, without Closing coil (CC), manual operating mechanism with mechanical closing, without Remote trip alarm reset coil (RR), without 2nd shunt trip, without 1st Shunt trip | 169870 | 1 | Z\ | 1
3WA1116-5EF41-0AA0 |  | withdrawable circuit breaker, with guide frame, IEC 60947-2, size 1, 4-pole, N pole on left, In=1600 A up to 690 V AC 50/60 Hz, breaking capacity H Icu=100/66 kA at 500/690 V, ETU600 LSIG electronic trip unit upgradeable, color display, Bluetooth, USB interface, basic protection LT, ST, INST, GFx, including protection of the N conductor (internal neutral point sensor available), trip alarm switch (1 x CO), connection at rear vertical, guide frame with shutter, without position signaling switch with internal voltage tap on lower stab of circuit breaker, with voltage tap module VTM680 and power supply of ETU600, able to communication, integrated metering type PMF-1 Energy Efficiency, Voltage, Active energy Ea Manual operating mechanism with mechanical closing, without Spring charging motor, Ready-to-close signal. switch, Auxiliary switches 2NO+2NC, without Closing coil (CC), manual operating mechanism with mechanical closing, without Remote trip alarm reset coil (RR), without 2nd shunt trip, without 1st Shunt trip | 220870 | 1 | Z\ | 1
3WA1116-5EF42-0AA0 |  | withdrawable circuit breaker, with guide frame, IEC 60947-2, size 1, 4-pole, N pole on left, In=1600 A up to 690 V AC 50/60 Hz, breaking capacity H Icu=100/66 kA at 500/690 V, ETU600 LSIG electronic trip unit upgradeable, color display, Bluetooth, USB interface, basic protection LT, ST, INST, GFx, including protection of the N conductor (internal neutral point sensor available), trip alarm switch (1 x CO), connection at rear horizontal guide frame with shutter, without position signaling switch with internal voltage tap on lower stab of circuit breaker, with voltage tap module VTM680 and power supply of ETU600, able to communication, integrated metering type PMF-1 Energy Efficiency, Voltage, Active energy Ea Manual operating mechanism with mechanical closing, without Spring charging motor, Ready-to-close signal. switch, Auxiliary switches 2NO+2NC, without Closing coil (CC), manual operating mechanism with mechanical closing, without Remote trip alarm reset coil (RR), without 2nd shunt trip, without 1st Shunt trip | 217870 | 1 | Z\ | 1
3WA1116-5EF44-0AA0 |  | withdrawable circuit breaker, with guide frame, IEC 60947-2, size 1, 4-pole, N pole on left, In=1600 A up to 690 V AC 50/60 Hz, breaking capacity H Icu=100/66 kA at 500/690 V, ETU600 LSIG electronic trip unit upgradeable, color display, Bluetooth, USB interface, basic protection LT, ST, INST, GFx, including protection of the N conductor (internal neutral point sensor available), trip alarm switch (1 x CO), connection at rear flange, guide frame with shutter, without position signaling switch with internal voltage tap on lower stab of circuit breaker, with voltage tap module VTM680 and power supply of ETU600, able to communication, integrated metering type PMF-1 Energy Efficiency, Voltage, Active energy Ea Manual operating mechanism with mechanical closing, without Spring charging motor, Ready-to-close signal. switch, Auxiliary switches 2NO+2NC, without Closing coil (CC), manual operating mechanism with mechanical closing, without Remote trip alarm reset coil (RR), without 2nd shunt trip, without 1st Shunt trip | 217870 | 1 | Z\ | 1
3WA1116-5FE01-0AA0 |  | fixed-mounted circuit breaker, IEC 60947-2, size 1, 3-pole, In=1600 A up to 690 V AC 50/60 Hz, breaking capacity H Icu=100/66 kA at 500/690 V, ETU600 LSI electronic trip unit upgradeable, color display, Bluetooth, USB interface, basic protection LT, ST, INST, neutral conductor protection requires an external neutral point current sensor, trip alarm switch (1 x CO), connection at rear vertical, with internal voltage tap on lower stab of circuit breaker, with voltage tap module VTM680 and power supply of ETU600, able to communication, integrated metering type PMF-2 Basic Power Monitoring, Voltage, Energy, Power, Power factor, Frequency, Unbalance, Temperature, Manual operating mechanism with mechanical closing, without Spring charging motor, Ready-to-close signal. switch, Auxiliary switches 2NO+2NC, without Closing coil (CC), manual operating mechanism with mechanical closing, without Remote trip alarm reset coil (RR), without 2nd shunt trip, without 1st Shunt trip | 139700 | 1 | Z\ | 1
3WA1116-5FE02-0AA0 |  | fixed-mounted circuit breaker, IEC 60947-2, size 1, 3-pole, In=1600 A up to 690 V AC 50/60 Hz, breaking capacity H Icu=100/66 kA at 500/690 V, ETU600 LSI electronic trip unit upgradeable, color display, Bluetooth, USB interface, basic protection LT, ST, INST, neutral conductor protection requires an external neutral point current sensor, trip alarm switch (1 x CO), connection at rear horizontal with internal voltage tap on lower stab of circuit breaker, with voltage tap module VTM680 and power supply of ETU600, able to communication, integrated metering type PMF-2 Basic Power Monitoring, Voltage, Energy, Power, Power factor, Frequency, Unbalance, Temperature, Manual operating mechanism with mechanical closing, without Spring charging motor, Ready-to-close signal. switch, Auxiliary switches 2NO+2NC, without Closing coil (CC), manual operating mechanism with mechanical closing, without Remote trip alarm reset coil (RR), without 2nd shunt trip, without 1st Shunt trip | 136700 | 1 | Z\ | 1
3WA1116-5FE11-0AA0 |  | fixed-mounted circuit breaker, IEC 60947-2, size 1, 4-pole, N pole on left, In=1600 A up to 690 V AC 50/60 Hz, breaking capacity H Icu=100/66 kA at 500/690 V, ETU600 LSI electronic trip unit upgradeable, color display, Bluetooth, USB interface, basic protection LT, ST, INST, including protection of the N conductor (internal neutral point sensor available), trip alarm switch (1 x CO), connection at rear vertical, with internal voltage tap on lower stab of circuit breaker, with voltage tap module VTM680 and power supply of ETU600, able to communication, integrated metering type PMF-2 Basic Power Monitoring, Voltage, Energy, Power, Power factor, Frequency, Unbalance, Temperature, Manual operating mechanism with mechanical closing, without Spring charging motor, Ready-to-close signal. switch, Auxiliary switches 2NO+2NC, without Closing coil (CC), manual operating mechanism with mechanical closing, without Remote trip alarm reset coil (RR), without 2nd shunt trip, without 1st Shunt trip | 178700 | 1 | Z\ | 1
3WA1116-5FE12-0AA0 |  | fixed-mounted circuit breaker, IEC 60947-2, size 1, 4-pole, N pole on left, In=1600 A up to 690 V AC 50/60 Hz, breaking capacity H Icu=100/66 kA at 500/690 V, ETU600 LSI electronic trip unit upgradeable, color display, Bluetooth, USB interface, basic protection LT, ST, INST, including protection of the N conductor (internal neutral point sensor available), trip alarm switch (1 x CO), connection at rear horizontal with internal voltage tap on lower stab of circuit breaker, with voltage tap module VTM680 and power supply of ETU600, able to communication, integrated metering type PMF-2 Basic Power Monitoring, Voltage, Energy, Power, Power factor, Frequency, Unbalance, Temperature, Manual operating mechanism with mechanical closing, without Spring charging motor, Ready-to-close signal. switch, Auxiliary switches 2NO+2NC, without Closing coil (CC), manual operating mechanism with mechanical closing, without Remote trip alarm reset coil (RR), without 2nd shunt trip, without 1st Shunt trip | 174700 | 1 | Z\ | 1
3WA1116-5FE21-0AA0 |  | fixed-mounted circuit breaker, IEC 60947-2, size 1, 4-pole, N pole on right, In=1600 A up to 690 V AC 50/60 Hz, breaking capacity H Icu=100/66 kA at 500/690 V, ETU600 LSI electronic trip unit upgradeable, color display, Bluetooth, USB interface, basic protection LT, ST, INST, including protection of the N conductor (internal neutral point sensor available), trip alarm switch (1 x CO), connection at rear vertical, with internal voltage tap on lower stab of circuit breaker, with voltage tap module VTM680 and power supply of ETU600, able to communication, integrated metering type PMF-2 Basic Power Monitoring, Voltage, Energy, Power, Power factor, Frequency, Unbalance, Temperature, Manual operating mechanism with mechanical closing, without Spring charging motor, Ready-to-close signal. switch, Auxiliary switches 2NO+2NC, without Closing coil (CC), manual operating mechanism with mechanical closing, without Remote trip alarm reset coil (RR), without 2nd shunt trip, without 1st Shunt trip | 178700 | 1 | Z\ | 1
3WA1116-5FE22-0AA0 |  | fixed-mounted circuit breaker, IEC 60947-2, size 1, 4-pole, N pole on right, In=1600 A up to 690 V AC 50/60 Hz, breaking capacity H Icu=100/66 kA at 500/690 V, ETU600 LSI electronic trip unit upgradeable, color display, Bluetooth, USB interface, basic protection LT, ST, INST, including protection of the N conductor (internal neutral point sensor available), trip alarm switch (1 x CO), connection at rear horizontal with internal voltage tap on lower stab of circuit breaker, with voltage tap module VTM680 and power supply of ETU600, able to communication, integrated metering type PMF-2 Basic Power Monitoring, Voltage, Energy, Power, Power factor, Frequency, Unbalance, Temperature, Manual operating mechanism with mechanical closing, without Spring charging motor, Ready-to-close signal. switch, Auxiliary switches 2NO+2NC, without Closing coil (CC), manual operating mechanism with mechanical closing, without Remote trip alarm reset coil (RR), without 2nd shunt trip, without 1st Shunt trip | 174700 | 1 | Z\ | 1
3WA1116-5FE31-0AA0 |  | withdrawable circuit breaker, with guide frame, IEC 60947-2, size 1, 3-pole, In=1600 A up to 690 V AC 50/60 Hz, breaking capacity H Icu=100/66 kA at 500/690 V, ETU600 LSI electronic trip unit upgradeable, color display, Bluetooth, USB interface, basic protection LT, ST, INST, neutral conductor protection requires an external neutral point current sensor, trip alarm switch (1 x CO), connection at rear vertical, guide frame with shutter, without position signaling switch with internal voltage tap on lower stab of circuit breaker, with voltage tap module VTM680 and power supply of ETU600, able to communication, integrated metering type PMF-2 Basic Power Monitoring, Voltage, Energy, Power, Power factor, Frequency, Unbalance, Temperature, Manual operating mechanism with mechanical closing, without Spring charging motor, Ready-to-close signal. switch, Auxiliary switches 2NO+2NC, without Closing coil (CC), manual operating mechanism with mechanical closing, without Remote trip alarm reset coil (RR), without 2nd shunt trip, without 1st Shunt trip | 170700 | 1 | Z\ | 1
3WA1116-5FE32-0AA0 |  | withdrawable circuit breaker, with guide frame, IEC 60947-2, size 1, 3-pole, In=1600 A up to 690 V AC 50/60 Hz, breaking capacity H Icu=100/66 kA at 500/690 V, ETU600 LSI electronic trip unit upgradeable, color display, Bluetooth, USB interface, basic protection LT, ST, INST, neutral conductor protection requires an external neutral point current sensor, trip alarm switch (1 x CO), connection at rear horizontal guide frame with shutter, without position signaling switch with internal voltage tap on lower stab of circuit breaker, with voltage tap module VTM680 and power supply of ETU600, able to communication, integrated metering type PMF-2 Basic Power Monitoring, Voltage, Energy, Power, Power factor, Frequency, Unbalance, Temperature, Manual operating mechanism with mechanical closing, without Spring charging motor, Ready-to-close signal. switch, Auxiliary switches 2NO+2NC, without Closing coil (CC), manual operating mechanism with mechanical closing, without Remote trip alarm reset coil (RR), without 2nd shunt trip, without 1st Shunt trip | 167700 | 1 | Z\ | 1
3WA1116-5FE34-0AA0 |  | withdrawable circuit breaker, with guide frame, IEC 60947-2, size 1, 3-pole, In=1600 A up to 690 V AC 50/60 Hz, breaking capacity H Icu=100/66 kA at 500/690 V, ETU600 LSI electronic trip unit upgradeable, color display, Bluetooth, USB interface, basic protection LT, ST, INST, neutral conductor protection requires an external neutral point current sensor, trip alarm switch (1 x CO), connection at rear flange, guide frame with shutter, without position signaling switch with internal voltage tap on lower stab of circuit breaker, with voltage tap module VTM680 and power supply of ETU600, able to communication, integrated metering type PMF-2 Basic Power Monitoring, Voltage, Energy, Power, Power factor, Frequency, Unbalance, Temperature, Manual operating mechanism with mechanical closing, without Spring charging motor, Ready-to-close signal. switch, Auxiliary switches 2NO+2NC, without Closing coil (CC), manual operating mechanism with mechanical closing, without Remote trip alarm reset coil (RR), without 2nd shunt trip, without 1st Shunt trip | 167700 | 1 | Z\ | 1
3WA1116-5FE41-0AA0 |  | withdrawable circuit breaker, with guide frame, IEC 60947-2, size 1, 4-pole, N pole on left, In=1600 A up to 690 V AC 50/60 Hz, breaking capacity H Icu=100/66 kA at 500/690 V, ETU600 LSI electronic trip unit upgradeable, color display, Bluetooth, USB interface, basic protection LT, ST, INST, including protection of the N conductor (internal neutral point sensor available), trip alarm switch (1 x CO), connection at rear vertical, guide frame with shutter, without position signaling switch with internal voltage tap on lower stab of circuit breaker, with voltage tap module VTM680 and power supply of ETU600, able to communication, integrated metering type PMF-2 Basic Power Monitoring, Voltage, Energy, Power, Power factor, Frequency, Unbalance, Temperature, Manual operating mechanism with mechanical closing, without Spring charging motor, Ready-to-close signal. switch, Auxiliary switches 2NO+2NC, without Closing coil (CC), manual operating mechanism with mechanical closing, without Remote trip alarm reset coil (RR), without 2nd shunt trip, without 1st Shunt trip | 219700 | 1 | Z\ | 1
3WA1116-5FE42-0AA0 |  | withdrawable circuit breaker, with guide frame, IEC 60947-2, size 1, 4-pole, N pole on left, In=1600 A up to 690 V AC 50/60 Hz, breaking capacity H Icu=100/66 kA at 500/690 V, ETU600 LSI electronic trip unit upgradeable, color display, Bluetooth, USB interface, basic protection LT, ST, INST, including protection of the N conductor (internal neutral point sensor available), trip alarm switch (1 x CO), connection at rear horizontal guide frame with shutter, without position signaling switch with internal voltage tap on lower stab of circuit breaker, with voltage tap module VTM680 and power supply of ETU600, able to communication, integrated metering type PMF-2 Basic Power Monitoring, Voltage, Energy, Power, Power factor, Frequency, Unbalance, Temperature, Manual operating mechanism with mechanical closing, without Spring charging motor, Ready-to-close signal. switch, Auxiliary switches 2NO+2NC, without Closing coil (CC), manual operating mechanism with mechanical closing, without Remote trip alarm reset coil (RR), without 2nd shunt trip, without 1st Shunt trip | 215700 | 1 | Z\ | 1
3WA1116-5FE44-0AA0 |  | withdrawable circuit breaker, with guide frame, IEC 60947-2, size 1, 4-pole, N pole on left, In=1600 A up to 690 V AC 50/60 Hz, breaking capacity H Icu=100/66 kA at 500/690 V, ETU600 LSI electronic trip unit upgradeable, color display, Bluetooth, USB interface, basic protection LT, ST, INST, including protection of the N conductor (internal neutral point sensor available), trip alarm switch (1 x CO), connection at rear flange, guide frame with shutter, without position signaling switch with internal voltage tap on lower stab of circuit breaker, with voltage tap module VTM680 and power supply of ETU600, able to communication, integrated metering type PMF-2 Basic Power Monitoring, Voltage, Energy, Power, Power factor, Frequency, Unbalance, Temperature, Manual operating mechanism with mechanical closing, without Spring charging motor, Ready-to-close signal. switch, Auxiliary switches 2NO+2NC, without Closing coil (CC), manual operating mechanism with mechanical closing, without Remote trip alarm reset coil (RR), without 2nd shunt trip, without 1st Shunt trip | 215700 | 1 | Z\ | 1
3WA1116-5FF01-0AA0 |  | fixed-mounted circuit breaker, IEC 60947-2, size 1, 3-pole, In=1600 A up to 690 V AC 50/60 Hz, breaking capacity H Icu=100/66 kA at 500/690 V, ETU600 LSIG electronic trip unit upgradeable, color display, Bluetooth, USB interface, basic protection LT, ST, INST, GFx, neutral conductor protection requires an external neutral point current sensor, trip alarm switch (1 x CO), connection at rear vertical, with internal voltage tap on lower stab of circuit breaker, with voltage tap module VTM680 and power supply of ETU600, able to communication, integrated metering type PMF-2 Basic Power Monitoring, Voltage, Energy, Power, Power factor, Frequency, Unbalance, Temperature, Manual operating mechanism with mechanical closing, without Spring charging motor, Ready-to-close signal. switch, Auxiliary switches 2NO+2NC, without Closing coil (CC), manual operating mechanism with mechanical closing, without Remote trip alarm reset coil (RR), without 2nd shunt trip, without 1st Shunt trip | 150700 | 1 | Z\ | 1
3WA1116-5FF02-0AA0 |  | fixed-mounted circuit breaker, IEC 60947-2, size 1, 3-pole, In=1600 A up to 690 V AC 50/60 Hz, breaking capacity H Icu=100/66 kA at 500/690 V, ETU600 LSIG electronic trip unit upgradeable, color display, Bluetooth, USB interface, basic protection LT, ST, INST, GFx, neutral conductor protection requires an external neutral point current sensor, trip alarm switch (1 x CO), connection at rear horizontal with internal voltage tap on lower stab of circuit breaker, with voltage tap module VTM680 and power supply of ETU600, able to communication, integrated metering type PMF-2 Basic Power Monitoring, Voltage, Energy, Power, Power factor, Frequency, Unbalance, Temperature, Manual operating mechanism with mechanical closing, without Spring charging motor, Ready-to-close signal. switch, Auxiliary switches 2NO+2NC, without Closing coil (CC), manual operating mechanism with mechanical closing, without Remote trip alarm reset coil (RR), without 2nd shunt trip, without 1st Shunt trip | 147700 | 1 | Z\ | 1
3WA1116-5FF11-0AA0 |  | fixed-mounted circuit breaker, IEC 60947-2, size 1, 4-pole, N pole on left, In=1600 A up to 690 V AC 50/60 Hz, breaking capacity H Icu=100/66 kA at 500/690 V, ETU600 LSIG electronic trip unit upgradeable, color display, Bluetooth, USB interface, basic protection LT, ST, INST, GFx, including protection of the N conductor (internal neutral point sensor available), trip alarm switch (1 x CO), connection at rear vertical, with internal voltage tap on lower stab of circuit breaker, with voltage tap module VTM680 and power supply of ETU600, able to communication, integrated metering type PMF-2 Basic Power Monitoring, Voltage, Energy, Power, Power factor, Frequency, Unbalance, Temperature, Manual operating mechanism with mechanical closing, without Spring charging motor, Ready-to-close signal. switch, Auxiliary switches 2NO+2NC, without Closing coil (CC), manual operating mechanism with mechanical closing, without Remote trip alarm reset coil (RR), without 2nd shunt trip, without 1st Shunt trip | 189700 | 1 | Z\ | 1
3WA1116-5FF12-0AA0 |  | fixed-mounted circuit breaker, IEC 60947-2, size 1, 4-pole, N pole on left, In=1600 A up to 690 V AC 50/60 Hz, breaking capacity H Icu=100/66 kA at 500/690 V, ETU600 LSIG electronic trip unit upgradeable, color display, Bluetooth, USB interface, basic protection LT, ST, INST, GFx, including protection of the N conductor (internal neutral point sensor available), trip alarm switch (1 x CO), connection at rear horizontal with internal voltage tap on lower stab of circuit breaker, with voltage tap module VTM680 and power supply of ETU600, able to communication, integrated metering type PMF-2 Basic Power Monitoring, Voltage, Energy, Power, Power factor, Frequency, Unbalance, Temperature, Manual operating mechanism with mechanical closing, without Spring charging motor, Ready-to-close signal. switch, Auxiliary switches 2NO+2NC, without Closing coil (CC), manual operating mechanism with mechanical closing, without Remote trip alarm reset coil (RR), without 2nd shunt trip, without 1st Shunt trip | 185700 | 1 | Z\ | 1
3WA1116-5FF21-0AA0 |  | fixed-mounted circuit breaker, IEC 60947-2, size 1, 4-pole, N pole on right, In=1600 A up to 690 V AC 50/60 Hz, breaking capacity H Icu=100/66 kA at 500/690 V, ETU600 LSIG electronic trip unit upgradeable, color display, Bluetooth, USB interface, basic protection LT, ST, INST, GFx, including protection of the N conductor (internal neutral point sensor available), trip alarm switch (1 x CO), connection at rear vertical, with internal voltage tap on lower stab of circuit breaker, with voltage tap module VTM680 and power supply of ETU600, able to communication, integrated metering type PMF-2 Basic Power Monitoring, Voltage, Energy, Power, Power factor, Frequency, Unbalance, Temperature, Manual operating mechanism with mechanical closing, without Spring charging motor, Ready-to-close signal. switch, Auxiliary switches 2NO+2NC, without Closing coil (CC), manual operating mechanism with mechanical closing, without Remote trip alarm reset coil (RR), without 2nd shunt trip, without 1st Shunt trip | 189700 | 1 | Z\ | 1
3WA1116-5FF22-0AA0 |  | fixed-mounted circuit breaker, IEC 60947-2, size 1, 4-pole, N pole on right, In=1600 A up to 690 V AC 50/60 Hz, breaking capacity H Icu=100/66 kA at 500/690 V, ETU600 LSIG electronic trip unit upgradeable, color display, Bluetooth, USB interface, basic protection LT, ST, INST, GFx, including protection of the N conductor (internal neutral point sensor available), trip alarm switch (1 x CO), connection at rear horizontal with internal voltage tap on lower stab of circuit breaker, with voltage tap module VTM680 and power supply of ETU600, able to communication, integrated metering type PMF-2 Basic Power Monitoring, Voltage, Energy, Power, Power factor, Frequency, Unbalance, Temperature, Manual operating mechanism with mechanical closing, without Spring charging motor, Ready-to-close signal. switch, Auxiliary switches 2NO+2NC, without Closing coil (CC), manual operating mechanism with mechanical closing, without Remote trip alarm reset coil (RR), without 2nd shunt trip, without 1st Shunt trip | 185700 | 1 | Z\ | 1
3WA1116-5FF31-0AA0 |  | withdrawable circuit breaker, with guide frame, IEC 60947-2, size 1, 3-pole, In=1600 A up to 690 V AC 50/60 Hz, breaking capacity H Icu=100/66 kA at 500/690 V, ETU600 LSIG electronic trip unit upgradeable, color display, Bluetooth, USB interface, basic protection LT, ST, INST, GFx, neutral conductor protection requires an external neutral point current sensor, trip alarm switch (1 x CO), connection at rear vertical, guide frame with shutter, without position signaling switch with internal voltage tap on lower stab of circuit breaker, with voltage tap module VTM680 and power supply of ETU600, able to communication, integrated metering type PMF-2 Basic Power Monitoring, Voltage, Energy, Power, Power factor, Frequency, Unbalance, Temperature, Manual operating mechanism with mechanical closing, without Spring charging motor, Ready-to-close signal. switch, Auxiliary switches 2NO+2NC, without Closing coil (CC), manual operating mechanism with mechanical closing, without Remote trip alarm reset coil (RR), without 2nd shunt trip, without 1st Shunt trip | 180700 | 1 | Z\ | 1
3WA1116-5FF32-0AA0 |  | withdrawable circuit breaker, with guide frame, IEC 60947-2, size 1, 3-pole, In=1600 A up to 690 V AC 50/60 Hz, breaking capacity H Icu=100/66 kA at 500/690 V, ETU600 LSIG electronic trip unit upgradeable, color display, Bluetooth, USB interface, basic protection LT, ST, INST, GFx, neutral conductor protection requires an external neutral point current sensor, trip alarm switch (1 x CO), connection at rear horizontal guide frame with shutter, without position signaling switch with internal voltage tap on lower stab of circuit breaker, with voltage tap module VTM680 and power supply of ETU600, able to communication, integrated metering type PMF-2 Basic Power Monitoring, Voltage, Energy, Power, Power factor, Frequency, Unbalance, Temperature, Manual operating mechanism with mechanical closing, without Spring charging motor, Ready-to-close signal. switch, Auxiliary switches 2NO+2NC, without Closing coil (CC), manual operating mechanism with mechanical closing, without Remote trip alarm reset coil (RR), without 2nd shunt trip, without 1st Shunt trip | 178700 | 1 | Z\ | 1
3WA1116-5FF34-0AA0 |  | withdrawable circuit breaker, with guide frame, IEC 60947-2, size 1, 3-pole, In=1600 A up to 690 V AC 50/60 Hz, breaking capacity H Icu=100/66 kA at 500/690 V, ETU600 LSIG electronic trip unit upgradeable, color display, Bluetooth, USB interface, basic protection LT, ST, INST, GFx, neutral conductor protection requires an external neutral point current sensor, trip alarm switch (1 x CO), connection at rear flange, guide frame with shutter, without position signaling switch with internal voltage tap on lower stab of circuit breaker, with voltage tap module VTM680 and power supply of ETU600, able to communication, integrated metering type PMF-2 Basic Power Monitoring, Voltage, Energy, Power, Power factor, Frequency, Unbalance, Temperature, Manual operating mechanism with mechanical closing, without Spring charging motor, Ready-to-close signal. switch, Auxiliary switches 2NO+2NC, without Closing coil (CC), manual operating mechanism with mechanical closing, without Remote trip alarm reset coil (RR), without 2nd shunt trip, without 1st Shunt trip | 178700 | 1 | Z\ | 1
3WA1116-5FF41-0AA0 |  | withdrawable circuit breaker, with guide frame, IEC 60947-2, size 1, 4-pole, N pole on left, In=1600 A up to 690 V AC 50/60 Hz, breaking capacity H Icu=100/66 kA at 500/690 V, ETU600 LSIG electronic trip unit upgradeable, color display, Bluetooth, USB interface, basic protection LT, ST, INST, GFx, including protection of the N conductor (internal neutral point sensor available), trip alarm switch (1 x CO), connection at rear vertical, guide frame with shutter, without position signaling switch with internal voltage tap on lower stab of circuit breaker, with voltage tap module VTM680 and power supply of ETU600, able to communication, integrated metering type PMF-2 Basic Power Monitoring, Voltage, Energy, Power, Power factor, Frequency, Unbalance, Temperature, Manual operating mechanism with mechanical closing, without Spring charging motor, Ready-to-close signal. switch, Auxiliary switches 2NO+2NC, without Closing coil (CC), manual operating mechanism with mechanical closing, without Remote trip alarm reset coil (RR), without 2nd shunt trip, without 1st Shunt trip | 229700 | 1 | Z\ | 1
3WA1116-5FF42-0AA0 |  | withdrawable circuit breaker, with guide frame, IEC 60947-2, size 1, 4-pole, N pole on left, In=1600 A up to 690 V AC 50/60 Hz, breaking capacity H Icu=100/66 kA at 500/690 V, ETU600 LSIG electronic trip unit upgradeable, color display, Bluetooth, USB interface, basic protection LT, ST, INST, GFx, including protection of the N conductor (internal neutral point sensor available), trip alarm switch (1 x CO), connection at rear horizontal guide frame with shutter, without position signaling switch with internal voltage tap on lower stab of circuit breaker, with voltage tap module VTM680 and power supply of ETU600, able to communication, integrated metering type PMF-2 Basic Power Monitoring, Voltage, Energy, Power, Power factor, Frequency, Unbalance, Temperature, Manual operating mechanism with mechanical closing, without Spring charging motor, Ready-to-close signal. switch, Auxiliary switches 2NO+2NC, without Closing coil (CC), manual operating mechanism with mechanical closing, without Remote trip alarm reset coil (RR), without 2nd shunt trip, without 1st Shunt trip | 226700 | 1 | Z\ | 1
3WA1116-5FF44-0AA0 |  | withdrawable circuit breaker, with guide frame, IEC 60947-2, size 1, 4-pole, N pole on left, In=1600 A up to 690 V AC 50/60 Hz, breaking capacity H Icu=100/66 kA at 500/690 V, ETU600 LSIG electronic trip unit upgradeable, color display, Bluetooth, USB interface, basic protection LT, ST, INST, GFx, including protection of the N conductor (internal neutral point sensor available), trip alarm switch (1 x CO), connection at rear flange, guide frame with shutter, without position signaling switch with internal voltage tap on lower stab of circuit breaker, with voltage tap module VTM680 and power supply of ETU600, able to communication, integrated metering type PMF-2 Basic Power Monitoring, Voltage, Energy, Power, Power factor, Frequency, Unbalance, Temperature, Manual operating mechanism with mechanical closing, without Spring charging motor, Ready-to-close signal. switch, Auxiliary switches 2NO+2NC, without Closing coil (CC), manual operating mechanism with mechanical closing, without Remote trip alarm reset coil (RR), without 2nd shunt trip, without 1st Shunt trip | 226700 | 1 | Z\ | 1
3WA1116-5GE01-0AA0 |  | fixed-mounted circuit breaker, IEC 60947-2, size 1, 3-pole, In=1600 A up to 690 V AC 50/60 Hz, breaking capacity H Icu=100/66 kA at 500/690 V, ETU600 LSI electronic trip unit upgradeable, color display, Bluetooth, USB interface, basic protection LT, ST, INST, neutral conductor protection requires an external neutral point current sensor, trip alarm switch (1 x CO), connection at rear vertical, with internal voltage tap on lower stab of circuit breaker, with voltage tap module VTM680 and power supply of ETU600, able to communication, integrated metering type PMF-3 Advanced Power Monitor., Voltage, Energy, Power, Power factor, Frequency, Unbalance, Temperature, Power quality, Manual operating mechanism with mechanical closing, without Spring charging motor, Ready-to-close signal. switch, Auxiliary switches 2NO+2NC, without Closing coil (CC), manual operating mechanism with mechanical closing, without Remote trip alarm reset coil (RR), without 2nd shunt trip, without 1st Shunt trip | 146100 | 1 | Z\ | 1
3WA1116-5GE02-0AA0 |  | fixed-mounted circuit breaker, IEC 60947-2, size 1, 3-pole, In=1600 A up to 690 V AC 50/60 Hz, breaking capacity H Icu=100/66 kA at 500/690 V, ETU600 LSI electronic trip unit upgradeable, color display, Bluetooth, USB interface, basic protection LT, ST, INST, neutral conductor protection requires an external neutral point current sensor, trip alarm switch (1 x CO), connection at rear horizontal with internal voltage tap on lower stab of circuit breaker, with voltage tap module VTM680 and power supply of ETU600, able to communication, integrated metering type PMF-3 Advanced Power Monitor., Voltage, Energy, Power, Power factor, Frequency, Unbalance, Temperature, Power quality, Manual operating mechanism with mechanical closing, without Spring charging motor, Ready-to-close signal. switch, Auxiliary switches 2NO+2NC, without Closing coil (CC), manual operating mechanism with mechanical closing, without Remote trip alarm reset coil (RR), without 2nd shunt trip, without 1st Shunt trip | 143100 | 1 | Z\ | 1
3WA1116-5GE11-0AA0 |  | fixed-mounted circuit breaker, IEC 60947-2, size 1, 4-pole, N pole on left, In=1600 A up to 690 V AC 50/60 Hz, breaking capacity H Icu=100/66 kA at 500/690 V, ETU600 LSI electronic trip unit upgradeable, color display, Bluetooth, USB interface, basic protection LT, ST, INST, including protection of the N conductor (internal neutral point sensor available), trip alarm switch (1 x CO), connection at rear vertical, with internal voltage tap on lower stab of circuit breaker, with voltage tap module VTM680 and power supply of ETU600, able to communication, integrated metering type PMF-3 Advanced Power Monitor., Voltage, Energy, Power, Power factor, Frequency, Unbalance, Temperature, Power quality, Manual operating mechanism with mechanical closing, without Spring charging motor, Ready-to-close signal. switch, Auxiliary switches 2NO+2NC, without Closing coil (CC), manual operating mechanism with mechanical closing, without Remote trip alarm reset coil (RR), without 2nd shunt trip, without 1st Shunt trip | 185100 | 1 | Z\ | 1
3WA1116-5GE12-0AA0 |  | fixed-mounted circuit breaker, IEC 60947-2, size 1, 4-pole, N pole on left, In=1600 A up to 690 V AC 50/60 Hz, breaking capacity H Icu=100/66 kA at 500/690 V, ETU600 LSI electronic trip unit upgradeable, color display, Bluetooth, USB interface, basic protection LT, ST, INST, including protection of the N conductor (internal neutral point sensor available), trip alarm switch (1 x CO), connection at rear horizontal with internal voltage tap on lower stab of circuit breaker, with voltage tap module VTM680 and power supply of ETU600, able to communication, integrated metering type PMF-3 Advanced Power Monitor., Voltage, Energy, Power, Power factor, Frequency, Unbalance, Temperature, Power quality, Manual operating mechanism with mechanical closing, without Spring charging motor, Ready-to-close signal. switch, Auxiliary switches 2NO+2NC, without Closing coil (CC), manual operating mechanism with mechanical closing, without Remote trip alarm reset coil (RR), without 2nd shunt trip, without 1st Shunt trip | 181100 | 1 | Z\ | 1
3WA1116-5GE21-0AA0 |  | fixed-mounted circuit breaker, IEC 60947-2, size 1, 4-pole, N pole on right, In=1600 A up to 690 V AC 50/60 Hz, breaking capacity H Icu=100/66 kA at 500/690 V, ETU600 LSI electronic trip unit upgradeable, color display, Bluetooth, USB interface, basic protection LT, ST, INST, including protection of the N conductor (internal neutral point sensor available), trip alarm switch (1 x CO), connection at rear vertical, with internal voltage tap on lower stab of circuit breaker, with voltage tap module VTM680 and power supply of ETU600, able to communication, integrated metering type PMF-3 Advanced Power Monitor., Voltage, Energy, Power, Power factor, Frequency, Unbalance, Temperature, Power quality, Manual operating mechanism with mechanical closing, without Spring charging motor, Ready-to-close signal. switch, Auxiliary switches 2NO+2NC, without Closing coil (CC), manual operating mechanism with mechanical closing, without Remote trip alarm reset coil (RR), without 2nd shunt trip, without 1st Shunt trip | 185100 | 1 | Z\ | 1
3WA1116-5GE22-0AA0 |  | fixed-mounted circuit breaker, IEC 60947-2, size 1, 4-pole, N pole on right, In=1600 A up to 690 V AC 50/60 Hz, breaking capacity H Icu=100/66 kA at 500/690 V, ETU600 LSI electronic trip unit upgradeable, color display, Bluetooth, USB interface, basic protection LT, ST, INST, including protection of the N conductor (internal neutral point sensor available), trip alarm switch (1 x CO), connection at rear horizontal with internal voltage tap on lower stab of circuit breaker, with voltage tap module VTM680 and power supply of ETU600, able to communication, integrated metering type PMF-3 Advanced Power Monitor., Voltage, Energy, Power, Power factor, Frequency, Unbalance, Temperature, Power quality, Manual operating mechanism with mechanical closing, without Spring charging motor, Ready-to-close signal. switch, Auxiliary switches 2NO+2NC, without Closing coil (CC), manual operating mechanism with mechanical closing, without Remote trip alarm reset coil (RR), without 2nd shunt trip, without 1st Shunt trip | 181100 | 1 | Z\ | 1
3WA1116-5GE31-0AA0 |  | withdrawable circuit breaker, with guide frame, IEC 60947-2, size 1, 3-pole, In=1600 A up to 690 V AC 50/60 Hz, breaking capacity H Icu=100/66 kA at 500/690 V, ETU600 LSI electronic trip unit upgradeable, color display, Bluetooth, USB interface, basic protection LT, ST, INST, neutral conductor protection requires an external neutral point current sensor, trip alarm switch (1 x CO), connection at rear vertical, guide frame with shutter, without position signaling switch with internal voltage tap on lower stab of circuit breaker, with voltage tap module VTM680 and power supply of ETU600, able to communication, integrated metering type PMF-3 Advanced Power Monitor., Voltage, Energy, Power, Power factor, Frequency, Unbalance, Temperature, Power quality, Manual operating mechanism with mechanical closing, without Spring charging motor, Ready-to-close signal. switch, Auxiliary switches 2NO+2NC, without Closing coil (CC), manual operating mechanism with mechanical closing, without Remote trip alarm reset coil (RR), without 2nd shunt trip, without 1st Shunt trip | 177100 | 1 | Z\ | 1
3WA1116-5GE32-0AA0 |  | withdrawable circuit breaker, with guide frame, IEC 60947-2, size 1, 3-pole, In=1600 A up to 690 V AC 50/60 Hz, breaking capacity H Icu=100/66 kA at 500/690 V, ETU600 LSI electronic trip unit upgradeable, color display, Bluetooth, USB interface, basic protection LT, ST, INST, neutral conductor protection requires an external neutral point current sensor, trip alarm switch (1 x CO), connection at rear horizontal guide frame with shutter, without position signaling switch with internal voltage tap on lower stab of circuit breaker, with voltage tap module VTM680 and power supply of ETU600, able to communication, integrated metering type PMF-3 Advanced Power Monitor., Voltage, Energy, Power, Power factor, Frequency, Unbalance, Temperature, Power quality, Manual operating mechanism with mechanical closing, without Spring charging motor, Ready-to-close signal. switch, Auxiliary switches 2NO+2NC, without Closing coil (CC), manual operating mechanism with mechanical closing, without Remote trip alarm reset coil (RR), without 2nd shunt trip, without 1st Shunt trip | 174100 | 1 | Z\ | 1
3WA1116-5GE34-0AA0 |  | withdrawable circuit breaker, with guide frame, IEC 60947-2, size 1, 3-pole, In=1600 A up to 690 V AC 50/60 Hz, breaking capacity H Icu=100/66 kA at 500/690 V, ETU600 LSI electronic trip unit upgradeable, color display, Bluetooth, USB interface, basic protection LT, ST, INST, neutral conductor protection requires an external neutral point current sensor, trip alarm switch (1 x CO), connection at rear flange, guide frame with shutter, without position signaling switch with internal voltage tap on lower stab of circuit breaker, with voltage tap module VTM680 and power supply of ETU600, able to communication, integrated metering type PMF-3 Advanced Power Monitor., Voltage, Energy, Power, Power factor, Frequency, Unbalance, Temperature, Power quality, Manual operating mechanism with mechanical closing, without Spring charging motor, Ready-to-close signal. switch, Auxiliary switches 2NO+2NC, without Closing coil (CC), manual operating mechanism with mechanical closing, without Remote trip alarm reset coil (RR), without 2nd shunt trip, without 1st Shunt trip | 174100 | 1 | Z\ | 1
3WA1116-5GE41-0AA0 |  | withdrawable circuit breaker, with guide frame, IEC 60947-2, size 1, 4-pole, N pole on left, In=1600 A up to 690 V AC 50/60 Hz, breaking capacity H Icu=100/66 kA at 500/690 V, ETU600 LSI electronic trip unit upgradeable, color display, Bluetooth, USB interface, basic protection LT, ST, INST, including protection of the N conductor (internal neutral point sensor available), trip alarm switch (1 x CO), connection at rear vertical, guide frame with shutter, without position signaling switch with internal voltage tap on lower stab of circuit breaker, with voltage tap module VTM680 and power supply of ETU600, able to communication, integrated metering type PMF-3 Advanced Power Monitor., Voltage, Energy, Power, Power factor, Frequency, Unbalance, Temperature, Power quality, Manual operating mechanism with mechanical closing, without Spring charging motor, Ready-to-close signal. switch, Auxiliary switches 2NO+2NC, without Closing coil (CC), manual operating mechanism with mechanical closing, without Remote trip alarm reset coil (RR), without 2nd shunt trip, without 1st Shunt trip | 226100 | 1 | Z\ | 1
3WA1116-5GE42-0AA0 |  | withdrawable circuit breaker, with guide frame, IEC 60947-2, size 1, 4-pole, N pole on left, In=1600 A up to 690 V AC 50/60 Hz, breaking capacity H Icu=100/66 kA at 500/690 V, ETU600 LSI electronic trip unit upgradeable, color display, Bluetooth, USB interface, basic protection LT, ST, INST, including protection of the N conductor (internal neutral point sensor available), trip alarm switch (1 x CO), connection at rear horizontal guide frame with shutter, without position signaling switch with internal voltage tap on lower stab of circuit breaker, with voltage tap module VTM680 and power supply of ETU600, able to communication, integrated metering type PMF-3 Advanced Power Monitor., Voltage, Energy, Power, Power factor, Frequency, Unbalance, Temperature, Power quality, Manual operating mechanism with mechanical closing, without Spring charging motor, Ready-to-close signal. switch, Auxiliary switches 2NO+2NC, without Closing coil (CC), manual operating mechanism with mechanical closing, without Remote trip alarm reset coil (RR), without 2nd shunt trip, without 1st Shunt trip | 222100 | 1 | Z\ | 1
3WA1116-5GE44-0AA0 |  | withdrawable circuit breaker, with guide frame, IEC 60947-2, size 1, 4-pole, N pole on left, In=1600 A up to 690 V AC 50/60 Hz, breaking capacity H Icu=100/66 kA at 500/690 V, ETU600 LSI electronic trip unit upgradeable, color display, Bluetooth, USB interface, basic protection LT, ST, INST, including protection of the N conductor (internal neutral point sensor available), trip alarm switch (1 x CO), connection at rear flange, guide frame with shutter, without position signaling switch with internal voltage tap on lower stab of circuit breaker, with voltage tap module VTM680 and power supply of ETU600, able to communication, integrated metering type PMF-3 Advanced Power Monitor., Voltage, Energy, Power, Power factor, Frequency, Unbalance, Temperature, Power quality, Manual operating mechanism with mechanical closing, without Spring charging motor, Ready-to-close signal. switch, Auxiliary switches 2NO+2NC, without Closing coil (CC), manual operating mechanism with mechanical closing, without Remote trip alarm reset coil (RR), without 2nd shunt trip, without 1st Shunt trip | 222100 | 1 | Z\ | 1
3WA1116-5GF01-0AA0 |  | fixed-mounted circuit breaker, IEC 60947-2, size 1, 3-pole, In=1600 A up to 690 V AC 50/60 Hz, breaking capacity H Icu=100/66 kA at 500/690 V, ETU600 LSIG electronic trip unit upgradeable, color display, Bluetooth, USB interface, basic protection LT, ST, INST, GFx, neutral conductor protection requires an external neutral point current sensor, trip alarm switch (1 x CO), connection at rear vertical, with internal voltage tap on lower stab of circuit breaker, with voltage tap module VTM680 and power supply of ETU600, able to communication, integrated metering type PMF-3 Advanced Power Monitor., Voltage, Energy, Power, Power factor, Frequency, Unbalance, Temperature, Power quality, Manual operating mechanism with mechanical closing, without Spring charging motor, Ready-to-close signal. switch, Auxiliary switches 2NO+2NC, without Closing coil (CC), manual operating mechanism with mechanical closing, without Remote trip alarm reset coil (RR), without 2nd shunt trip, without 1st Shunt trip | 157100 | 1 | Z\ | 1
3WA1116-5GF02-0AA0 |  | fixed-mounted circuit breaker, IEC 60947-2, size 1, 3-pole, In=1600 A up to 690 V AC 50/60 Hz, breaking capacity H Icu=100/66 kA at 500/690 V, ETU600 LSIG electronic trip unit upgradeable, color display, Bluetooth, USB interface, basic protection LT, ST, INST, GFx, neutral conductor protection requires an external neutral point current sensor, trip alarm switch (1 x CO), connection at rear horizontal with internal voltage tap on lower stab of circuit breaker, with voltage tap module VTM680 and power supply of ETU600, able to communication, integrated metering type PMF-3 Advanced Power Monitor., Voltage, Energy, Power, Power factor, Frequency, Unbalance, Temperature, Power quality, Manual operating mechanism with mechanical closing, without Spring charging motor, Ready-to-close signal. switch, Auxiliary switches 2NO+2NC, without Closing coil (CC), manual operating mechanism with mechanical closing, without Remote trip alarm reset coil (RR), without 2nd shunt trip, without 1st Shunt trip | 154100 | 1 | Z\ | 1
3WA1116-5GF11-0AA0 |  | fixed-mounted circuit breaker, IEC 60947-2, size 1, 4-pole, N pole on left, In=1600 A up to 690 V AC 50/60 Hz, breaking capacity H Icu=100/66 kA at 500/690 V, ETU600 LSIG electronic trip unit upgradeable, color display, Bluetooth, USB interface, basic protection LT, ST, INST, GFx, including protection of the N conductor (internal neutral point sensor available), trip alarm switch (1 x CO), connection at rear vertical, with internal voltage tap on lower stab of circuit breaker, with voltage tap module VTM680 and power supply of ETU600, able to communication, integrated metering type PMF-3 Advanced Power Monitor., Voltage, Energy, Power, Power factor, Frequency, Unbalance, Temperature, Power quality, Manual operating mechanism with mechanical closing, without Spring charging motor, Ready-to-close signal. switch, Auxiliary switches 2NO+2NC, without Closing coil (CC), manual operating mechanism with mechanical closing, without Remote trip alarm reset coil (RR), without 2nd shunt trip, without 1st Shunt trip | 196100 | 1 | Z\ | 1
3WA1116-5GF12-0AA0 |  | fixed-mounted circuit breaker, IEC 60947-2, size 1, 4-pole, N pole on left, In=1600 A up to 690 V AC 50/60 Hz, breaking capacity H Icu=100/66 kA at 500/690 V, ETU600 LSIG electronic trip unit upgradeable, color display, Bluetooth, USB interface, basic protection LT, ST, INST, GFx, including protection of the N conductor (internal neutral point sensor available), trip alarm switch (1 x CO), connection at rear horizontal with internal voltage tap on lower stab of circuit breaker, with voltage tap module VTM680 and power supply of ETU600, able to communication, integrated metering type PMF-3 Advanced Power Monitor., Voltage, Energy, Power, Power factor, Frequency, Unbalance, Temperature, Power quality, Manual operating mechanism with mechanical closing, without Spring charging motor, Ready-to-close signal. switch, Auxiliary switches 2NO+2NC, without Closing coil (CC), manual operating mechanism with mechanical closing, without Remote trip alarm reset coil (RR), without 2nd shunt trip, without 1st Shunt trip | 192100 | 1 | Z\ | 1
3WA1116-5GF21-0AA0 |  | fixed-mounted circuit breaker, IEC 60947-2, size 1, 4-pole, N pole on right, In=1600 A up to 690 V AC 50/60 Hz, breaking capacity H Icu=100/66 kA at 500/690 V, ETU600 LSIG electronic trip unit upgradeable, color display, Bluetooth, USB interface, basic protection LT, ST, INST, GFx, including protection of the N conductor (internal neutral point sensor available), trip alarm switch (1 x CO), connection at rear vertical, with internal voltage tap on lower stab of circuit breaker, with voltage tap module VTM680 and power supply of ETU600, able to communication, integrated metering type PMF-3 Advanced Power Monitor., Voltage, Energy, Power, Power factor, Frequency, Unbalance, Temperature, Power quality, Manual operating mechanism with mechanical closing, without Spring charging motor, Ready-to-close signal. switch, Auxiliary switches 2NO+2NC, without Closing coil (CC), manual operating mechanism with mechanical closing, without Remote trip alarm reset coil (RR), without 2nd shunt trip, without 1st Shunt trip | 196100 | 1 | Z\ | 1
3WA1116-5GF22-0AA0 |  | fixed-mounted circuit breaker, IEC 60947-2, size 1, 4-pole, N pole on right, In=1600 A up to 690 V AC 50/60 Hz, breaking capacity H Icu=100/66 kA at 500/690 V, ETU600 LSIG electronic trip unit upgradeable, color display, Bluetooth, USB interface, basic protection LT, ST, INST, GFx, including protection of the N conductor (internal neutral point sensor available), trip alarm switch (1 x CO), connection at rear horizontal with internal voltage tap on lower stab of circuit breaker, with voltage tap module VTM680 and power supply of ETU600, able to communication, integrated metering type PMF-3 Advanced Power Monitor., Voltage, Energy, Power, Power factor, Frequency, Unbalance, Temperature, Power quality, Manual operating mechanism with mechanical closing, without Spring charging motor, Ready-to-close signal. switch, Auxiliary switches 2NO+2NC, without Closing coil (CC), manual operating mechanism with mechanical closing, without Remote trip alarm reset coil (RR), without 2nd shunt trip, without 1st Shunt trip | 192100 | 1 | Z\ | 1
3WA1116-5GF31-0AA0 |  | withdrawable circuit breaker, with guide frame, IEC 60947-2, size 1, 3-pole, In=1600 A up to 690 V AC 50/60 Hz, breaking capacity H Icu=100/66 kA at 500/690 V, ETU600 LSIG electronic trip unit upgradeable, color display, Bluetooth, USB interface, basic protection LT, ST, INST, GFx, neutral conductor protection requires an external neutral point current sensor, trip alarm switch (1 x CO), connection at rear vertical, guide frame with shutter, without position signaling switch with internal voltage tap on lower stab of circuit breaker, with voltage tap module VTM680 and power supply of ETU600, able to communication, integrated metering type PMF-3 Advanced Power Monitor., Voltage, Energy, Power, Power factor, Frequency, Unbalance, Temperature, Power quality, Manual operating mechanism with mechanical closing, without Spring charging motor, Ready-to-close signal. switch, Auxiliary switches 2NO+2NC, without Closing coil (CC), manual operating mechanism with mechanical closing, without Remote trip alarm reset coil (RR), without 2nd shunt trip, without 1st Shunt trip | 187100 | 1 | Z\ | 1
3WA1116-5GF32-0AA0 |  | withdrawable circuit breaker, with guide frame, IEC 60947-2, size 1, 3-pole, In=1600 A up to 690 V AC 50/60 Hz, breaking capacity H Icu=100/66 kA at 500/690 V, ETU600 LSIG electronic trip unit upgradeable, color display, Bluetooth, USB interface, basic protection LT, ST, INST, GFx, neutral conductor protection requires an external neutral point current sensor, trip alarm switch (1 x CO), connection at rear horizontal guide frame with shutter, without position signaling switch with internal voltage tap on lower stab of circuit breaker, with voltage tap module VTM680 and power supply of ETU600, able to communication, integrated metering type PMF-3 Advanced Power Monitor., Voltage, Energy, Power, Power factor, Frequency, Unbalance, Temperature, Power quality, Manual operating mechanism with mechanical closing, without Spring charging motor, Ready-to-close signal. switch, Auxiliary switches 2NO+2NC, without Closing coil (CC), manual operating mechanism with mechanical closing, without Remote trip alarm reset coil (RR), without 2nd shunt trip, without 1st Shunt trip | 185100 | 1 | Z\ | 1
3WA1116-5GF34-0AA0 |  | withdrawable circuit breaker, with guide frame, IEC 60947-2, size 1, 3-pole, In=1600 A up to 690 V AC 50/60 Hz, breaking capacity H Icu=100/66 kA at 500/690 V, ETU600 LSIG electronic trip unit upgradeable, color display, Bluetooth, USB interface, basic protection LT, ST, INST, GFx, neutral conductor protection requires an external neutral point current sensor, trip alarm switch (1 x CO), connection at rear flange, guide frame with shutter, without position signaling switch with internal voltage tap on lower stab of circuit breaker, with voltage tap module VTM680 and power supply of ETU600, able to communication, integrated metering type PMF-3 Advanced Power Monitor., Voltage, Energy, Power, Power factor, Frequency, Unbalance, Temperature, Power quality, Manual operating mechanism with mechanical closing, without Spring charging motor, Ready-to-close signal. switch, Auxiliary switches 2NO+2NC, without Closing coil (CC), manual operating mechanism with mechanical closing, without Remote trip alarm reset coil (RR), without 2nd shunt trip, without 1st Shunt trip | 185100 | 1 | Z\ | 1
3WA1116-5GF41-0AA0 |  | withdrawable circuit breaker, with guide frame, IEC 60947-2, size 1, 4-pole, N pole on left, In=1600 A up to 690 V AC 50/60 Hz, breaking capacity H Icu=100/66 kA at 500/690 V, ETU600 LSIG electronic trip unit upgradeable, color display, Bluetooth, USB interface, basic protection LT, ST, INST, GFx, including protection of the N conductor (internal neutral point sensor available), trip alarm switch (1 x CO), connection at rear vertical, guide frame with shutter, without position signaling switch with internal voltage tap on lower stab of circuit breaker, with voltage tap module VTM680 and power supply of ETU600, able to communication, integrated metering type PMF-3 Advanced Power Monitor., Voltage, Energy, Power, Power factor, Frequency, Unbalance, Temperature, Power quality, Manual operating mechanism with mechanical closing, without Spring charging motor, Ready-to-close signal. switch, Auxiliary switches 2NO+2NC, without Closing coil (CC), manual operating mechanism with mechanical closing, without Remote trip alarm reset coil (RR), without 2nd shunt trip, without 1st Shunt trip | 236100 | 1 | Z\ | 1
3WA1116-5GF42-0AA0 |  | withdrawable circuit breaker, with guide frame, IEC 60947-2, size 1, 4-pole, N pole on left, In=1600 A up to 690 V AC 50/60 Hz, breaking capacity H Icu=100/66 kA at 500/690 V, ETU600 LSIG electronic trip unit upgradeable, color display, Bluetooth, USB interface, basic protection LT, ST, INST, GFx, including protection of the N conductor (internal neutral point sensor available), trip alarm switch (1 x CO), connection at rear horizontal guide frame with shutter, without position signaling switch with internal voltage tap on lower stab of circuit breaker, with voltage tap module VTM680 and power supply of ETU600, able to communication, integrated metering type PMF-3 Advanced Power Monitor., Voltage, Energy, Power, Power factor, Frequency, Unbalance, Temperature, Power quality, Manual operating mechanism with mechanical closing, without Spring charging motor, Ready-to-close signal. switch, Auxiliary switches 2NO+2NC, without Closing coil (CC), manual operating mechanism with mechanical closing, without Remote trip alarm reset coil (RR), without 2nd shunt trip, without 1st Shunt trip | 233100 | 1 | Z\ | 1
3WA1116-5GF44-0AA0 |  | withdrawable circuit breaker, with guide frame, IEC 60947-2, size 1, 4-pole, N pole on left, In=1600 A up to 690 V AC 50/60 Hz, breaking capacity H Icu=100/66 kA at 500/690 V, ETU600 LSIG electronic trip unit upgradeable, color display, Bluetooth, USB interface, basic protection LT, ST, INST, GFx, including protection of the N conductor (internal neutral point sensor available), trip alarm switch (1 x CO), connection at rear flange, guide frame with shutter, without position signaling switch with internal voltage tap on lower stab of circuit breaker, with voltage tap module VTM680 and power supply of ETU600, able to communication, integrated metering type PMF-3 Advanced Power Monitor., Voltage, Energy, Power, Power factor, Frequency, Unbalance, Temperature, Power quality, Manual operating mechanism with mechanical closing, without Spring charging motor, Ready-to-close signal. switch, Auxiliary switches 2NO+2NC, without Closing coil (CC), manual operating mechanism with mechanical closing, without Remote trip alarm reset coil (RR), without 2nd shunt trip, without 1st Shunt trip | 233100 | 1 | Z\ | 1
3WA1116-5LE01-0AA0 |  | fixed-mounted circuit breaker, IEC 60947-2, size 1, 3-pole, In=1600 A up to 690 V AC 50/60 Hz, breaking capacity H Icu=100/66 kA at 500/690 V, ETU600 LSI electronic trip unit upgradeable, color display, Bluetooth, USB interface, basic protection LT, ST, INST, neutral conductor protection requires an external neutral point current sensor, trip alarm switch (1 x CO), connection at rear vertical, with internal voltage tap on upper stab of circuit breaker, with voltage tap module VTM680 and power supply of ETU600, able to communication, integrated metering type PMF-1 Energy Efficiency, Voltage, Active energy Ea Manual operating mechanism with mechanical closing, without Spring charging motor, Ready-to-close signal. switch, Auxiliary switches 2NO+2NC, without Closing coil (CC), manual operating mechanism with mechanical closing, without Remote trip alarm reset coil (RR), without 2nd shunt trip, without 1st Shunt trip | 130870 | 1 | Z\ | 1
3WA1116-5LE02-0AA0 |  | fixed-mounted circuit breaker, IEC 60947-2, size 1, 3-pole, In=1600 A up to 690 V AC 50/60 Hz, breaking capacity H Icu=100/66 kA at 500/690 V, ETU600 LSI electronic trip unit upgradeable, color display, Bluetooth, USB interface, basic protection LT, ST, INST, neutral conductor protection requires an external neutral point current sensor, trip alarm switch (1 x CO), connection at rear horizontal with internal voltage tap on upper stab of circuit breaker, with voltage tap module VTM680 and power supply of ETU600, able to communication, integrated metering type PMF-1 Energy Efficiency, Voltage, Active energy Ea Manual operating mechanism with mechanical closing, without Spring charging motor, Ready-to-close signal. switch, Auxiliary switches 2NO+2NC, without Closing coil (CC), manual operating mechanism with mechanical closing, without Remote trip alarm reset coil (RR), without 2nd shunt trip, without 1st Shunt trip | 127870 | 1 | Z\ | 1
3WA1116-5LE11-0AA0 |  | fixed-mounted circuit breaker, IEC 60947-2, size 1, 4-pole, N pole on left, In=1600 A up to 690 V AC 50/60 Hz, breaking capacity H Icu=100/66 kA at 500/690 V, ETU600 LSI electronic trip unit upgradeable, color display, Bluetooth, USB interface, basic protection LT, ST, INST, including protection of the N conductor (internal neutral point sensor available), trip alarm switch (1 x CO), connection at rear vertical, with internal voltage tap on upper stab of circuit breaker, with voltage tap module VTM680 and power supply of ETU600, able to communication, integrated metering type PMF-1 Energy Efficiency, Voltage, Active energy Ea Manual operating mechanism with mechanical closing, without Spring charging motor, Ready-to-close signal. switch, Auxiliary switches 2NO+2NC, without Closing coil (CC), manual operating mechanism with mechanical closing, without Remote trip alarm reset coil (RR), without 2nd shunt trip, without 1st Shunt trip | 169870 | 1 | Z\ | 1
3WA1116-5LE12-0AA0 |  | fixed-mounted circuit breaker, IEC 60947-2, size 1, 4-pole, N pole on left, In=1600 A up to 690 V AC 50/60 Hz, breaking capacity H Icu=100/66 kA at 500/690 V, ETU600 LSI electronic trip unit upgradeable, color display, Bluetooth, USB interface, basic protection LT, ST, INST, including protection of the N conductor (internal neutral point sensor available), trip alarm switch (1 x CO), connection at rear horizontal with internal voltage tap on upper stab of circuit breaker, with voltage tap module VTM680 and power supply of ETU600, able to communication, integrated metering type PMF-1 Energy Efficiency, Voltage, Active energy Ea Manual operating mechanism with mechanical closing, without Spring charging motor, Ready-to-close signal. switch, Auxiliary switches 2NO+2NC, without Closing coil (CC), manual operating mechanism with mechanical closing, without Remote trip alarm reset coil (RR), without 2nd shunt trip, without 1st Shunt trip | 165870 | 1 | Z\ | 1
3WA1116-5LE21-0AA0 |  | fixed-mounted circuit breaker, IEC 60947-2, size 1, 4-pole, N pole on right, In=1600 A up to 690 V AC 50/60 Hz, breaking capacity H Icu=100/66 kA at 500/690 V, ETU600 LSI electronic trip unit upgradeable, color display, Bluetooth, USB interface, basic protection LT, ST, INST, including protection of the N conductor (internal neutral point sensor available), trip alarm switch (1 x CO), connection at rear vertical, with internal voltage tap on upper stab of circuit breaker, with voltage tap module VTM680 and power supply of ETU600, able to communication, integrated metering type PMF-1 Energy Efficiency, Voltage, Active energy Ea Manual operating mechanism with mechanical closing, without Spring charging motor, Ready-to-close signal. switch, Auxiliary switches 2NO+2NC, without Closing coil (CC), manual operating mechanism with mechanical closing, without Remote trip alarm reset coil (RR), without 2nd shunt trip, without 1st Shunt trip | 169870 | 1 | Z\ | 1
3WA1116-5LE22-0AA0 |  | fixed-mounted circuit breaker, IEC 60947-2, size 1, 4-pole, N pole on right, In=1600 A up to 690 V AC 50/60 Hz, breaking capacity H Icu=100/66 kA at 500/690 V, ETU600 LSI electronic trip unit upgradeable, color display, Bluetooth, USB interface, basic protection LT, ST, INST, including protection of the N conductor (internal neutral point sensor available), trip alarm switch (1 x CO), connection at rear horizontal with internal voltage tap on upper stab of circuit breaker, with voltage tap module VTM680 and power supply of ETU600, able to communication, integrated metering type PMF-1 Energy Efficiency, Voltage, Active energy Ea Manual operating mechanism with mechanical closing, without Spring charging motor, Ready-to-close signal. switch, Auxiliary switches 2NO+2NC, without Closing coil (CC), manual operating mechanism with mechanical closing, without Remote trip alarm reset coil (RR), without 2nd shunt trip, without 1st Shunt trip | 165870 | 1 | Z\ | 1
3WA1116-5LE31-0AA0 |  | withdrawable circuit breaker, with guide frame, IEC 60947-2, size 1, 3-pole, In=1600 A up to 690 V AC 50/60 Hz, breaking capacity H Icu=100/66 kA at 500/690 V, ETU600 LSI electronic trip unit upgradeable, color display, Bluetooth, USB interface, basic protection LT, ST, INST, neutral conductor protection requires an external neutral point current sensor, trip alarm switch (1 x CO), connection at rear vertical, guide frame with shutter, without position signaling switch with internal voltage tap on upper stab of circuit breaker, with voltage tap module VTM680 and power supply of ETU600, able to communication, integrated metering type PMF-1 Energy Efficiency, Voltage, Active energy Ea Manual operating mechanism with mechanical closing, without Spring charging motor, Ready-to-close signal. switch, Auxiliary switches 2NO+2NC, without Closing coil (CC), manual operating mechanism with mechanical closing, without Remote trip alarm reset coil (RR), without 2nd shunt trip, without 1st Shunt trip | 161870 | 1 | Z\ | 1
3WA1116-5LE32-0AA0 |  | withdrawable circuit breaker, with guide frame, IEC 60947-2, size 1, 3-pole, In=1600 A up to 690 V AC 50/60 Hz, breaking capacity H Icu=100/66 kA at 500/690 V, ETU600 LSI electronic trip unit upgradeable, color display, Bluetooth, USB interface, basic protection LT, ST, INST, neutral conductor protection requires an external neutral point current sensor, trip alarm switch (1 x CO), connection at rear horizontal guide frame with shutter, without position signaling switch with internal voltage tap on upper stab of circuit breaker, with voltage tap module VTM680 and power supply of ETU600, able to communication, integrated metering type PMF-1 Energy Efficiency, Voltage, Active energy Ea Manual operating mechanism with mechanical closing, without Spring charging motor, Ready-to-close signal. switch, Auxiliary switches 2NO+2NC, without Closing coil (CC), manual operating mechanism with mechanical closing, without Remote trip alarm reset coil (RR), without 2nd shunt trip, without 1st Shunt trip | 158870 | 1 | Z\ | 1
3WA1116-5LE34-0AA0 |  | withdrawable circuit breaker, with guide frame, IEC 60947-2, size 1, 3-pole, In=1600 A up to 690 V AC 50/60 Hz, breaking capacity H Icu=100/66 kA at 500/690 V, ETU600 LSI electronic trip unit upgradeable, color display, Bluetooth, USB interface, basic protection LT, ST, INST, neutral conductor protection requires an external neutral point current sensor, trip alarm switch (1 x CO), connection at rear flange, guide frame with shutter, without position signaling switch with internal voltage tap on upper stab of circuit breaker, with voltage tap module VTM680 and power supply of ETU600, able to communication, integrated metering type PMF-1 Energy Efficiency, Voltage, Active energy Ea Manual operating mechanism with mechanical closing, without Spring charging motor, Ready-to-close signal. switch, Auxiliary switches 2NO+2NC, without Closing coil (CC), manual operating mechanism with mechanical closing, without Remote trip alarm reset coil (RR), without 2nd shunt trip, without 1st Shunt trip | 158870 | 1 | Z\ | 1
3WA1116-5LE41-0AA0 |  | withdrawable circuit breaker, with guide frame, IEC 60947-2, size 1, 4-pole, N pole on left, In=1600 A up to 690 V AC 50/60 Hz, breaking capacity H Icu=100/66 kA at 500/690 V, ETU600 LSI electronic trip unit upgradeable, color display, Bluetooth, USB interface, basic protection LT, ST, INST, including protection of the N conductor (internal neutral point sensor available), trip alarm switch (1 x CO), connection at rear vertical, guide frame with shutter, without position signaling switch with internal voltage tap on upper stab of circuit breaker, with voltage tap module VTM680 and power supply of ETU600, able to communication, integrated metering type PMF-1 Energy Efficiency, Voltage, Active energy Ea Manual operating mechanism with mechanical closing, without Spring charging motor, Ready-to-close signal. switch, Auxiliary switches 2NO+2NC, without Closing coil (CC), manual operating mechanism with mechanical closing, without Remote trip alarm reset coil (RR), without 2nd shunt trip, without 1st Shunt trip | 210870 | 1 | Z\ | 1
3WA1116-5LE42-0AA0 |  | withdrawable circuit breaker, with guide frame, IEC 60947-2, size 1, 4-pole, N pole on left, In=1600 A up to 690 V AC 50/60 Hz, breaking capacity H Icu=100/66 kA at 500/690 V, ETU600 LSI electronic trip unit upgradeable, color display, Bluetooth, USB interface, basic protection LT, ST, INST, including protection of the N conductor (internal neutral point sensor available), trip alarm switch (1 x CO), connection at rear horizontal guide frame with shutter, without position signaling switch with internal voltage tap on upper stab of circuit breaker, with voltage tap module VTM680 and power supply of ETU600, able to communication, integrated metering type PMF-1 Energy Efficiency, Voltage, Active energy Ea Manual operating mechanism with mechanical closing, without Spring charging motor, Ready-to-close signal. switch, Auxiliary switches 2NO+2NC, without Closing coil (CC), manual operating mechanism with mechanical closing, without Remote trip alarm reset coil (RR), without 2nd shunt trip, without 1st Shunt trip | 206870 | 1 | Z\ | 1
3WA1116-5LE44-0AA0 |  | withdrawable circuit breaker, with guide frame, IEC 60947-2, size 1, 4-pole, N pole on left, In=1600 A up to 690 V AC 50/60 Hz, breaking capacity H Icu=100/66 kA at 500/690 V, ETU600 LSI electronic trip unit upgradeable, color display, Bluetooth, USB interface, basic protection LT, ST, INST, including protection of the N conductor (internal neutral point sensor available), trip alarm switch (1 x CO), connection at rear flange, guide frame with shutter, without position signaling switch with internal voltage tap on upper stab of circuit breaker, with voltage tap module VTM680 and power supply of ETU600, able to communication, integrated metering type PMF-1 Energy Efficiency, Voltage, Active energy Ea Manual operating mechanism with mechanical closing, without Spring charging motor, Ready-to-close signal. switch, Auxiliary switches 2NO+2NC, without Closing coil (CC), manual operating mechanism with mechanical closing, without Remote trip alarm reset coil (RR), without 2nd shunt trip, without 1st Shunt trip | 206870 | 1 | Z\ | 1
3WA1116-5LF01-0AA0 |  | fixed-mounted circuit breaker, IEC 60947-2, size 1, 3-pole, In=1600 A up to 690 V AC 50/60 Hz, breaking capacity H Icu=100/66 kA at 500/690 V, ETU600 LSIG electronic trip unit upgradeable, color display, Bluetooth, USB interface, basic protection LT, ST, INST, GFx, neutral conductor protection requires an external neutral point current sensor, trip alarm switch (1 x CO), connection at rear vertical, with internal voltage tap on upper stab of circuit breaker, with voltage tap module VTM680 and power supply of ETU600, able to communication, integrated metering type PMF-1 Energy Efficiency, Voltage, Active energy Ea Manual operating mechanism with mechanical closing, without Spring charging motor, Ready-to-close signal. switch, Auxiliary switches 2NO+2NC, without Closing coil (CC), manual operating mechanism with mechanical closing, without Remote trip alarm reset coil (RR), without 2nd shunt trip, without 1st Shunt trip | 141870 | 1 | Z\ | 1
3WA1116-5LF02-0AA0 |  | fixed-mounted circuit breaker, IEC 60947-2, size 1, 3-pole, In=1600 A up to 690 V AC 50/60 Hz, breaking capacity H Icu=100/66 kA at 500/690 V, ETU600 LSIG electronic trip unit upgradeable, color display, Bluetooth, USB interface, basic protection LT, ST, INST, GFx, neutral conductor protection requires an external neutral point current sensor, trip alarm switch (1 x CO), connection at rear horizontal with internal voltage tap on upper stab of circuit breaker, with voltage tap module VTM680 and power supply of ETU600, able to communication, integrated metering type PMF-1 Energy Efficiency, Voltage, Active energy Ea Manual operating mechanism with mechanical closing, without Spring charging motor, Ready-to-close signal. switch, Auxiliary switches 2NO+2NC, without Closing coil (CC), manual operating mechanism with mechanical closing, without Remote trip alarm reset coil (RR), without 2nd shunt trip, without 1st Shunt trip | 138870 | 1 | Z\ | 1
3WA1116-5LF11-0AA0 |  | fixed-mounted circuit breaker, IEC 60947-2, size 1, 4-pole, N pole on left, In=1600 A up to 690 V AC 50/60 Hz, breaking capacity H Icu=100/66 kA at 500/690 V, ETU600 LSIG electronic trip unit upgradeable, color display, Bluetooth, USB interface, basic protection LT, ST, INST, GFx, including protection of the N conductor (internal neutral point sensor available), trip alarm switch (1 x CO), connection at rear vertical, with internal voltage tap on upper stab of circuit breaker, with voltage tap module VTM680 and power supply of ETU600, able to communication, integrated metering type PMF-1 Energy Efficiency, Voltage, Active energy Ea Manual operating mechanism with mechanical closing, without Spring charging motor, Ready-to-close signal. switch, Auxiliary switches 2NO+2NC, without Closing coil (CC), manual operating mechanism with mechanical closing, without Remote trip alarm reset coil (RR), without 2nd shunt trip, without 1st Shunt trip | 180870 | 1 | Z\ | 1
3WA1116-5LF12-0AA0 |  | fixed-mounted circuit breaker, IEC 60947-2, size 1, 4-pole, N pole on left, In=1600 A up to 690 V AC 50/60 Hz, breaking capacity H Icu=100/66 kA at 500/690 V, ETU600 LSIG electronic trip unit upgradeable, color display, Bluetooth, USB interface, basic protection LT, ST, INST, GFx, including protection of the N conductor (internal neutral point sensor available), trip alarm switch (1 x CO), connection at rear horizontal with internal voltage tap on upper stab of circuit breaker, with voltage tap module VTM680 and power supply of ETU600, able to communication, integrated metering type PMF-1 Energy Efficiency, Voltage, Active energy Ea Manual operating mechanism with mechanical closing, without Spring charging motor, Ready-to-close signal. switch, Auxiliary switches 2NO+2NC, without Closing coil (CC), manual operating mechanism with mechanical closing, without Remote trip alarm reset coil (RR), without 2nd shunt trip, without 1st Shunt trip | 176870 | 1 | Z\ | 1
3WA1116-5LF21-0AA0 |  | fixed-mounted circuit breaker, IEC 60947-2, size 1, 4-pole, N pole on right, In=1600 A up to 690 V AC 50/60 Hz, breaking capacity H Icu=100/66 kA at 500/690 V, ETU600 LSIG electronic trip unit upgradeable, color display, Bluetooth, USB interface, basic protection LT, ST, INST, GFx, including protection of the N conductor (internal neutral point sensor available), trip alarm switch (1 x CO), connection at rear vertical, with internal voltage tap on upper stab of circuit breaker, with voltage tap module VTM680 and power supply of ETU600, able to communication, integrated metering type PMF-1 Energy Efficiency, Voltage, Active energy Ea Manual operating mechanism with mechanical closing, without Spring charging motor, Ready-to-close signal. switch, Auxiliary switches 2NO+2NC, without Closing coil (CC), manual operating mechanism with mechanical closing, without Remote trip alarm reset coil (RR), without 2nd shunt trip, without 1st Shunt trip | 180870 | 1 | Z\ | 1
3WA1116-5LF22-0AA0 |  | fixed-mounted circuit breaker, IEC 60947-2, size 1, 4-pole, N pole on right, In=1600 A up to 690 V AC 50/60 Hz, breaking capacity H Icu=100/66 kA at 500/690 V, ETU600 LSIG electronic trip unit upgradeable, color display, Bluetooth, USB interface, basic protection LT, ST, INST, GFx, including protection of the N conductor (internal neutral point sensor available), trip alarm switch (1 x CO), connection at rear horizontal with internal voltage tap on upper stab of circuit breaker, with voltage tap module VTM680 and power supply of ETU600, able to communication, integrated metering type PMF-1 Energy Efficiency, Voltage, Active energy Ea Manual operating mechanism with mechanical closing, without Spring charging motor, Ready-to-close signal. switch, Auxiliary switches 2NO+2NC, without Closing coil (CC), manual operating mechanism with mechanical closing, without Remote trip alarm reset coil (RR), without 2nd shunt trip, without 1st Shunt trip | 176870 | 1 | Z\ | 1
3WA1116-5LF31-0AA0 |  | withdrawable circuit breaker, with guide frame, IEC 60947-2, size 1, 3-pole, In=1600 A up to 690 V AC 50/60 Hz, breaking capacity H Icu=100/66 kA at 500/690 V, ETU600 LSIG electronic trip unit upgradeable, color display, Bluetooth, USB interface, basic protection LT, ST, INST, GFx, neutral conductor protection requires an external neutral point current sensor, trip alarm switch (1 x CO), connection at rear vertical, guide frame with shutter, without position signaling switch with internal voltage tap on upper stab of circuit breaker, with voltage tap module VTM680 and power supply of ETU600, able to communication, integrated metering type PMF-1 Energy Efficiency, Voltage, Active energy Ea Manual operating mechanism with mechanical closing, without Spring charging motor, Ready-to-close signal. switch, Auxiliary switches 2NO+2NC, without Closing coil (CC), manual operating mechanism with mechanical closing, without Remote trip alarm reset coil (RR), without 2nd shunt trip, without 1st Shunt trip | 171870 | 1 | Z\ | 1
3WA1116-5LF32-0AA0 |  | withdrawable circuit breaker, with guide frame, IEC 60947-2, size 1, 3-pole, In=1600 A up to 690 V AC 50/60 Hz, breaking capacity H Icu=100/66 kA at 500/690 V, ETU600 LSIG electronic trip unit upgradeable, color display, Bluetooth, USB interface, basic protection LT, ST, INST, GFx, neutral conductor protection requires an external neutral point current sensor, trip alarm switch (1 x CO), connection at rear horizontal guide frame with shutter, without position signaling switch with internal voltage tap on upper stab of circuit breaker, with voltage tap module VTM680 and power supply of ETU600, able to communication, integrated metering type PMF-1 Energy Efficiency, Voltage, Active energy Ea Manual operating mechanism with mechanical closing, without Spring charging motor, Ready-to-close signal. switch, Auxiliary switches 2NO+2NC, without Closing coil (CC), manual operating mechanism with mechanical closing, without Remote trip alarm reset coil (RR), without 2nd shunt trip, without 1st Shunt trip | 169870 | 1 | Z\ | 1
3WA1116-5LF34-0AA0 |  | withdrawable circuit breaker, with guide frame, IEC 60947-2, size 1, 3-pole, In=1600 A up to 690 V AC 50/60 Hz, breaking capacity H Icu=100/66 kA at 500/690 V, ETU600 LSIG electronic trip unit upgradeable, color display, Bluetooth, USB interface, basic protection LT, ST, INST, GFx, neutral conductor protection requires an external neutral point current sensor, trip alarm switch (1 x CO), connection at rear flange, guide frame with shutter, without position signaling switch with internal voltage tap on upper stab of circuit breaker, with voltage tap module VTM680 and power supply of ETU600, able to communication, integrated metering type PMF-1 Energy Efficiency, Voltage, Active energy Ea Manual operating mechanism with mechanical closing, without Spring charging motor, Ready-to-close signal. switch, Auxiliary switches 2NO+2NC, without Closing coil (CC), manual operating mechanism with mechanical closing, without Remote trip alarm reset coil (RR), without 2nd shunt trip, without 1st Shunt trip | 169870 | 1 | Z\ | 1
3WA1116-5LF41-0AA0 |  | withdrawable circuit breaker, with guide frame, IEC 60947-2, size 1, 4-pole, N pole on left, In=1600 A up to 690 V AC 50/60 Hz, breaking capacity H Icu=100/66 kA at 500/690 V, ETU600 LSIG electronic trip unit upgradeable, color display, Bluetooth, USB interface, basic protection LT, ST, INST, GFx, including protection of the N conductor (internal neutral point sensor available), trip alarm switch (1 x CO), connection at rear vertical, guide frame with shutter, without position signaling switch with internal voltage tap on upper stab of circuit breaker, with voltage tap module VTM680 and power supply of ETU600, able to communication, integrated metering type PMF-1 Energy Efficiency, Voltage, Active energy Ea Manual operating mechanism with mechanical closing, without Spring charging motor, Ready-to-close signal. switch, Auxiliary switches 2NO+2NC, without Closing coil (CC), manual operating mechanism with mechanical closing, without Remote trip alarm reset coil (RR), without 2nd shunt trip, without 1st Shunt trip | 220870 | 1 | Z\ | 1
3WA1116-5LF42-0AA0 |  | withdrawable circuit breaker, with guide frame, IEC 60947-2, size 1, 4-pole, N pole on left, In=1600 A up to 690 V AC 50/60 Hz, breaking capacity H Icu=100/66 kA at 500/690 V, ETU600 LSIG electronic trip unit upgradeable, color display, Bluetooth, USB interface, basic protection LT, ST, INST, GFx, including protection of the N conductor (internal neutral point sensor available), trip alarm switch (1 x CO), connection at rear horizontal guide frame with shutter, without position signaling switch with internal voltage tap on upper stab of circuit breaker, with voltage tap module VTM680 and power supply of ETU600, able to communication, integrated metering type PMF-1 Energy Efficiency, Voltage, Active energy Ea Manual operating mechanism with mechanical closing, without Spring charging motor, Ready-to-close signal. switch, Auxiliary switches 2NO+2NC, without Closing coil (CC), manual operating mechanism with mechanical closing, without Remote trip alarm reset coil (RR), without 2nd shunt trip, without 1st Shunt trip | 217870 | 1 | Z\ | 1
3WA1116-5LF44-0AA0 |  | withdrawable circuit breaker, with guide frame, IEC 60947-2, size 1, 4-pole, N pole on left, In=1600 A up to 690 V AC 50/60 Hz, breaking capacity H Icu=100/66 kA at 500/690 V, ETU600 LSIG electronic trip unit upgradeable, color display, Bluetooth, USB interface, basic protection LT, ST, INST, GFx, including protection of the N conductor (internal neutral point sensor available), trip alarm switch (1 x CO), connection at rear flange, guide frame with shutter, without position signaling switch with internal voltage tap on upper stab of circuit breaker, with voltage tap module VTM680 and power supply of ETU600, able to communication, integrated metering type PMF-1 Energy Efficiency, Voltage, Active energy Ea Manual operating mechanism with mechanical closing, without Spring charging motor, Ready-to-close signal. switch, Auxiliary switches 2NO+2NC, without Closing coil (CC), manual operating mechanism with mechanical closing, without Remote trip alarm reset coil (RR), without 2nd shunt trip, without 1st Shunt trip | 217870 | 1 | Z\ | 1
3WA1116-5ME01-0AA0 |  | fixed-mounted circuit breaker, IEC 60947-2, size 1, 3-pole, In=1600 A up to 690 V AC 50/60 Hz, breaking capacity H Icu=100/66 kA at 500/690 V, ETU600 LSI electronic trip unit upgradeable, color display, Bluetooth, USB interface, basic protection LT, ST, INST, neutral conductor protection requires an external neutral point current sensor, trip alarm switch (1 x CO), connection at rear vertical, with internal voltage tap on upper stab of circuit breaker, with voltage tap module VTM680 and power supply of ETU600, able to communication, integrated metering type PMF-2 Basic Power Monitoring, Voltage, Energy, Power, Power factor, Frequency, Unbalance, Temperature, Manual operating mechanism with mechanical closing, without Spring charging motor, Ready-to-close signal. switch, Auxiliary switches 2NO+2NC, without Closing coil (CC), manual operating mechanism with mechanical closing, without Remote trip alarm reset coil (RR), without 2nd shunt trip, without 1st Shunt trip | 139700 | 1 | Z\ | 1
3WA1116-5ME02-0AA0 |  | fixed-mounted circuit breaker, IEC 60947-2, size 1, 3-pole, In=1600 A up to 690 V AC 50/60 Hz, breaking capacity H Icu=100/66 kA at 500/690 V, ETU600 LSI electronic trip unit upgradeable, color display, Bluetooth, USB interface, basic protection LT, ST, INST, neutral conductor protection requires an external neutral point current sensor, trip alarm switch (1 x CO), connection at rear horizontal with internal voltage tap on upper stab of circuit breaker, with voltage tap module VTM680 and power supply of ETU600, able to communication, integrated metering type PMF-2 Basic Power Monitoring, Voltage, Energy, Power, Power factor, Frequency, Unbalance, Temperature, Manual operating mechanism with mechanical closing, without Spring charging motor, Ready-to-close signal. switch, Auxiliary switches 2NO+2NC, without Closing coil (CC), manual operating mechanism with mechanical closing, without Remote trip alarm reset coil (RR), without 2nd shunt trip, without 1st Shunt trip | 136700 | 1 | Z\ | 1
3WA1116-5ME11-0AA0 |  | fixed-mounted circuit breaker, IEC 60947-2, size 1, 4-pole, N pole on left, In=1600 A up to 690 V AC 50/60 Hz, breaking capacity H Icu=100/66 kA at 500/690 V, ETU600 LSI electronic trip unit upgradeable, color display, Bluetooth, USB interface, basic protection LT, ST, INST, including protection of the N conductor (internal neutral point sensor available), trip alarm switch (1 x CO), connection at rear vertical, with internal voltage tap on upper stab of circuit breaker, with voltage tap module VTM680 and power supply of ETU600, able to communication, integrated metering type PMF-2 Basic Power Monitoring, Voltage, Energy, Power, Power factor, Frequency, Unbalance, Temperature, Manual operating mechanism with mechanical closing, without Spring charging motor, Ready-to-close signal. switch, Auxiliary switches 2NO+2NC, without Closing coil (CC), manual operating mechanism with mechanical closing, without Remote trip alarm reset coil (RR), without 2nd shunt trip, without 1st Shunt trip | 178700 | 1 | Z\ | 1
3WA1116-5ME12-0AA0 |  | fixed-mounted circuit breaker, IEC 60947-2, size 1, 4-pole, N pole on left, In=1600 A up to 690 V AC 50/60 Hz, breaking capacity H Icu=100/66 kA at 500/690 V, ETU600 LSI electronic trip unit upgradeable, color display, Bluetooth, USB interface, basic protection LT, ST, INST, including protection of the N conductor (internal neutral point sensor available), trip alarm switch (1 x CO), connection at rear horizontal with internal voltage tap on upper stab of circuit breaker, with voltage tap module VTM680 and power supply of ETU600, able to communication, integrated metering type PMF-2 Basic Power Monitoring, Voltage, Energy, Power, Power factor, Frequency, Unbalance, Temperature, Manual operating mechanism with mechanical closing, without Spring charging motor, Ready-to-close signal. switch, Auxiliary switches 2NO+2NC, without Closing coil (CC), manual operating mechanism with mechanical closing, without Remote trip alarm reset coil (RR), without 2nd shunt trip, without 1st Shunt trip | 174700 | 1 | Z\ | 1
3WA1116-5ME21-0AA0 |  | fixed-mounted circuit breaker, IEC 60947-2, size 1, 4-pole, N pole on right, In=1600 A up to 690 V AC 50/60 Hz, breaking capacity H Icu=100/66 kA at 500/690 V, ETU600 LSI electronic trip unit upgradeable, color display, Bluetooth, USB interface, basic protection LT, ST, INST, including protection of the N conductor (internal neutral point sensor available), trip alarm switch (1 x CO), connection at rear vertical, with internal voltage tap on upper stab of circuit breaker, with voltage tap module VTM680 and power supply of ETU600, able to communication, integrated metering type PMF-2 Basic Power Monitoring, Voltage, Energy, Power, Power factor, Frequency, Unbalance, Temperature, Manual operating mechanism with mechanical closing, without Spring charging motor, Ready-to-close signal. switch, Auxiliary switches 2NO+2NC, without Closing coil (CC), manual operating mechanism with mechanical closing, without Remote trip alarm reset coil (RR), without 2nd shunt trip, without 1st Shunt trip | 178700 | 1 | Z\ | 1
3WA1116-5ME22-0AA0 |  | fixed-mounted circuit breaker, IEC 60947-2, size 1, 4-pole, N pole on right, In=1600 A up to 690 V AC 50/60 Hz, breaking capacity H Icu=100/66 kA at 500/690 V, ETU600 LSI electronic trip unit upgradeable, color display, Bluetooth, USB interface, basic protection LT, ST, INST, including protection of the N conductor (internal neutral point sensor available), trip alarm switch (1 x CO), connection at rear horizontal with internal voltage tap on upper stab of circuit breaker, with voltage tap module VTM680 and power supply of ETU600, able to communication, integrated metering type PMF-2 Basic Power Monitoring, Voltage, Energy, Power, Power factor, Frequency, Unbalance, Temperature, Manual operating mechanism with mechanical closing, without Spring charging motor, Ready-to-close signal. switch, Auxiliary switches 2NO+2NC, without Closing coil (CC), manual operating mechanism with mechanical closing, without Remote trip alarm reset coil (RR), without 2nd shunt trip, without 1st Shunt trip | 174700 | 1 | Z\ | 1
3WA1116-5ME31-0AA0 |  | withdrawable circuit breaker, with guide frame, IEC 60947-2, size 1, 3-pole, In=1600 A up to 690 V AC 50/60 Hz, breaking capacity H Icu=100/66 kA at 500/690 V, ETU600 LSI electronic trip unit upgradeable, color display, Bluetooth, USB interface, basic protection LT, ST, INST, neutral conductor protection requires an external neutral point current sensor, trip alarm switch (1 x CO), connection at rear vertical, guide frame with shutter, without position signaling switch with internal voltage tap on upper stab of circuit breaker, with voltage tap module VTM680 and power supply of ETU600, able to communication, integrated metering type PMF-2 Basic Power Monitoring, Voltage, Energy, Power, Power factor, Frequency, Unbalance, Temperature, Manual operating mechanism with mechanical closing, without Spring charging motor, Ready-to-close signal. switch, Auxiliary switches 2NO+2NC, without Closing coil (CC), manual operating mechanism with mechanical closing, without Remote trip alarm reset coil (RR), without 2nd shunt trip, without 1st Shunt trip | 170700 | 1 | Z\ | 1
3WA1116-5ME32-0AA0 |  | withdrawable circuit breaker, with guide frame, IEC 60947-2, size 1, 3-pole, In=1600 A up to 690 V AC 50/60 Hz, breaking capacity H Icu=100/66 kA at 500/690 V, ETU600 LSI electronic trip unit upgradeable, color display, Bluetooth, USB interface, basic protection LT, ST, INST, neutral conductor protection requires an external neutral point current sensor, trip alarm switch (1 x CO), connection at rear horizontal guide frame with shutter, without position signaling switch with internal voltage tap on upper stab of circuit breaker, with voltage tap module VTM680 and power supply of ETU600, able to communication, integrated metering type PMF-2 Basic Power Monitoring, Voltage, Energy, Power, Power factor, Frequency, Unbalance, Temperature, Manual operating mechanism with mechanical closing, without Spring charging motor, Ready-to-close signal. switch, Auxiliary switches 2NO+2NC, without Closing coil (CC), manual operating mechanism with mechanical closing, without Remote trip alarm reset coil (RR), without 2nd shunt trip, without 1st Shunt trip | 167700 | 1 | Z\ | 1
3WA1116-5ME34-0AA0 |  | withdrawable circuit breaker, with guide frame, IEC 60947-2, size 1, 3-pole, In=1600 A up to 690 V AC 50/60 Hz, breaking capacity H Icu=100/66 kA at 500/690 V, ETU600 LSI electronic trip unit upgradeable, color display, Bluetooth, USB interface, basic protection LT, ST, INST, neutral conductor protection requires an external neutral point current sensor, trip alarm switch (1 x CO), connection at rear flange, guide frame with shutter, without position signaling switch with internal voltage tap on upper stab of circuit breaker, with voltage tap module VTM680 and power supply of ETU600, able to communication, integrated metering type PMF-2 Basic Power Monitoring, Voltage, Energy, Power, Power factor, Frequency, Unbalance, Temperature, Manual operating mechanism with mechanical closing, without Spring charging motor, Ready-to-close signal. switch, Auxiliary switches 2NO+2NC, without Closing coil (CC), manual operating mechanism with mechanical closing, without Remote trip alarm reset coil (RR), without 2nd shunt trip, without 1st Shunt trip | 167700 | 1 | Z\ | 1
3WA1116-5ME41-0AA0 |  | withdrawable circuit breaker, with guide frame, IEC 60947-2, size 1, 4-pole, N pole on left, In=1600 A up to 690 V AC 50/60 Hz, breaking capacity H Icu=100/66 kA at 500/690 V, ETU600 LSI electronic trip unit upgradeable, color display, Bluetooth, USB interface, basic protection LT, ST, INST, including protection of the N conductor (internal neutral point sensor available), trip alarm switch (1 x CO), connection at rear vertical, guide frame with shutter, without position signaling switch with internal voltage tap on upper stab of circuit breaker, with voltage tap module VTM680 and power supply of ETU600, able to communication, integrated metering type PMF-2 Basic Power Monitoring, Voltage, Energy, Power, Power factor, Frequency, Unbalance, Temperature, Manual operating mechanism with mechanical closing, without Spring charging motor, Ready-to-close signal. switch, Auxiliary switches 2NO+2NC, without Closing coil (CC), manual operating mechanism with mechanical closing, without Remote trip alarm reset coil (RR), without 2nd shunt trip, without 1st Shunt trip | 219700 | 1 | Z\ | 1
3WA1116-5ME42-0AA0 |  | withdrawable circuit breaker, with guide frame, IEC 60947-2, size 1, 4-pole, N pole on left, In=1600 A up to 690 V AC 50/60 Hz, breaking capacity H Icu=100/66 kA at 500/690 V, ETU600 LSI electronic trip unit upgradeable, color display, Bluetooth, USB interface, basic protection LT, ST, INST, including protection of the N conductor (internal neutral point sensor available), trip alarm switch (1 x CO), connection at rear horizontal guide frame with shutter, without position signaling switch with internal voltage tap on upper stab of circuit breaker, with voltage tap module VTM680 and power supply of ETU600, able to communication, integrated metering type PMF-2 Basic Power Monitoring, Voltage, Energy, Power, Power factor, Frequency, Unbalance, Temperature, Manual operating mechanism with mechanical closing, without Spring charging motor, Ready-to-close signal. switch, Auxiliary switches 2NO+2NC, without Closing coil (CC), manual operating mechanism with mechanical closing, without Remote trip alarm reset coil (RR), without 2nd shunt trip, without 1st Shunt trip | 215700 | 1 | Z\ | 1
3WA1116-5ME44-0AA0 |  | withdrawable circuit breaker, with guide frame, IEC 60947-2, size 1, 4-pole, N pole on left, In=1600 A up to 690 V AC 50/60 Hz, breaking capacity H Icu=100/66 kA at 500/690 V, ETU600 LSI electronic trip unit upgradeable, color display, Bluetooth, USB interface, basic protection LT, ST, INST, including protection of the N conductor (internal neutral point sensor available), trip alarm switch (1 x CO), connection at rear flange, guide frame with shutter, without position signaling switch with internal voltage tap on upper stab of circuit breaker, with voltage tap module VTM680 and power supply of ETU600, able to communication, integrated metering type PMF-2 Basic Power Monitoring, Voltage, Energy, Power, Power factor, Frequency, Unbalance, Temperature, Manual operating mechanism with mechanical closing, without Spring charging motor, Ready-to-close signal. switch, Auxiliary switches 2NO+2NC, without Closing coil (CC), manual operating mechanism with mechanical closing, without Remote trip alarm reset coil (RR), without 2nd shunt trip, without 1st Shunt trip | 215700 | 1 | Z\ | 1
3WA1116-5MF01-0AA0 |  | fixed-mounted circuit breaker, IEC 60947-2, size 1, 3-pole, In=1600 A up to 690 V AC 50/60 Hz, breaking capacity H Icu=100/66 kA at 500/690 V, ETU600 LSIG electronic trip unit upgradeable, color display, Bluetooth, USB interface, basic protection LT, ST, INST, GFx, neutral conductor protection requires an external neutral point current sensor, trip alarm switch (1 x CO), connection at rear vertical, with internal voltage tap on upper stab of circuit breaker, with voltage tap module VTM680 and power supply of ETU600, able to communication, integrated metering type PMF-2 Basic Power Monitoring, Voltage, Energy, Power, Power factor, Frequency, Unbalance, Temperature, Manual operating mechanism with mechanical closing, without Spring charging motor, Ready-to-close signal. switch, Auxiliary switches 2NO+2NC, without Closing coil (CC), manual operating mechanism with mechanical closing, without Remote trip alarm reset coil (RR), without 2nd shunt trip, without 1st Shunt trip | 150700 | 1 | Z\ | 1
3WA1116-5MF02-0AA0 |  | fixed-mounted circuit breaker, IEC 60947-2, size 1, 3-pole, In=1600 A up to 690 V AC 50/60 Hz, breaking capacity H Icu=100/66 kA at 500/690 V, ETU600 LSIG electronic trip unit upgradeable, color display, Bluetooth, USB interface, basic protection LT, ST, INST, GFx, neutral conductor protection requires an external neutral point current sensor, trip alarm switch (1 x CO), connection at rear horizontal with internal voltage tap on upper stab of circuit breaker, with voltage tap module VTM680 and power supply of ETU600, able to communication, integrated metering type PMF-2 Basic Power Monitoring, Voltage, Energy, Power, Power factor, Frequency, Unbalance, Temperature, Manual operating mechanism with mechanical closing, without Spring charging motor, Ready-to-close signal. switch, Auxiliary switches 2NO+2NC, without Closing coil (CC), manual operating mechanism with mechanical closing, without Remote trip alarm reset coil (RR), without 2nd shunt trip, without 1st Shunt trip | 147700 | 1 | Z\ | 1
3WA1116-5MF11-0AA0 |  | fixed-mounted circuit breaker, IEC 60947-2, size 1, 4-pole, N pole on left, In=1600 A up to 690 V AC 50/60 Hz, breaking capacity H Icu=100/66 kA at 500/690 V, ETU600 LSIG electronic trip unit upgradeable, color display, Bluetooth, USB interface, basic protection LT, ST, INST, GFx, including protection of the N conductor (internal neutral point sensor available), trip alarm switch (1 x CO), connection at rear vertical, with internal voltage tap on upper stab of circuit breaker, with voltage tap module VTM680 and power supply of ETU600, able to communication, integrated metering type PMF-2 Basic Power Monitoring, Voltage, Energy, Power, Power factor, Frequency, Unbalance, Temperature, Manual operating mechanism with mechanical closing, without Spring charging motor, Ready-to-close signal. switch, Auxiliary switches 2NO+2NC, without Closing coil (CC), manual operating mechanism with mechanical closing, without Remote trip alarm reset coil (RR), without 2nd shunt trip, without 1st Shunt trip | 189700 | 1 | Z\ | 1
3WA1116-5MF12-0AA0 |  | fixed-mounted circuit breaker, IEC 60947-2, size 1, 4-pole, N pole on left, In=1600 A up to 690 V AC 50/60 Hz, breaking capacity H Icu=100/66 kA at 500/690 V, ETU600 LSIG electronic trip unit upgradeable, color display, Bluetooth, USB interface, basic protection LT, ST, INST, GFx, including protection of the N conductor (internal neutral point sensor available), trip alarm switch (1 x CO), connection at rear horizontal with internal voltage tap on upper stab of circuit breaker, with voltage tap module VTM680 and power supply of ETU600, able to communication, integrated metering type PMF-2 Basic Power Monitoring, Voltage, Energy, Power, Power factor, Frequency, Unbalance, Temperature, Manual operating mechanism with mechanical closing, without Spring charging motor, Ready-to-close signal. switch, Auxiliary switches 2NO+2NC, without Closing coil (CC), manual operating mechanism with mechanical closing, without Remote trip alarm reset coil (RR), without 2nd shunt trip, without 1st Shunt trip | 185700 | 1 | Z\ | 1
3WA1116-5MF21-0AA0 |  | fixed-mounted circuit breaker, IEC 60947-2, size 1, 4-pole, N pole on right, In=1600 A up to 690 V AC 50/60 Hz, breaking capacity H Icu=100/66 kA at 500/690 V, ETU600 LSIG electronic trip unit upgradeable, color display, Bluetooth, USB interface, basic protection LT, ST, INST, GFx, including protection of the N conductor (internal neutral point sensor available), trip alarm switch (1 x CO), connection at rear vertical, with internal voltage tap on upper stab of circuit breaker, with voltage tap module VTM680 and power supply of ETU600, able to communication, integrated metering type PMF-2 Basic Power Monitoring, Voltage, Energy, Power, Power factor, Frequency, Unbalance, Temperature, Manual operating mechanism with mechanical closing, without Spring charging motor, Ready-to-close signal. switch, Auxiliary switches 2NO+2NC, without Closing coil (CC), manual operating mechanism with mechanical closing, without Remote trip alarm reset coil (RR), without 2nd shunt trip, without 1st Shunt trip | 189700 | 1 | Z\ | 1
3WA1116-5MF22-0AA0 |  | fixed-mounted circuit breaker, IEC 60947-2, size 1, 4-pole, N pole on right, In=1600 A up to 690 V AC 50/60 Hz, breaking capacity H Icu=100/66 kA at 500/690 V, ETU600 LSIG electronic trip unit upgradeable, color display, Bluetooth, USB interface, basic protection LT, ST, INST, GFx, including protection of the N conductor (internal neutral point sensor available), trip alarm switch (1 x CO), connection at rear horizontal with internal voltage tap on upper stab of circuit breaker, with voltage tap module VTM680 and power supply of ETU600, able to communication, integrated metering type PMF-2 Basic Power Monitoring, Voltage, Energy, Power, Power factor, Frequency, Unbalance, Temperature, Manual operating mechanism with mechanical closing, without Spring charging motor, Ready-to-close signal. switch, Auxiliary switches 2NO+2NC, without Closing coil (CC), manual operating mechanism with mechanical closing, without Remote trip alarm reset coil (RR), without 2nd shunt trip, without 1st Shunt trip | 185700 | 1 | Z\ | 1
3WA1116-5MF31-0AA0 |  | withdrawable circuit breaker, with guide frame, IEC 60947-2, size 1, 3-pole, In=1600 A up to 690 V AC 50/60 Hz, breaking capacity H Icu=100/66 kA at 500/690 V, ETU600 LSIG electronic trip unit upgradeable, color display, Bluetooth, USB interface, basic protection LT, ST, INST, GFx, neutral conductor protection requires an external neutral point current sensor, trip alarm switch (1 x CO), connection at rear vertical, guide frame with shutter, without position signaling switch with internal voltage tap on upper stab of circuit breaker, with voltage tap module VTM680 and power supply of ETU600, able to communication, integrated metering type PMF-2 Basic Power Monitoring, Voltage, Energy, Power, Power factor, Frequency, Unbalance, Temperature, Manual operating mechanism with mechanical closing, without Spring charging motor, Ready-to-close signal. switch, Auxiliary switches 2NO+2NC, without Closing coil (CC), manual operating mechanism with mechanical closing, without Remote trip alarm reset coil (RR), without 2nd shunt trip, without 1st Shunt trip | 180700 | 1 | Z\ | 1
3WA1116-5MF32-0AA0 |  | withdrawable circuit breaker, with guide frame, IEC 60947-2, size 1, 3-pole, In=1600 A up to 690 V AC 50/60 Hz, breaking capacity H Icu=100/66 kA at 500/690 V, ETU600 LSIG electronic trip unit upgradeable, color display, Bluetooth, USB interface, basic protection LT, ST, INST, GFx, neutral conductor protection requires an external neutral point current sensor, trip alarm switch (1 x CO), connection at rear horizontal guide frame with shutter, without position signaling switch with internal voltage tap on upper stab of circuit breaker, with voltage tap module VTM680 and power supply of ETU600, able to communication, integrated metering type PMF-2 Basic Power Monitoring, Voltage, Energy, Power, Power factor, Frequency, Unbalance, Temperature, Manual operating mechanism with mechanical closing, without Spring charging motor, Ready-to-close signal. switch, Auxiliary switches 2NO+2NC, without Closing coil (CC), manual operating mechanism with mechanical closing, without Remote trip alarm reset coil (RR), without 2nd shunt trip, without 1st Shunt trip | 178700 | 1 | Z\ | 1
3WA1116-5MF34-0AA0 |  | withdrawable circuit breaker, with guide frame, IEC 60947-2, size 1, 3-pole, In=1600 A up to 690 V AC 50/60 Hz, breaking capacity H Icu=100/66 kA at 500/690 V, ETU600 LSIG electronic trip unit upgradeable, color display, Bluetooth, USB interface, basic protection LT, ST, INST, GFx, neutral conductor protection requires an external neutral point current sensor, trip alarm switch (1 x CO), connection at rear flange, guide frame with shutter, without position signaling switch with internal voltage tap on upper stab of circuit breaker, with voltage tap module VTM680 and power supply of ETU600, able to communication, integrated metering type PMF-2 Basic Power Monitoring, Voltage, Energy, Power, Power factor, Frequency, Unbalance, Temperature, Manual operating mechanism with mechanical closing, without Spring charging motor, Ready-to-close signal. switch, Auxiliary switches 2NO+2NC, without Closing coil (CC), manual operating mechanism with mechanical closing, without Remote trip alarm reset coil (RR), without 2nd shunt trip, without 1st Shunt trip | 178700 | 1 | Z\ | 1
3WA1116-5MF41-0AA0 |  | withdrawable circuit breaker, with guide frame, IEC 60947-2, size 1, 4-pole, N pole on left, In=1600 A up to 690 V AC 50/60 Hz, breaking capacity H Icu=100/66 kA at 500/690 V, ETU600 LSIG electronic trip unit upgradeable, color display, Bluetooth, USB interface, basic protection LT, ST, INST, GFx, including protection of the N conductor (internal neutral point sensor available), trip alarm switch (1 x CO), connection at rear vertical, guide frame with shutter, without position signaling switch with internal voltage tap on upper stab of circuit breaker, with voltage tap module VTM680 and power supply of ETU600, able to communication, integrated metering type PMF-2 Basic Power Monitoring, Voltage, Energy, Power, Power factor, Frequency, Unbalance, Temperature, Manual operating mechanism with mechanical closing, without Spring charging motor, Ready-to-close signal. switch, Auxiliary switches 2NO+2NC, without Closing coil (CC), manual operating mechanism with mechanical closing, without Remote trip alarm reset coil (RR), without 2nd shunt trip, without 1st Shunt trip | 229700 | 1 | Z\ | 1
3WA1116-5MF42-0AA0 |  | withdrawable circuit breaker, with guide frame, IEC 60947-2, size 1, 4-pole, N pole on left, In=1600 A up to 690 V AC 50/60 Hz, breaking capacity H Icu=100/66 kA at 500/690 V, ETU600 LSIG electronic trip unit upgradeable, color display, Bluetooth, USB interface, basic protection LT, ST, INST, GFx, including protection of the N conductor (internal neutral point sensor available), trip alarm switch (1 x CO), connection at rear horizontal guide frame with shutter, without position signaling switch with internal voltage tap on upper stab of circuit breaker, with voltage tap module VTM680 and power supply of ETU600, able to communication, integrated metering type PMF-2 Basic Power Monitoring, Voltage, Energy, Power, Power factor, Frequency, Unbalance, Temperature, Manual operating mechanism with mechanical closing, without Spring charging motor, Ready-to-close signal. switch, Auxiliary switches 2NO+2NC, without Closing coil (CC), manual operating mechanism with mechanical closing, without Remote trip alarm reset coil (RR), without 2nd shunt trip, without 1st Shunt trip | 226700 | 1 | Z\ | 1
3WA1116-5MF44-0AA0 |  | withdrawable circuit breaker, with guide frame, IEC 60947-2, size 1, 4-pole, N pole on left, In=1600 A up to 690 V AC 50/60 Hz, breaking capacity H Icu=100/66 kA at 500/690 V, ETU600 LSIG electronic trip unit upgradeable, color display, Bluetooth, USB interface, basic protection LT, ST, INST, GFx, including protection of the N conductor (internal neutral point sensor available), trip alarm switch (1 x CO), connection at rear flange, guide frame with shutter, without position signaling switch with internal voltage tap on upper stab of circuit breaker, with voltage tap module VTM680 and power supply of ETU600, able to communication, integrated metering type PMF-2 Basic Power Monitoring, Voltage, Energy, Power, Power factor, Frequency, Unbalance, Temperature, Manual operating mechanism with mechanical closing, without Spring charging motor, Ready-to-close signal. switch, Auxiliary switches 2NO+2NC, without Closing coil (CC), manual operating mechanism with mechanical closing, without Remote trip alarm reset coil (RR), without 2nd shunt trip, without 1st Shunt trip | 226700 | 1 | Z\ | 1
3WA1116-5NE01-0AA0 |  | fixed-mounted circuit breaker, IEC 60947-2, size 1, 3-pole, In=1600 A up to 690 V AC 50/60 Hz, breaking capacity H Icu=100/66 kA at 500/690 V, ETU600 LSI electronic trip unit upgradeable, color display, Bluetooth, USB interface, basic protection LT, ST, INST, neutral conductor protection requires an external neutral point current sensor, trip alarm switch (1 x CO), connection at rear vertical, with internal voltage tap on upper stab of circuit breaker, with voltage tap module VTM680 and power supply of ETU600, able to communication, integrated metering type PMF-3 Advanced Power Monitor., Voltage, Energy, Power, Power factor, Frequency, Unbalance, Temperature, Power quality, Manual operating mechanism with mechanical closing, without Spring charging motor, Ready-to-close signal. switch, Auxiliary switches 2NO+2NC, without Closing coil (CC), manual operating mechanism with mechanical closing, without Remote trip alarm reset coil (RR), without 2nd shunt trip, without 1st Shunt trip | 146100 | 1 | Z\ | 1
3WA1116-5NE02-0AA0 |  | fixed-mounted circuit breaker, IEC 60947-2, size 1, 3-pole, In=1600 A up to 690 V AC 50/60 Hz, breaking capacity H Icu=100/66 kA at 500/690 V, ETU600 LSI electronic trip unit upgradeable, color display, Bluetooth, USB interface, basic protection LT, ST, INST, neutral conductor protection requires an external neutral point current sensor, trip alarm switch (1 x CO), connection at rear horizontal with internal voltage tap on upper stab of circuit breaker, with voltage tap module VTM680 and power supply of ETU600, able to communication, integrated metering type PMF-3 Advanced Power Monitor., Voltage, Energy, Power, Power factor, Frequency, Unbalance, Temperature, Power quality, Manual operating mechanism with mechanical closing, without Spring charging motor, Ready-to-close signal. switch, Auxiliary switches 2NO+2NC, without Closing coil (CC), manual operating mechanism with mechanical closing, without Remote trip alarm reset coil (RR), without 2nd shunt trip, without 1st Shunt trip | 143100 | 1 | Z\ | 1
3WA1116-5NE11-0AA0 |  | fixed-mounted circuit breaker, IEC 60947-2, size 1, 4-pole, N pole on left, In=1600 A up to 690 V AC 50/60 Hz, breaking capacity H Icu=100/66 kA at 500/690 V, ETU600 LSI electronic trip unit upgradeable, color display, Bluetooth, USB interface, basic protection LT, ST, INST, including protection of the N conductor (internal neutral point sensor available), trip alarm switch (1 x CO), connection at rear vertical, with internal voltage tap on upper stab of circuit breaker, with voltage tap module VTM680 and power supply of ETU600, able to communication, integrated metering type PMF-3 Advanced Power Monitor., Voltage, Energy, Power, Power factor, Frequency, Unbalance, Temperature, Power quality, Manual operating mechanism with mechanical closing, without Spring charging motor, Ready-to-close signal. switch, Auxiliary switches 2NO+2NC, without Closing coil (CC), manual operating mechanism with mechanical closing, without Remote trip alarm reset coil (RR), without 2nd shunt trip, without 1st Shunt trip | 185100 | 1 | Z\ | 1
3WA1116-5NE12-0AA0 |  | fixed-mounted circuit breaker, IEC 60947-2, size 1, 4-pole, N pole on left, In=1600 A up to 690 V AC 50/60 Hz, breaking capacity H Icu=100/66 kA at 500/690 V, ETU600 LSI electronic trip unit upgradeable, color display, Bluetooth, USB interface, basic protection LT, ST, INST, including protection of the N conductor (internal neutral point sensor available), trip alarm switch (1 x CO), connection at rear horizontal with internal voltage tap on upper stab of circuit breaker, with voltage tap module VTM680 and power supply of ETU600, able to communication, integrated metering type PMF-3 Advanced Power Monitor., Voltage, Energy, Power, Power factor, Frequency, Unbalance, Temperature, Power quality, Manual operating mechanism with mechanical closing, without Spring charging motor, Ready-to-close signal. switch, Auxiliary switches 2NO+2NC, without Closing coil (CC), manual operating mechanism with mechanical closing, without Remote trip alarm reset coil (RR), without 2nd shunt trip, without 1st Shunt trip | 181100 | 1 | Z\ | 1
3WA1116-5NE21-0AA0 |  | fixed-mounted circuit breaker, IEC 60947-2, size 1, 4-pole, N pole on right, In=1600 A up to 690 V AC 50/60 Hz, breaking capacity H Icu=100/66 kA at 500/690 V, ETU600 LSI electronic trip unit upgradeable, color display, Bluetooth, USB interface, basic protection LT, ST, INST, including protection of the N conductor (internal neutral point sensor available), trip alarm switch (1 x CO), connection at rear vertical, with internal voltage tap on upper stab of circuit breaker, with voltage tap module VTM680 and power supply of ETU600, able to communication, integrated metering type PMF-3 Advanced Power Monitor., Voltage, Energy, Power, Power factor, Frequency, Unbalance, Temperature, Power quality, Manual operating mechanism with mechanical closing, without Spring charging motor, Ready-to-close signal. switch, Auxiliary switches 2NO+2NC, without Closing coil (CC), manual operating mechanism with mechanical closing, without Remote trip alarm reset coil (RR), without 2nd shunt trip, without 1st Shunt trip | 185100 | 1 | Z\ | 1
3WA1116-5NE22-0AA0 |  | fixed-mounted circuit breaker, IEC 60947-2, size 1, 4-pole, N pole on right, In=1600 A up to 690 V AC 50/60 Hz, breaking capacity H Icu=100/66 kA at 500/690 V, ETU600 LSI electronic trip unit upgradeable, color display, Bluetooth, USB interface, basic protection LT, ST, INST, including protection of the N conductor (internal neutral point sensor available), trip alarm switch (1 x CO), connection at rear horizontal with internal voltage tap on upper stab of circuit breaker, with voltage tap module VTM680 and power supply of ETU600, able to communication, integrated metering type PMF-3 Advanced Power Monitor., Voltage, Energy, Power, Power factor, Frequency, Unbalance, Temperature, Power quality, Manual operating mechanism with mechanical closing, without Spring charging motor, Ready-to-close signal. switch, Auxiliary switches 2NO+2NC, without Closing coil (CC), manual operating mechanism with mechanical closing, without Remote trip alarm reset coil (RR), without 2nd shunt trip, without 1st Shunt trip | 181100 | 1 | Z\ | 1
3WA1116-5NE31-0AA0 |  | withdrawable circuit breaker, with guide frame, IEC 60947-2, size 1, 3-pole, In=1600 A up to 690 V AC 50/60 Hz, breaking capacity H Icu=100/66 kA at 500/690 V, ETU600 LSI electronic trip unit upgradeable, color display, Bluetooth, USB interface, basic protection LT, ST, INST, neutral conductor protection requires an external neutral point current sensor, trip alarm switch (1 x CO), connection at rear vertical, guide frame with shutter, without position signaling switch with internal voltage tap on upper stab of circuit breaker, with voltage tap module VTM680 and power supply of ETU600, able to communication, integrated metering type PMF-3 Advanced Power Monitor., Voltage, Energy, Power, Power factor, Frequency, Unbalance, Temperature, Power quality, Manual operating mechanism with mechanical closing, without Spring charging motor, Ready-to-close signal. switch, Auxiliary switches 2NO+2NC, without Closing coil (CC), manual operating mechanism with mechanical closing, without Remote trip alarm reset coil (RR), without 2nd shunt trip, without 1st Shunt trip | 177100 | 1 | Z\ | 1
3WA1116-5NE32-0AA0 |  | withdrawable circuit breaker, with guide frame, IEC 60947-2, size 1, 3-pole, In=1600 A up to 690 V AC 50/60 Hz, breaking capacity H Icu=100/66 kA at 500/690 V, ETU600 LSI electronic trip unit upgradeable, color display, Bluetooth, USB interface, basic protection LT, ST, INST, neutral conductor protection requires an external neutral point current sensor, trip alarm switch (1 x CO), connection at rear horizontal guide frame with shutter, without position signaling switch with internal voltage tap on upper stab of circuit breaker, with voltage tap module VTM680 and power supply of ETU600, able to communication, integrated metering type PMF-3 Advanced Power Monitor., Voltage, Energy, Power, Power factor, Frequency, Unbalance, Temperature, Power quality, Manual operating mechanism with mechanical closing, without Spring charging motor, Ready-to-close signal. switch, Auxiliary switches 2NO+2NC, without Closing coil (CC), manual operating mechanism with mechanical closing, without Remote trip alarm reset coil (RR), without 2nd shunt trip, without 1st Shunt trip | 174100 | 1 | Z\ | 1
3WA1116-5NE34-0AA0 |  | withdrawable circuit breaker, with guide frame, IEC 60947-2, size 1, 3-pole, In=1600 A up to 690 V AC 50/60 Hz, breaking capacity H Icu=100/66 kA at 500/690 V, ETU600 LSI electronic trip unit upgradeable, color display, Bluetooth, USB interface, basic protection LT, ST, INST, neutral conductor protection requires an external neutral point current sensor, trip alarm switch (1 x CO), connection at rear flange, guide frame with shutter, without position signaling switch with internal voltage tap on upper stab of circuit breaker, with voltage tap module VTM680 and power supply of ETU600, able to communication, integrated metering type PMF-3 Advanced Power Monitor., Voltage, Energy, Power, Power factor, Frequency, Unbalance, Temperature, Power quality, Manual operating mechanism with mechanical closing, without Spring charging motor, Ready-to-close signal. switch, Auxiliary switches 2NO+2NC, without Closing coil (CC), manual operating mechanism with mechanical closing, without Remote trip alarm reset coil (RR), without 2nd shunt trip, without 1st Shunt trip | 174100 | 1 | Z\ | 1
3WA1116-5NE41-0AA0 |  | withdrawable circuit breaker, with guide frame, IEC 60947-2, size 1, 4-pole, N pole on left, In=1600 A up to 690 V AC 50/60 Hz, breaking capacity H Icu=100/66 kA at 500/690 V, ETU600 LSI electronic trip unit upgradeable, color display, Bluetooth, USB interface, basic protection LT, ST, INST, including protection of the N conductor (internal neutral point sensor available), trip alarm switch (1 x CO), connection at rear vertical, guide frame with shutter, without position signaling switch with internal voltage tap on upper stab of circuit breaker, with voltage tap module VTM680 and power supply of ETU600, able to communication, integrated metering type PMF-3 Advanced Power Monitor., Voltage, Energy, Power, Power factor, Frequency, Unbalance, Temperature, Power quality, Manual operating mechanism with mechanical closing, without Spring charging motor, Ready-to-close signal. switch, Auxiliary switches 2NO+2NC, without Closing coil (CC), manual operating mechanism with mechanical closing, without Remote trip alarm reset coil (RR), without 2nd shunt trip, without 1st Shunt trip | 226100 | 1 | Z\ | 1
3WA1116-5NE42-0AA0 |  | withdrawable circuit breaker, with guide frame, IEC 60947-2, size 1, 4-pole, N pole on left, In=1600 A up to 690 V AC 50/60 Hz, breaking capacity H Icu=100/66 kA at 500/690 V, ETU600 LSI electronic trip unit upgradeable, color display, Bluetooth, USB interface, basic protection LT, ST, INST, including protection of the N conductor (internal neutral point sensor available), trip alarm switch (1 x CO), connection at rear horizontal guide frame with shutter, without position signaling switch with internal voltage tap on upper stab of circuit breaker, with voltage tap module VTM680 and power supply of ETU600, able to communication, integrated metering type PMF-3 Advanced Power Monitor., Voltage, Energy, Power, Power factor, Frequency, Unbalance, Temperature, Power quality, Manual operating mechanism with mechanical closing, without Spring charging motor, Ready-to-close signal. switch, Auxiliary switches 2NO+2NC, without Closing coil (CC), manual operating mechanism with mechanical closing, without Remote trip alarm reset coil (RR), without 2nd shunt trip, without 1st Shunt trip | 222100 | 1 | Z\ | 1
3WA1116-5NE44-0AA0 |  | withdrawable circuit breaker, with guide frame, IEC 60947-2, size 1, 4-pole, N pole on left, In=1600 A up to 690 V AC 50/60 Hz, breaking capacity H Icu=100/66 kA at 500/690 V, ETU600 LSI electronic trip unit upgradeable, color display, Bluetooth, USB interface, basic protection LT, ST, INST, including protection of the N conductor (internal neutral point sensor available), trip alarm switch (1 x CO), connection at rear flange, guide frame with shutter, without position signaling switch with internal voltage tap on upper stab of circuit breaker, with voltage tap module VTM680 and power supply of ETU600, able to communication, integrated metering type PMF-3 Advanced Power Monitor., Voltage, Energy, Power, Power factor, Frequency, Unbalance, Temperature, Power quality, Manual operating mechanism with mechanical closing, without Spring charging motor, Ready-to-close signal. switch, Auxiliary switches 2NO+2NC, without Closing coil (CC), manual operating mechanism with mechanical closing, without Remote trip alarm reset coil (RR), without 2nd shunt trip, without 1st Shunt trip | 222100 | 1 | Z\ | 1
3WA1116-5NF01-0AA0 |  | fixed-mounted circuit breaker, IEC 60947-2, size 1, 3-pole, In=1600 A up to 690 V AC 50/60 Hz, breaking capacity H Icu=100/66 kA at 500/690 V, ETU600 LSIG electronic trip unit upgradeable, color display, Bluetooth, USB interface, basic protection LT, ST, INST, GFx, neutral conductor protection requires an external neutral point current sensor, trip alarm switch (1 x CO), connection at rear vertical, with internal voltage tap on upper stab of circuit breaker, with voltage tap module VTM680 and power supply of ETU600, able to communication, integrated metering type PMF-3 Advanced Power Monitor., Voltage, Energy, Power, Power factor, Frequency, Unbalance, Temperature, Power quality, Manual operating mechanism with mechanical closing, without Spring charging motor, Ready-to-close signal. switch, Auxiliary switches 2NO+2NC, without Closing coil (CC), manual operating mechanism with mechanical closing, without Remote trip alarm reset coil (RR), without 2nd shunt trip, without 1st Shunt trip | 157100 | 1 | Z\ | 1
3WA1116-5NF02-0AA0 |  | fixed-mounted circuit breaker, IEC 60947-2, size 1, 3-pole, In=1600 A up to 690 V AC 50/60 Hz, breaking capacity H Icu=100/66 kA at 500/690 V, ETU600 LSIG electronic trip unit upgradeable, color display, Bluetooth, USB interface, basic protection LT, ST, INST, GFx, neutral conductor protection requires an external neutral point current sensor, trip alarm switch (1 x CO), connection at rear horizontal with internal voltage tap on upper stab of circuit breaker, with voltage tap module VTM680 and power supply of ETU600, able to communication, integrated metering type PMF-3 Advanced Power Monitor., Voltage, Energy, Power, Power factor, Frequency, Unbalance, Temperature, Power quality, Manual operating mechanism with mechanical closing, without Spring charging motor, Ready-to-close signal. switch, Auxiliary switches 2NO+2NC, without Closing coil (CC), manual operating mechanism with mechanical closing, without Remote trip alarm reset coil (RR), without 2nd shunt trip, without 1st Shunt trip | 154100 | 1 | Z\ | 1
3WA1116-5NF11-0AA0 |  | fixed-mounted circuit breaker, IEC 60947-2, size 1, 4-pole, N pole on left, In=1600 A up to 690 V AC 50/60 Hz, breaking capacity H Icu=100/66 kA at 500/690 V, ETU600 LSIG electronic trip unit upgradeable, color display, Bluetooth, USB interface, basic protection LT, ST, INST, GFx, including protection of the N conductor (internal neutral point sensor available), trip alarm switch (1 x CO), connection at rear vertical, with internal voltage tap on upper stab of circuit breaker, with voltage tap module VTM680 and power supply of ETU600, able to communication, integrated metering type PMF-3 Advanced Power Monitor., Voltage, Energy, Power, Power factor, Frequency, Unbalance, Temperature, Power quality, Manual operating mechanism with mechanical closing, without Spring charging motor, Ready-to-close signal. switch, Auxiliary switches 2NO+2NC, without Closing coil (CC), manual operating mechanism with mechanical closing, without Remote trip alarm reset coil (RR), without 2nd shunt trip, without 1st Shunt trip | 196100 | 1 | Z\ | 1
3WA1116-5NF12-0AA0 |  | fixed-mounted circuit breaker, IEC 60947-2, size 1, 4-pole, N pole on left, In=1600 A up to 690 V AC 50/60 Hz, breaking capacity H Icu=100/66 kA at 500/690 V, ETU600 LSIG electronic trip unit upgradeable, color display, Bluetooth, USB interface, basic protection LT, ST, INST, GFx, including protection of the N conductor (internal neutral point sensor available), trip alarm switch (1 x CO), connection at rear horizontal with internal voltage tap on upper stab of circuit breaker, with voltage tap module VTM680 and power supply of ETU600, able to communication, integrated metering type PMF-3 Advanced Power Monitor., Voltage, Energy, Power, Power factor, Frequency, Unbalance, Temperature, Power quality, Manual operating mechanism with mechanical closing, without Spring charging motor, Ready-to-close signal. switch, Auxiliary switches 2NO+2NC, without Closing coil (CC), manual operating mechanism with mechanical closing, without Remote trip alarm reset coil (RR), without 2nd shunt trip, without 1st Shunt trip | 192100 | 1 | Z\ | 1
3WA1116-5NF21-0AA0 |  | fixed-mounted circuit breaker, IEC 60947-2, size 1, 4-pole, N pole on right, In=1600 A up to 690 V AC 50/60 Hz, breaking capacity H Icu=100/66 kA at 500/690 V, ETU600 LSIG electronic trip unit upgradeable, color display, Bluetooth, USB interface, basic protection LT, ST, INST, GFx, including protection of the N conductor (internal neutral point sensor available), trip alarm switch (1 x CO), connection at rear vertical, with internal voltage tap on upper stab of circuit breaker, with voltage tap module VTM680 and power supply of ETU600, able to communication, integrated metering type PMF-3 Advanced Power Monitor., Voltage, Energy, Power, Power factor, Frequency, Unbalance, Temperature, Power quality, Manual operating mechanism with mechanical closing, without Spring charging motor, Ready-to-close signal. switch, Auxiliary switches 2NO+2NC, without Closing coil (CC), manual operating mechanism with mechanical closing, without Remote trip alarm reset coil (RR), without 2nd shunt trip, without 1st Shunt trip | 196100 | 1 | Z\ | 1
3WA1116-5NF22-0AA0 |  | fixed-mounted circuit breaker, IEC 60947-2, size 1, 4-pole, N pole on right, In=1600 A up to 690 V AC 50/60 Hz, breaking capacity H Icu=100/66 kA at 500/690 V, ETU600 LSIG electronic trip unit upgradeable, color display, Bluetooth, USB interface, basic protection LT, ST, INST, GFx, including protection of the N conductor (internal neutral point sensor available), trip alarm switch (1 x CO), connection at rear horizontal with internal voltage tap on upper stab of circuit breaker, with voltage tap module VTM680 and power supply of ETU600, able to communication, integrated metering type PMF-3 Advanced Power Monitor., Voltage, Energy, Power, Power factor, Frequency, Unbalance, Temperature, Power quality, Manual operating mechanism with mechanical closing, without Spring charging motor, Ready-to-close signal. switch, Auxiliary switches 2NO+2NC, without Closing coil (CC), manual operating mechanism with mechanical closing, without Remote trip alarm reset coil (RR), without 2nd shunt trip, without 1st Shunt trip | 192100 | 1 | Z\ | 1
3WA1116-5NF31-0AA0 |  | withdrawable circuit breaker, with guide frame, IEC 60947-2, size 1, 3-pole, In=1600 A up to 690 V AC 50/60 Hz, breaking capacity H Icu=100/66 kA at 500/690 V, ETU600 LSIG electronic trip unit upgradeable, color display, Bluetooth, USB interface, basic protection LT, ST, INST, GFx, neutral conductor protection requires an external neutral point current sensor, trip alarm switch (1 x CO), connection at rear vertical, guide frame with shutter, without position signaling switch with internal voltage tap on upper stab of circuit breaker, with voltage tap module VTM680 and power supply of ETU600, able to communication, integrated metering type PMF-3 Advanced Power Monitor., Voltage, Energy, Power, Power factor, Frequency, Unbalance, Temperature, Power quality, Manual operating mechanism with mechanical closing, without Spring charging motor, Ready-to-close signal. switch, Auxiliary switches 2NO+2NC, without Closing coil (CC), manual operating mechanism with mechanical closing, without Remote trip alarm reset coil (RR), without 2nd shunt trip, without 1st Shunt trip | 187100 | 1 | Z\ | 1
3WA1116-5NF32-0AA0 |  | withdrawable circuit breaker, with guide frame, IEC 60947-2, size 1, 3-pole, In=1600 A up to 690 V AC 50/60 Hz, breaking capacity H Icu=100/66 kA at 500/690 V, ETU600 LSIG electronic trip unit upgradeable, color display, Bluetooth, USB interface, basic protection LT, ST, INST, GFx, neutral conductor protection requires an external neutral point current sensor, trip alarm switch (1 x CO), connection at rear horizontal guide frame with shutter, without position signaling switch with internal voltage tap on upper stab of circuit breaker, with voltage tap module VTM680 and power supply of ETU600, able to communication, integrated metering type PMF-3 Advanced Power Monitor., Voltage, Energy, Power, Power factor, Frequency, Unbalance, Temperature, Power quality, Manual operating mechanism with mechanical closing, without Spring charging motor, Ready-to-close signal. switch, Auxiliary switches 2NO+2NC, without Closing coil (CC), manual operating mechanism with mechanical closing, without Remote trip alarm reset coil (RR), without 2nd shunt trip, without 1st Shunt trip | 185100 | 1 | Z\ | 1
3WA1116-5NF34-0AA0 |  | withdrawable circuit breaker, with guide frame, IEC 60947-2, size 1, 3-pole, In=1600 A up to 690 V AC 50/60 Hz, breaking capacity H Icu=100/66 kA at 500/690 V, ETU600 LSIG electronic trip unit upgradeable, color display, Bluetooth, USB interface, basic protection LT, ST, INST, GFx, neutral conductor protection requires an external neutral point current sensor, trip alarm switch (1 x CO), connection at rear flange, guide frame with shutter, without position signaling switch with internal voltage tap on upper stab of circuit breaker, with voltage tap module VTM680 and power supply of ETU600, able to communication, integrated metering type PMF-3 Advanced Power Monitor., Voltage, Energy, Power, Power factor, Frequency, Unbalance, Temperature, Power quality, Manual operating mechanism with mechanical closing, without Spring charging motor, Ready-to-close signal. switch, Auxiliary switches 2NO+2NC, without Closing coil (CC), manual operating mechanism with mechanical closing, without Remote trip alarm reset coil (RR), without 2nd shunt trip, without 1st Shunt trip | 185100 | 1 | Z\ | 1
3WA1116-5NF41-0AA0 |  | withdrawable circuit breaker, with guide frame, IEC 60947-2, size 1, 4-pole, N pole on left, In=1600 A up to 690 V AC 50/60 Hz, breaking capacity H Icu=100/66 kA at 500/690 V, ETU600 LSIG electronic trip unit upgradeable, color display, Bluetooth, USB interface, basic protection LT, ST, INST, GFx, including protection of the N conductor (internal neutral point sensor available), trip alarm switch (1 x CO), connection at rear vertical, guide frame with shutter, without position signaling switch with internal voltage tap on upper stab of circuit breaker, with voltage tap module VTM680 and power supply of ETU600, able to communication, integrated metering type PMF-3 Advanced Power Monitor., Voltage, Energy, Power, Power factor, Frequency, Unbalance, Temperature, Power quality, Manual operating mechanism with mechanical closing, without Spring charging motor, Ready-to-close signal. switch, Auxiliary switches 2NO+2NC, without Closing coil (CC), manual operating mechanism with mechanical closing, without Remote trip alarm reset coil (RR), without 2nd shunt trip, without 1st Shunt trip | 236100 | 1 | Z\ | 1
3WA1116-5NF42-0AA0 |  | withdrawable circuit breaker, with guide frame, IEC 60947-2, size 1, 4-pole, N pole on left, In=1600 A up to 690 V AC 50/60 Hz, breaking capacity H Icu=100/66 kA at 500/690 V, ETU600 LSIG electronic trip unit upgradeable, color display, Bluetooth, USB interface, basic protection LT, ST, INST, GFx, including protection of the N conductor (internal neutral point sensor available), trip alarm switch (1 x CO), connection at rear horizontal guide frame with shutter, without position signaling switch with internal voltage tap on upper stab of circuit breaker, with voltage tap module VTM680 and power supply of ETU600, able to communication, integrated metering type PMF-3 Advanced Power Monitor., Voltage, Energy, Power, Power factor, Frequency, Unbalance, Temperature, Power quality, Manual operating mechanism with mechanical closing, without Spring charging motor, Ready-to-close signal. switch, Auxiliary switches 2NO+2NC, without Closing coil (CC), manual operating mechanism with mechanical closing, without Remote trip alarm reset coil (RR), without 2nd shunt trip, without 1st Shunt trip | 233100 | 1 | Z\ | 1
3WA1116-5NF44-0AA0 |  | withdrawable circuit breaker, with guide frame, IEC 60947-2, size 1, 4-pole, N pole on left, In=1600 A up to 690 V AC 50/60 Hz, breaking capacity H Icu=100/66 kA at 500/690 V, ETU600 LSIG electronic trip unit upgradeable, color display, Bluetooth, USB interface, basic protection LT, ST, INST, GFx, including protection of the N conductor (internal neutral point sensor available), trip alarm switch (1 x CO), connection at rear flange, guide frame with shutter, without position signaling switch with internal voltage tap on upper stab of circuit breaker, with voltage tap module VTM680 and power supply of ETU600, able to communication, integrated metering type PMF-3 Advanced Power Monitor., Voltage, Energy, Power, Power factor, Frequency, Unbalance, Temperature, Power quality, Manual operating mechanism with mechanical closing, without Spring charging motor, Ready-to-close signal. switch, Auxiliary switches 2NO+2NC, without Closing coil (CC), manual operating mechanism with mechanical closing, without Remote trip alarm reset coil (RR), without 2nd shunt trip, without 1st Shunt trip | 233100 | 1 | Z\ | 1
3WA1116-8AA01-0AA0 |  | Non-automatic circuit breaker Fixed-mounted version, IEC 60947-2, frame size 1, 3-poles, In=1600A to 1000V AC 50/60Hz, breaking capacity E Icc=85/50kA at 690/1000V, without electr. trip unit ETU, rear connection vertical, without Com & metering function Manual operating mechanism with mechanical closing, without Spring charging motor, Ready-to-close signal. switch, Auxiliary switches 2NO+2NC, without Closing coil (CC), manual operating mechanism with mechanical closing, without Remote trip alarm reset coil (RR), without 2nd shunt trip, without 1st Shunt trip | 109000 | 1 | Z\ | 1
3WA1116-8AA02-0AA0 |  | Non-automatic circuit breaker Fixed-mounted version, IEC 60947-2, frame size 1, 3-poles, In=1600A to 1000V AC 50/60Hz, breaking capacity E Icc=85/50kA at 690/1000V, without electr. trip unit ETU, rear connection horizontal, without Com & metering function Manual operating mechanism with mechanical closing, without Spring charging motor, Ready-to-close signal. switch, Auxiliary switches 2NO+2NC, without Closing coil (CC), manual operating mechanism with mechanical closing, without Remote trip alarm reset coil (RR), without 2nd shunt trip, without 1st Shunt trip | 107000 | 1 | Z\ | 1
3WA1116-8AA03-0AA0 |  | Non-automatic circuit breaker Fixed-mounted version, IEC 60947-2, frame size 1, 3-poles, In=1600A to 1000V AC 50/60Hz, breaking capacity E Icc=85/50kA at 690/1000V, without electr. trip unit ETU, front connection double hole, without Com & metering function Manual operating mechanism with mechanical closing, without Spring charging motor, Ready-to-close signal. switch, Auxiliary switches 2NO+2NC, without Closing coil (CC), manual operating mechanism with mechanical closing, without Remote trip alarm reset coil (RR), without 2nd shunt trip, without 1st Shunt trip | 115000 | 1 | Z\ | 1
3WA1116-8AA11-0AA0 |  | Non-automatic circuit breaker Fixed-mounted version, IEC 60947-2, frame size 1, 4-poles, N-pole left, In=1600A to 1000V AC 50/60Hz, breaking capacity E Icc=85/50kA at 690/1000V, without electr. trip unit ETU, rear connection vertical, without Com & metering function Manual operating mechanism with mechanical closing, without Spring charging motor, Ready-to-close signal. switch, Auxiliary switches 2NO+2NC, without Closing coil (CC), manual operating mechanism with mechanical closing, without Remote trip alarm reset coil (RR), without 2nd shunt trip, without 1st Shunt trip | 145000 | 1 | Z\ | 1
3WA1116-8AA12-0AA0 |  | Non-automatic circuit breaker Fixed-mounted version, IEC 60947-2, frame size 1, 4-poles, N-pole left, In=1600A to 1000V AC 50/60Hz, breaking capacity E Icc=85/50kA at 690/1000V, without electr. trip unit ETU, rear connection horizontal, without Com & metering function Manual operating mechanism with mechanical closing, without Spring charging motor, Ready-to-close signal. switch, Auxiliary switches 2NO+2NC, without Closing coil (CC), manual operating mechanism with mechanical closing, without Remote trip alarm reset coil (RR), without 2nd shunt trip, without 1st Shunt trip | 141000 | 1 | Z\ | 1
3WA1116-8AA13-0AA0 |  | Non-automatic circuit breaker Fixed-mounted version, IEC 60947-2, frame size 1, 4-poles, N-pole left, In=1600A to 1000V AC 50/60Hz, breaking capacity E Icc=85/50kA at 690/1000V, without electr. trip unit ETU, front connection double hole, without Com & metering function Manual operating mechanism with mechanical closing, without Spring charging motor, Ready-to-close signal. switch, Auxiliary switches 2NO+2NC, without Closing coil (CC), manual operating mechanism with mechanical closing, without Remote trip alarm reset coil (RR), without 2nd shunt trip, without 1st Shunt trip | 152000 | 1 | Z\ | 1
3WA1116-8AA21-0AA0 |  | AC non-automatic air circuit breaker 3WA, fixed-mounted version, IEC 60947-2, size 1, 4-pole, N pole on right, In=1600 A up to 1000 V AC 50/60 Hz, breaking capacity E, Icc=85/50 kA at 690/1000 V, without electronic trip unit ETU, connection at rear vertical, without Com & metering function Manual operating mechanism with mechanical closing, without Spring charging motor, Ready-to-close signal. switch, Auxiliary switches 2NO+2NC, without Closing coil (CC), manual operating mechanism with mechanical closing, without Remote trip alarm reset coil (RR), without 2nd shunt trip, without 1st Shunt trip | 145000 | 1 | Z\ | 1
3WA1116-8AA22-0AA0 |  | AC non-automatic air circuit breaker 3WA, fixed-mounted version, IEC 60947-2, size 1, 4-pole, N pole on right, In=1600 A up to 1000 V AC 50/60 Hz, breaking capacity E, Icc=85/50 kA at 690/1000 V, without electronic trip unit ETU, connection at rear horizontal without Com & metering function Manual operating mechanism with mechanical closing, without Spring charging motor, Ready-to-close signal. switch, Auxiliary switches 2NO+2NC, without Closing coil (CC), manual operating mechanism with mechanical closing, without Remote trip alarm reset coil (RR), without 2nd shunt trip, without 1st Shunt trip | 141000 | 1 | Z\ | 1
3WA1116-8AA23-0AA0 |  | AC non-automatic air circuit breaker 3WA, fixed-mounted version, IEC 60947-2, size 1, 4-pole, N pole on right, In=1600 A up to 1000 V AC 50/60 Hz, breaking capacity E, Icc=85/50 kA at 690/1000 V, without electronic trip unit ETU, front connection double hole, without Com & metering function Manual operating mechanism with mechanical closing, without Spring charging motor, Ready-to-close signal. switch, Auxiliary switches 2NO+2NC, without Closing coil (CC), manual operating mechanism with mechanical closing, without Remote trip alarm reset coil (RR), without 2nd shunt trip, without 1st Shunt trip | 152000 | 1 | Z\ | 1
3WA1116-8AA31-0AA0 |  | Non-automatic circuit breaker withdrawable version, with guide frame, IEC 60947-2, frame size 1, 3-poles, In=1600A to 1000V AC 50/60Hz, breaking capacity E Icc=85/50kA at 690/1000V, without electr. trip unit ETU, rear connection vertical, guide frame with shutter and w/o position signalling switch, without Com & metering function Manual operating mechanism with mechanical closing, without Spring charging motor, Ready-to-close signal. switch, Auxiliary switches 2NO+2NC, without Closing coil (CC), manual operating mechanism with mechanical closing, without Remote trip alarm reset coil (RR), without 2nd shunt trip, without 1st Shunt trip | 146000 | 1 | Z\ | 1
3WA1116-8AA32-0AA0 |  | Non-automatic circuit breaker withdrawable version, with guide frame, IEC 60947-2, frame size 1, 3-poles, In=1600A to 1000V AC 50/60Hz, breaking capacity E Icc=85/50kA at 690/1000V, without electr. trip unit ETU, rear connection horizontal, guide frame with shutter and w/o position signalling switch, without Com & metering function Manual operating mechanism with mechanical closing, without Spring charging motor, Ready-to-close signal. switch, Auxiliary switches 2NO+2NC, without Closing coil (CC), manual operating mechanism with mechanical closing, without Remote trip alarm reset coil (RR), without 2nd shunt trip, without 1st Shunt trip | 143000 | 1 | Z\ | 1
3WA1116-8AA33-0AA0 |  | Non-automatic circuit breaker withdrawable version, with guide frame, IEC 60947-2, frame size 1, 3-poles, In=1600A to 1000V AC 50/60Hz, breaking capacity E Icc=85/50kA at 690/1000V, without electr. trip unit ETU, front connection double hole, guide frame with shutter and w/o position signalling switch, without Com & metering function Manual operating mechanism with mechanical closing, without Spring charging motor, Ready-to-close signal. switch, Auxiliary switches 2NO+2NC, without Closing coil (CC), manual operating mechanism with mechanical closing, without Remote trip alarm reset coil (RR), without 2nd shunt trip, without 1st Shunt trip | 152000 | 1 | Z\ | 1
3WA1116-8AA34-0AA0 |  | Non-automatic circuit breaker withdrawable version, with guide frame, IEC 60947-2, frame size 1, 3-poles, In=1600A to 1000V AC 50/60Hz, breaking capacity E Icc=85/50kA at 690/1000V, without electr. trip unit ETU, rear connection flange, guide frame with shutter and w/o position signalling switch, without Com & metering function Manual operating mechanism with mechanical closing, without Spring charging motor, Ready-to-close signal. switch, Auxiliary switches 2NO+2NC, without Closing coil (CC), manual operating mechanism with mechanical closing, without Remote trip alarm reset coil (RR), without 2nd shunt trip, without 1st Shunt trip | 143000 | 1 | Z\ | 1
3WA1116-8AA41-0AA0 |  | Non-automatic circuit breaker withdrawable version, with guide frame, IEC 60947-2, frame size 1, 4-poles, N-pole left, In=1600A to 1000V AC 50/60Hz, breaking capacity E Icc=85/50kA at 690/1000V, without electr. trip unit ETU, rear connection vertical, guide frame with shutter and w/o position signalling switch, without Com & metering function Manual operating mechanism with mechanical closing, without Spring charging motor, Ready-to-close signal. switch, Auxiliary switches 2NO+2NC, without Closing coil (CC), manual operating mechanism with mechanical closing, without Remote trip alarm reset coil (RR), without 2nd shunt trip, without 1st Shunt trip | 193000 | 1 | Z\ | 1
3WA1116-8AA42-0AA0 |  | Non-automatic circuit breaker withdrawable version, with guide frame, IEC 60947-2, frame size 1, 4-poles, N-pole left, In=1600A to 1000V AC 50/60Hz, breaking capacity E Icc=85/50kA at 690/1000V, without electr. trip unit ETU, rear connection horizontal, guide frame with shutter and w/o position signalling switch, without Com & metering function Manual operating mechanism with mechanical closing, without Spring charging motor, Ready-to-close signal. switch, Auxiliary switches 2NO+2NC, without Closing coil (CC), manual operating mechanism with mechanical closing, without Remote trip alarm reset coil (RR), without 2nd shunt trip, without 1st Shunt trip | 189000 | 1 | Z\ | 1
3WA1116-8AA43-0AA0 |  | Non-automatic circuit breaker withdrawable version, with guide frame, IEC 60947-2, frame size 1, 4-poles, N-pole left, In=1600A to 1000V AC 50/60Hz, breaking capacity E Icc=85/50kA at 690/1000V, without electr. trip unit ETU, front connection double hole, guide frame with shutter and w/o position signalling switch, without Com & metering function Manual operating mechanism with mechanical closing, without Spring charging motor, Ready-to-close signal. switch, Auxiliary switches 2NO+2NC, without Closing coil (CC), manual operating mechanism with mechanical closing, without Remote trip alarm reset coil (RR), without 2nd shunt trip, without 1st Shunt trip | 201000 | 1 | Z\ | 1
3WA1116-8AA44-0AA0 |  | Non-automatic circuit breaker withdrawable version, with guide frame, IEC 60947-2, frame size 1, 4-poles, N-pole left, In=1600A to 1000V AC 50/60Hz, breaking capacity E Icc=85/50kA at 690/1000V, without electr. trip unit ETU, rear connection flange, guide frame with shutter and w/o position signalling switch, without Com & metering function Manual operating mechanism with mechanical closing, without Spring charging motor, Ready-to-close signal. switch, Auxiliary switches 2NO+2NC, without Closing coil (CC), manual operating mechanism with mechanical closing, without Remote trip alarm reset coil (RR), without 2nd shunt trip, without 1st Shunt trip | 189000 | 1 | Z\ | 1
3WA1116-8AB01-0AA0 |  | Fixed-mounted circuit breaker IEC 60947-2, frame size 1, 3-poles, In=1600A, breaking capacity E, up to 1000V AC 50/60Hz, Icu=85/50kA at 690/1000V, Trip unit ETU300 LSI optimized for standard applica- tions, without display Protection LT, ST, INST, N-protection required an external N-sensor, incl. trip alarm switch (1xCO), rear connection vertical, without Com & metering function Manual operating mechanism with mechanical closing, without Spring charging motor, Ready-to-close signal. switch, Auxiliary switches 2NO+2NC, without Closing coil (CC), manual operating mechanism with mechanical closing, without Remote trip alarm reset coil (RR), without 2nd shunt trip, without 1st Shunt trip | 120000 | 1 | Z\ | 1
3WA1116-8AB02-0AA0 |  | Fixed-mounted circuit breaker IEC 60947-2, frame size 1, 3-poles, In=1600A, breaking capacity E, up to 1000V AC 50/60Hz, Icu=85/50kA at 690/1000V, Trip unit ETU300 LSI optimized for standard applica- tions, without display Protection LT, ST, INST, N-protection required an external N-sensor, incl. trip alarm switch (1xCO), rear connection horizontal, without Com & metering function Manual operating mechanism with mechanical closing, without Spring charging motor, Ready-to-close signal. switch, Auxiliary switches 2NO+2NC, without Closing coil (CC), manual operating mechanism with mechanical closing, without Remote trip alarm reset coil (RR), without 2nd shunt trip, without 1st Shunt trip | 117000 | 1 | Z\ | 1
3WA1116-8AB03-0AA0 |  | Fixed-mounted circuit breaker IEC 60947-2, frame size 1, 3-poles, In=1600A, breaking capacity E, up to 1000V AC 50/60Hz, Icu=85/50kA at 690/1000V, Trip unit ETU300 LSI optimized for standard applica- tions, without display Protection LT, ST, INST, N-protection required an external N-sensor, incl. trip alarm switch (1xCO), front connection double hole, without Com & metering function Manual operating mechanism with mechanical closing, without Spring charging motor, Ready-to-close signal. switch, Auxiliary switches 2NO+2NC, without Closing coil (CC), manual operating mechanism with mechanical closing, without Remote trip alarm reset coil (RR), without 2nd shunt trip, without 1st Shunt trip | 126000 | 1 | Z\ | 1
3WA1116-8AB11-0AA0 |  | Fixed-mounted circuit breaker IEC 60947-2, frame size 1, 4-poles, N-pole left, In=1600A, breaking capacity E, up to 1000V AC 50/60Hz, Icu=85/50kA at 690/1000V, Trip unit ETU300 LSI optimized for standard applica- tions, without display Protection LT, ST, INST, include N-protection, (internal N-sensor available), incl. trip alarm switch (1xCO), rear connection vertical, without Com & metering function Manual operating mechanism with mechanical closing, without Spring charging motor, Ready-to-close signal. switch, Auxiliary switches 2NO+2NC, without Closing coil (CC), manual operating mechanism with mechanical closing, without Remote trip alarm reset coil (RR), without 2nd shunt trip, without 1st Shunt trip | 160000 | 1 | Z\ | 1
3WA1116-8AB12-0AA0 |  | Fixed-mounted circuit breaker IEC 60947-2, frame size 1, 4-poles, N-pole left, In=1600A, breaking capacity E, up to 1000V AC 50/60Hz, Icu=85/50kA at 690/1000V, Trip unit ETU300 LSI optimized for standard applica- tions, without display Protection LT, ST, INST, include N-protection, (internal N-sensor available), incl. trip alarm switch (1xCO), rear connection horizontal, without Com & metering function Manual operating mechanism with mechanical closing, without Spring charging motor, Ready-to-close signal. switch, Auxiliary switches 2NO+2NC, without Closing coil (CC), manual operating mechanism with mechanical closing, without Remote trip alarm reset coil (RR), without 2nd shunt trip, without 1st Shunt trip | 156000 | 1 | Z\ | 1
3WA1116-8AB13-0AA0 |  | Fixed-mounted circuit breaker IEC 60947-2, frame size 1, 4-poles, N-pole left, In=1600A, breaking capacity E, up to 1000V AC 50/60Hz, Icu=85/50kA at 690/1000V, Trip unit ETU300 LSI optimized for standard applica- tions, without display Protection LT, ST, INST, include N-protection, (internal N-sensor available), incl. trip alarm switch (1xCO), front connection double hole, without Com & metering function Manual operating mechanism with mechanical closing, without Spring charging motor, Ready-to-close signal. switch, Auxiliary switches 2NO+2NC, without Closing coil (CC), manual operating mechanism with mechanical closing, without Remote trip alarm reset coil (RR), without 2nd shunt trip, without 1st Shunt trip | 167000 | 1 | Z\ | 1
3WA1116-8AB21-0AA0 |  | fixed-mounted circuit breaker, IEC 60947-2, size 1, 4-pole, N pole on right, In=1600 A, breaking capacity E, up to 1000 V AC 50/60 Hz, Icc=85/50 kA at 690/1000 V, tripping unit ETU300 LSI optimized for standard applications, without display, basic protection LT, ST, INST, including protection of the N conductor (internal neutral point sensor available) trip alarm switch (1 x CO), connection at rear vertical, without Com & metering function Manual operating mechanism with mechanical closing, without Spring charging motor, Ready-to-close signal. switch, Auxiliary switches 2NO+2NC, without Closing coil (CC), manual operating mechanism with mechanical closing, without Remote trip alarm reset coil (RR), without 2nd shunt trip, without 1st Shunt trip | 160000 | 1 | Z\ | 1
3WA1116-8AB22-0AA0 |  | fixed-mounted circuit breaker, IEC 60947-2, size 1, 4-pole, N pole on right, In=1600 A, breaking capacity E, up to 1000 V AC 50/60 Hz, Icc=85/50 kA at 690/1000 V, tripping unit ETU300 LSI optimized for standard applications, without display, basic protection LT, ST, INST, including protection of the N conductor (internal neutral point sensor available) trip alarm switch (1 x CO), connection at rear horizontal without Com & metering function Manual operating mechanism with mechanical closing, without Spring charging motor, Ready-to-close signal. switch, Auxiliary switches 2NO+2NC, without Closing coil (CC), manual operating mechanism with mechanical closing, without Remote trip alarm reset coil (RR), without 2nd shunt trip, without 1st Shunt trip | 156000 | 1 | Z\ | 1
3WA1116-8AB23-0AA0 |  | fixed-mounted circuit breaker, IEC 60947-2, size 1, 4-pole, N pole on right, In=1600 A, breaking capacity E, up to 1000 V AC 50/60 Hz, Icc=85/50 kA at 690/1000 V, tripping unit ETU300 LSI optimized for standard applications, without display, basic protection LT, ST, INST, including protection of the N conductor (internal neutral point sensor available) trip alarm switch (1 x CO), front connection double hole, without Com & metering function Manual operating mechanism with mechanical closing, without Spring charging motor, Ready-to-close signal. switch, Auxiliary switches 2NO+2NC, without Closing coil (CC), manual operating mechanism with mechanical closing, without Remote trip alarm reset coil (RR), without 2nd shunt trip, without 1st Shunt trip | 167000 | 1 | Z\ | 1
3WA1116-8AB31-0AA0 |  | Withdrawable circuit breaker with guide frame, IEC 60947-2, frame size 1, 3-poles, In=1600A, breaking capacity E, up to 1000V AC 50/60Hz, Icu=85/50kA at 690/1000V, Trip unit ETU300 LSI optimized for standard applica- tions, without display Protection LT, ST, INST, N-protection required an external N-sensor, incl. trip alarm switch (1xCO), rear connection vertical, guide frame with shutter and w/o position signalling switch, without Com & metering function Manual operating mechanism with mechanical closing, without Spring charging motor, Ready-to-close signal. switch, Auxiliary switches 2NO+2NC, without Closing coil (CC), manual operating mechanism with mechanical closing, without Remote trip alarm reset coil (RR), without 2nd shunt trip, without 1st Shunt trip | 162000 | 1 | Z\ | 1
3WA1116-8AB32-0AA0 |  | Withdrawable circuit breaker with guide frame, IEC 60947-2, frame size 1, 3-poles, In=1600A, breaking capacity E, up to 1000V AC 50/60Hz, Icu=85/50kA at 690/1000V, Trip unit ETU300 LSI optimized for standard applica- tions, without display Protection LT, ST, INST, N-protection required an external N-sensor, incl. trip alarm switch (1xCO), rear connection horizontal, guide frame with shutter and w/o position signalling switch, without Com & metering function Manual operating mechanism with mechanical closing, without Spring charging motor, Ready-to-close signal. switch, Auxiliary switches 2NO+2NC, without Closing coil (CC), manual operating mechanism with mechanical closing, without Remote trip alarm reset coil (RR), without 2nd shunt trip, without 1st Shunt trip | 159000 | 1 | Z\ | 1
3WA1116-8AB32-0AA0 |  | Withdrawable circuit breaker with guide frame, IEC 60947-2, frame size 1, 3-poles, In=1600A, breaking capacity E, up to 1000V AC 50/60Hz, Icu=85/50kA at 690/1000V, Trip unit ETU300 LSI optimized for standard applica- tions, without display Protection LT, ST, INST, N-protection required an external N-sensor, incl. trip alarm switch (1xCO), rear connection horizontal, guide frame with shutter and w/o position signalling switch, without Com & metering function Manual operating mechanism with mechanical closing, without Spring charging motor, Ready-to-close signal. switch, Auxiliary switches 2NO+2NC, without Closing coil (CC), manual operating mechanism with mechanical closing, without Remote trip alarm reset coil (RR), without 2nd shunt trip, without 1st Shunt trip | 159000 | 1 | Z\ | 1
3WA1116-8AB33-0AA0 |  | Withdrawable circuit breaker with guide frame, IEC 60947-2, frame size 1, 3-poles, In=1600A, breaking capacity E, up to 1000V AC 50/60Hz, Icu=85/50kA at 690/1000V, Trip unit ETU300 LSI optimized for standard applica- tions, without display Protection LT, ST, INST, N-protection required an external N-sensor, incl. trip alarm switch (1xCO), front connection double hole, guide frame with shutter and w/o position signalling switch, without Com & metering function Manual operating mechanism with mechanical closing, without Spring charging motor, Ready-to-close signal. switch, Auxiliary switches 2NO+2NC, without Closing coil (CC), manual operating mechanism with mechanical closing, without Remote trip alarm reset coil (RR), without 2nd shunt trip, without 1st Shunt trip | 168000 | 1 | Z\ | 1
3WA1116-8AB34-0AA0 |  | Withdrawable circuit breaker with guide frame, IEC 60947-2, frame size 1, 3-poles, In=1600A, breaking capacity E, up to 1000V AC 50/60Hz, Icu=85/50kA at 690/1000V, Trip unit ETU300 LSI optimized for standard applica- tions, without display Protection LT, ST, INST, N-protection required an external N-sensor, incl. trip alarm switch (1xCO), rear connection flange, guide frame with shutter and w/o position signalling switch, without Com & metering function Manual operating mechanism with mechanical closing, without Spring charging motor, Ready-to-close signal. switch, Auxiliary switches 2NO+2NC, without Closing coil (CC), manual operating mechanism with mechanical closing, without Remote trip alarm reset coil (RR), without 2nd shunt trip, without 1st Shunt trip | 159000 | 1 | Z\ | 1
3WA1116-8AB41-0AA0 |  | Withdrawable circuit breaker with guide frame, IEC 60947-2, frame size 1, 4-poles, N-pole left, In=1600A, breaking capacity E, up to 1000V AC 50/60Hz, Icu=85/50kA at 690/1000V, Trip unit ETU300 LSI optimized for standard applica- tions, without display Protection LT, ST, INST, include N-protection, (internal N-sensor available), incl. trip alarm switch (1xCO), rear connection vertical, guide frame with shutter and w/o position signalling switch, without Com & metering function Manual operating mechanism with mechanical closing, without Spring charging motor, Ready-to-close signal. switch, Auxiliary switches 2NO+2NC, without Closing coil (CC), manual operating mechanism with mechanical closing, without Remote trip alarm reset coil (RR), without 2nd shunt trip, without 1st Shunt trip | 215000 | 1 | Z\ | 1
3WA1116-8AB42-0AA0 |  | Withdrawable circuit breaker with guide frame, IEC 60947-2, frame size 1, 4-poles, N-pole left, In=1600A, breaking capacity E, up to 1000V AC 50/60Hz, Icu=85/50kA at 690/1000V, Trip unit ETU300 LSI optimized for standard applica- tions, without display Protection LT, ST, INST, include N-protection, (internal N-sensor available), incl. trip alarm switch (1xCO), rear connection horizontal, guide frame with shutter and w/o position signalling switch, without Com & metering function Manual operating mechanism with mechanical closing, without Spring charging motor, Ready-to-close signal. switch, Auxiliary switches 2NO+2NC, without Closing coil (CC), manual operating mechanism with mechanical closing, without Remote trip alarm reset coil (RR), without 2nd shunt trip, without 1st Shunt trip | 211000 | 1 | Z\ | 1
3WA1116-8AB43-0AA0 |  | Withdrawable circuit breaker with guide frame, IEC 60947-2, frame size 1, 4-poles, N-pole left, In=1600A, breaking capacity E, up to 1000V AC 50/60Hz, Icu=85/50kA at 690/1000V, Trip unit ETU300 LSI optimized for standard applica- tions, without display Protection LT, ST, INST, include N-protection, (internal N-sensor available), incl. trip alarm switch (1xCO), front connection double hole, guide frame with shutter and w/o position signalling switch, without Com & metering function Manual operating mechanism with mechanical closing, without Spring charging motor, Ready-to-close signal. switch, Auxiliary switches 2NO+2NC, without Closing coil (CC), manual operating mechanism with mechanical closing, without Remote trip alarm reset coil (RR), without 2nd shunt trip, without 1st Shunt trip | 223000 | 1 | Z\ | 1
3WA1116-8AB44-0AA0 |  | Withdrawable circuit breaker with guide frame, IEC 60947-2, frame size 1, 4-poles, N-pole left, In=1600A, breaking capacity E, up to 1000V AC 50/60Hz, Icu=85/50kA at 690/1000V, Trip unit ETU300 LSI optimized for standard applica- tions, without display Protection LT, ST, INST, include N-protection, (internal N-sensor available), incl. trip alarm switch (1xCO), rear connection flange, guide frame with shutter and w/o position signalling switch, without Com & metering function Manual operating mechanism with mechanical closing, without Spring charging motor, Ready-to-close signal. switch, Auxiliary switches 2NO+2NC, without Closing coil (CC), manual operating mechanism with mechanical closing, without Remote trip alarm reset coil (RR), without 2nd shunt trip, without 1st Shunt trip | 211000 | 1 | Z\ | 1
3WA1116-8AC01-0AA0 |  | Fixed-mounted circuit breaker IEC 60947-2, frame size 1, 3-poles, In=1600A, breaking capacity E, up to 1000V AC 50/60Hz, Icu=85/50kA at 690/1000V, Trip unit ETU300 LSIG optimized for standard applica- tions, without display Protection LT, ST, INST, GF, N-protection required an external N-sensor, incl. trip alarm switch (1xCO), rear connection vertical, without Com & metering function Manual operating mechanism with mechanical closing, without Spring charging motor, Ready-to-close signal. switch, Auxiliary switches 2NO+2NC, without Closing coil (CC), manual operating mechanism with mechanical closing, without Remote trip alarm reset coil (RR), without 2nd shunt trip, without 1st Shunt trip | 126000 | 1 | Z\ | 1
3WA1116-8AC02-0AA0 |  | Fixed-mounted circuit breaker IEC 60947-2, frame size 1, 3-poles, In=1600A, breaking capacity E, up to 1000V AC 50/60Hz, Icu=85/50kA at 690/1000V, Trip unit ETU300 LSIG optimized for standard applica- tions, without display Protection LT, ST, INST, GF, N-protection required an external N-sensor, incl. trip alarm switch (1xCO), rear connection horizontal, without Com & metering function Manual operating mechanism with mechanical closing, without Spring charging motor, Ready-to-close signal. switch, Auxiliary switches 2NO+2NC, without Closing coil (CC), manual operating mechanism with mechanical closing, without Remote trip alarm reset coil (RR), without 2nd shunt trip, without 1st Shunt trip | 123000 | 1 | Z\ | 1
3WA1116-8AC03-0AA0 |  | Fixed-mounted circuit breaker IEC 60947-2, frame size 1, 3-poles, In=1600A, breaking capacity E, up to 1000V AC 50/60Hz, Icu=85/50kA at 690/1000V, Trip unit ETU300 LSIG optimized for standard applica- tions, without display Protection LT, ST, INST, GF, N-protection required an external N-sensor, incl. trip alarm switch (1xCO), front connection double hole, without Com & metering function Manual operating mechanism with mechanical closing, without Spring charging motor, Ready-to-close signal. switch, Auxiliary switches 2NO+2NC, without Closing coil (CC), manual operating mechanism with mechanical closing, without Remote trip alarm reset coil (RR), without 2nd shunt trip, without 1st Shunt trip | 132000 | 1 | Z\ | 1
3WA1116-8AC11-0AA0 |  | Fixed-mounted circuit breaker IEC 60947-2, frame size 1, 4-poles, N-pole left, In=1600A, breaking capacity E, up to 1000V AC 50/60Hz, Icu=85/50kA at 690/1000V, Trip unit ETU300 LSIG optimized for standard applica- tions, without display Protection LT, ST, INST, GF, include N-protection, (internal N-sensor available), incl. trip alarm switch (1xCO), rear connection vertical, without Com & metering function Manual operating mechanism with mechanical closing, without Spring charging motor, Ready-to-close signal. switch, Auxiliary switches 2NO+2NC, without Closing coil (CC), manual operating mechanism with mechanical closing, without Remote trip alarm reset coil (RR), without 2nd shunt trip, without 1st Shunt trip | 166000 | 1 | Z\ | 1
3WA1116-8AC12-0AA0 |  | Fixed-mounted circuit breaker IEC 60947-2, frame size 1, 4-poles, N-pole left, In=1600A, breaking capacity E, up to 1000V AC 50/60Hz, Icu=85/50kA at 690/1000V, Trip unit ETU300 LSIG optimized for standard applica- tions, without display Protection LT, ST, INST, GF, include N-protection, (internal N-sensor available), incl. trip alarm switch (1xCO), rear connection horizontal, without Com & metering function Manual operating mechanism with mechanical closing, without Spring charging motor, Ready-to-close signal. switch, Auxiliary switches 2NO+2NC, without Closing coil (CC), manual operating mechanism with mechanical closing, without Remote trip alarm reset coil (RR), without 2nd shunt trip, without 1st Shunt trip | 162000 | 1 | Z\ | 1
3WA1116-8AC13-0AA0 |  | Fixed-mounted circuit breaker IEC 60947-2, frame size 1, 4-poles, N-pole left, In=1600A, breaking capacity E, up to 1000V AC 50/60Hz, Icu=85/50kA at 690/1000V, Trip unit ETU300 LSIG optimized for standard applica- tions, without display Protection LT, ST, INST, GF, include N-protection, (internal N-sensor available), incl. trip alarm switch (1xCO), front connection double hole, without Com & metering function Manual operating mechanism with mechanical closing, without Spring charging motor, Ready-to-close signal. switch, Auxiliary switches 2NO+2NC, without Closing coil (CC), manual operating mechanism with mechanical closing, without Remote trip alarm reset coil (RR), without 2nd shunt trip, without 1st Shunt trip | 174000 | 1 | Z\ | 1
3WA1116-8AC21-0AA0 |  | fixed-mounted circuit breaker, IEC 60947-2, size 1, 4-pole, N pole on right, In=1600 A, breaking capacity E, up to 1000 V AC 50/60 Hz, Icc=85/50 kA at 690/1000 V, tripping unit ETU300 LSI G optimized for standard applications, without display, basic protection LT, ST, INST, GF, including protection of the N conductor (internal neutral point sensor available), trip alarm switch (1 x CO), connection at rear vertical, without Com & metering function Manual operating mechanism with mechanical closing, without Spring charging motor, Ready-to-close signal. switch, Auxiliary switches 2NO+2NC, without Closing coil (CC), manual operating mechanism with mechanical closing, without Remote trip alarm reset coil (RR), without 2nd shunt trip, without 1st Shunt trip | 166000 | 1 | Z\ | 1
3WA1116-8AC22-0AA0 |  | fixed-mounted circuit breaker, IEC 60947-2, size 1, 4-pole, N pole on right, In=1600 A, breaking capacity E, up to 1000 V AC 50/60 Hz, Icc=85/50 kA at 690/1000 V, tripping unit ETU300 LSI G optimized for standard applications, without display, basic protection LT, ST, INST, GF, including protection of the N conductor (internal neutral point sensor available), trip alarm switch (1 x CO), connection at rear horizontal without Com & metering function Manual operating mechanism with mechanical closing, without Spring charging motor, Ready-to-close signal. switch, Auxiliary switches 2NO+2NC, without Closing coil (CC), manual operating mechanism with mechanical closing, without Remote trip alarm reset coil (RR), without 2nd shunt trip, without 1st Shunt trip | 162000 | 1 | Z\ | 1
3WA1116-8AC23-0AA0 |  | fixed-mounted circuit breaker, IEC 60947-2, size 1, 4-pole, N pole on right, In=1600 A, breaking capacity E, up to 1000 V AC 50/60 Hz, Icc=85/50 kA at 690/1000 V, tripping unit ETU300 LSI G optimized for standard applications, without display, basic protection LT, ST, INST, GF, including protection of the N conductor (internal neutral point sensor available), trip alarm switch (1 x CO), front connection double hole, without Com & metering function Manual operating mechanism with mechanical closing, without Spring charging motor, Ready-to-close signal. switch, Auxiliary switches 2NO+2NC, without Closing coil (CC), manual operating mechanism with mechanical closing, without Remote trip alarm reset coil (RR), without 2nd shunt trip, without 1st Shunt trip | 174000 | 1 | Z\ | 1
3WA1116-8AC31-0AA0 |  | Withdrawable circuit breaker with guide frame, IEC 60947-2, frame size 1, 3-poles, In=1600A, breaking capacity E, up to 1000V AC 50/60Hz, Icu=85/50kA at 690/1000V, Trip unit ETU300 LSIG optimized for standard applica- tions, without display Protection LT, ST, INST, GF, N-protection required an external N-sensor, incl. trip alarm switch (1xCO), rear connection vertical, guide frame with shutter and w/o position signalling switch, without Com & metering function Manual operating mechanism with mechanical closing, without Spring charging motor, Ready-to-close signal. switch, Auxiliary switches 2NO+2NC, without Closing coil (CC), manual operating mechanism with mechanical closing, without Remote trip alarm reset coil (RR), without 2nd shunt trip, without 1st Shunt trip | 168000 | 1 | Z\ | 1
3WA1116-8AC32-0AA0 |  | Withdrawable circuit breaker with guide frame, IEC 60947-2, frame size 1, 3-poles, In=1600A, breaking capacity E, up to 1000V AC 50/60Hz, Icu=85/50kA at 690/1000V, Trip unit ETU300 LSIG optimized for standard applica- tions, without display Protection LT, ST, INST, GF, N-protection required an external N-sensor, incl. trip alarm switch (1xCO), rear connection horizontal, guide frame with shutter and w/o position signalling switch, without Com & metering function Manual operating mechanism with mechanical closing, without Spring charging motor, Ready-to-close signal. switch, Auxiliary switches 2NO+2NC, without Closing coil (CC), manual operating mechanism with mechanical closing, without Remote trip alarm reset coil (RR), without 2nd shunt trip, without 1st Shunt trip | 165000 | 1 | Z\ | 1
3WA1116-8AC33-0AA0 |  | Withdrawable circuit breaker with guide frame, IEC 60947-2, frame size 1, 3-poles, In=1600A, breaking capacity E, up to 1000V AC 50/60Hz, Icu=85/50kA at 690/1000V, Trip unit ETU300 LSIG optimized for standard applica- tions, without display Protection LT, ST, INST, GF, N-protection required an external N-sensor, incl. trip alarm switch (1xCO), front connection double hole, guide frame with shutter and w/o position signalling switch, without Com & metering function Manual operating mechanism with mechanical closing, without Spring charging motor, Ready-to-close signal. switch, Auxiliary switches 2NO+2NC, without Closing coil (CC), manual operating mechanism with mechanical closing, without Remote trip alarm reset coil (RR), without 2nd shunt trip, without 1st Shunt trip | 174000 | 1 | Z\ | 1
3WA1116-8AC34-0AA0 |  | Withdrawable circuit breaker with guide frame, IEC 60947-2, frame size 1, 3-poles, In=1600A, breaking capacity E, up to 1000V AC 50/60Hz, Icu=85/50kA at 690/1000V, Trip unit ETU300 LSIG optimized for standard applica- tions, without display Protection LT, ST, INST, GF, N-protection required an external N-sensor, incl. trip alarm switch (1xCO), rear connection flange, guide frame with shutter and w/o position signalling switch, without Com & metering function Manual operating mechanism with mechanical closing, without Spring charging motor, Ready-to-close signal. switch, Auxiliary switches 2NO+2NC, without Closing coil (CC), manual operating mechanism with mechanical closing, without Remote trip alarm reset coil (RR), without 2nd shunt trip, without 1st Shunt trip | 165000 | 1 | Z\ | 1
3WA1116-8AC41-0AA0 |  | Withdrawable circuit breaker with guide frame, IEC 60947-2, frame size 1, 4-poles, N-pole left, In=1600A, breaking capacity E, up to 1000V AC 50/60Hz, Icu=85/50kA at 690/1000V, Trip unit ETU300 LSIG optimized for standard applica- tions, without display Protection LT, ST, INST, GF, include N-protection, (internal N-sensor available), incl. trip alarm switch (1xCO), rear connection vertical, guide frame with shutter and w/o position signalling switch, without Com & metering function Manual operating mechanism with mechanical closing, without Spring charging motor, Ready-to-close signal. switch, Auxiliary switches 2NO+2NC, without Closing coil (CC), manual operating mechanism with mechanical closing, without Remote trip alarm reset coil (RR), without 2nd shunt trip, without 1st Shunt trip | 221000 | 1 | Z\ | 1
3WA1116-8AC42-0AA0 |  | Withdrawable circuit breaker with guide frame, IEC 60947-2, frame size 1, 4-poles, N-pole left, In=1600A, breaking capacity E, up to 1000V AC 50/60Hz, Icu=85/50kA at 690/1000V, Trip unit ETU300 LSIG optimized for standard applica- tions, without display Protection LT, ST, INST, GF, include N-protection, (internal N-sensor available), incl. trip alarm switch (1xCO), rear connection horizontal, guide frame with shutter and w/o position signalling switch, without Com & metering function Manual operating mechanism with mechanical closing, without Spring charging motor, Ready-to-close signal. switch, Auxiliary switches 2NO+2NC, without Closing coil (CC), manual operating mechanism with mechanical closing, without Remote trip alarm reset coil (RR), without 2nd shunt trip, without 1st Shunt trip | 218000 | 1 | Z\ | 1
3WA1116-8AC43-0AA0 |  | Withdrawable circuit breaker with guide frame, IEC 60947-2, frame size 1, 4-poles, N-pole left, In=1600A, breaking capacity E, up to 1000V AC 50/60Hz, Icu=85/50kA at 690/1000V, Trip unit ETU300 LSIG optimized for standard applica- tions, without display Protection LT, ST, INST, GF, include N-protection, (internal N-sensor available), incl. trip alarm switch (1xCO), front connection double hole, guide frame with shutter and w/o position signalling switch, without Com & metering function Manual operating mechanism with mechanical closing, without Spring charging motor, Ready-to-close signal. switch, Auxiliary switches 2NO+2NC, without Closing coil (CC), manual operating mechanism with mechanical closing, without Remote trip alarm reset coil (RR), without 2nd shunt trip, without 1st Shunt trip | 229000 | 1 | Z\ | 1
3WA1116-8AC44-0AA0 |  | Withdrawable circuit breaker with guide frame, IEC 60947-2, frame size 1, 4-poles, N-pole left, In=1600A, breaking capacity E, up to 1000V AC 50/60Hz, Icu=85/50kA at 690/1000V, Trip unit ETU300 LSIG optimized for standard applica- tions, without display Protection LT, ST, INST, GF, include N-protection, (internal N-sensor available), incl. trip alarm switch (1xCO), rear connection flange, guide frame with shutter and w/o position signalling switch, without Com & metering function Manual operating mechanism with mechanical closing, without Spring charging motor, Ready-to-close signal. switch, Auxiliary switches 2NO+2NC, without Closing coil (CC), manual operating mechanism with mechanical closing, without Remote trip alarm reset coil (RR), without 2nd shunt trip, without 1st Shunt trip | 218000 | 1 | Z\ | 1
3WA1116-8AE01-0AA0 |  | Fixed-mounted circuit breaker IEC 60947-2, frame size 1, 3-poles, In=1600A, breaking capacity E, up to 1000V AC 50/60Hz, Icu=85/50kA at 690/1000V, Trip unit ETU600 LSI upgrade ready , colordisplay, bluetooth and USB interface, Protection LT, ST, INST, N-protection required an external N-sensor, incl. trip alarm switch (1xCO), rear connection vertical, without Com & metering function Manual operating mechanism with mechanical closing, without Spring charging motor, Ready-to-close signal. switch, Auxiliary switches 2NO+2NC, without Closing coil (CC), manual operating mechanism with mechanical closing, without Remote trip alarm reset coil (RR), without 2nd shunt trip, without 1st Shunt trip | 125000 | 1 | Z\ | 1
3WA1116-8AE02-0AA0 |  | Fixed-mounted circuit breaker IEC 60947-2, frame size 1, 3-poles, In=1600A, breaking capacity E, up to 1000V AC 50/60Hz, Icu=85/50kA at 690/1000V, Trip unit ETU600 LSI upgrade ready , colordisplay, bluetooth and USB interface, Protection LT, ST, INST, N-protection required an external N-sensor, incl. trip alarm switch (1xCO), rear connection horizontal, without Com & metering function Manual operating mechanism with mechanical closing, without Spring charging motor, Ready-to-close signal. switch, Auxiliary switches 2NO+2NC, without Closing coil (CC), manual operating mechanism with mechanical closing, without Remote trip alarm reset coil (RR), without 2nd shunt trip, without 1st Shunt trip | 122000 | 1 | Z\ | 1
3WA1116-8AE03-0AA0 |  | Fixed-mounted circuit breaker IEC 60947-2, frame size 1, 3-poles, In=1600A, breaking capacity E, up to 1000V AC 50/60Hz, Icu=85/50kA at 690/1000V, Trip unit ETU600 LSI upgrade ready , colordisplay, bluetooth and USB interface, Protection LT, ST, INST, N-protection required an external N-sensor, incl. trip alarm switch (1xCO), front connection double hole, without Com & metering function Manual operating mechanism with mechanical closing, without Spring charging motor, Ready-to-close signal. switch, Auxiliary switches 2NO+2NC, without Closing coil (CC), manual operating mechanism with mechanical closing, without Remote trip alarm reset coil (RR), without 2nd shunt trip, without 1st Shunt trip | 131000 | 1 | Z\ | 1
3WA1116-8AE11-0AA0 |  | Fixed-mounted circuit breaker IEC 60947-2, frame size 1, 4-poles, N-pole left, In=1600A, breaking capacity E, up to 1000V AC 50/60Hz, Icu=85/50kA at 690/1000V, Trip unit ETU600 LSI upgrade ready , colordisplay, bluetooth and USB interface, Protection LT, ST, INST, include N-protection, (internal N-sensor available), incl. trip alarm switch (1xCO), rear connection vertical, without Com & metering function Manual operating mechanism with mechanical closing, without Spring charging motor, Ready-to-close signal. switch, Auxiliary switches 2NO+2NC, without Closing coil (CC), manual operating mechanism with mechanical closing, without Remote trip alarm reset coil (RR), without 2nd shunt trip, without 1st Shunt trip | 165000 | 1 | Z\ | 1
3WA1116-8AE12-0AA0 |  | Fixed-mounted circuit breaker IEC 60947-2, frame size 1, 4-poles, N-pole left, In=1600A, breaking capacity E, up to 1000V AC 50/60Hz, Icu=85/50kA at 690/1000V, Trip unit ETU600 LSI upgrade ready , colordisplay, bluetooth and USB interface, Protection LT, ST, INST, include N-protection, (internal N-sensor available), incl. trip alarm switch (1xCO), rear connection horizontal, without Com & metering function Manual operating mechanism with mechanical closing, without Spring charging motor, Ready-to-close signal. switch, Auxiliary switches 2NO+2NC, without Closing coil (CC), manual operating mechanism with mechanical closing, without Remote trip alarm reset coil (RR), without 2nd shunt trip, without 1st Shunt trip | 161000 | 1 | Z\ | 1
3WA1116-8AE13-0AA0 |  | Fixed-mounted circuit breaker IEC 60947-2, frame size 1, 4-poles, N-pole left, In=1600A, breaking capacity E, up to 1000V AC 50/60Hz, Icu=85/50kA at 690/1000V, Trip unit ETU600 LSI upgrade ready , colordisplay, bluetooth and USB interface, Protection LT, ST, INST, include N-protection, (internal N-sensor available), incl. trip alarm switch (1xCO), front connection double hole, without Com & metering function Manual operating mechanism with mechanical closing, without Spring charging motor, Ready-to-close signal. switch, Auxiliary switches 2NO+2NC, without Closing coil (CC), manual operating mechanism with mechanical closing, without Remote trip alarm reset coil (RR), without 2nd shunt trip, without 1st Shunt trip | 173000 | 1 | Z\ | 1
3WA1116-8AE21-0AA0 |  | fixed-mounted circuit breaker, IEC 60947-2, size 1, 4-pole, N pole on right, In=1600 A, breaking capacity E, up to 1000 V AC 50/60 Hz, Icc=85/50 kA at 690/1000 V, tripping unit ETU600 LSI upgradeable, color display, Bluetooth, USB interface, basic protection LT, ST, INST, including protection of the N conductor (internal neutral point sensor available), trip alarm switch (1 x CO), connection at rear vertical, without Com & metering function Manual operating mechanism with mechanical closing, without Spring charging motor, Ready-to-close signal. switch, Auxiliary switches 2NO+2NC, without Closing coil (CC), manual operating mechanism with mechanical closing, without Remote trip alarm reset coil (RR), without 2nd shunt trip, without 1st Shunt trip | 165000 | 1 | Z\ | 1
3WA1116-8AE22-0AA0 |  | fixed-mounted circuit breaker, IEC 60947-2, size 1, 4-pole, N pole on right, In=1600 A, breaking capacity E, up to 1000 V AC 50/60 Hz, Icc=85/50 kA at 690/1000 V, tripping unit ETU600 LSI upgradeable, color display, Bluetooth, USB interface, basic protection LT, ST, INST, including protection of the N conductor (internal neutral point sensor available), trip alarm switch (1 x CO), connection at rear horizontal without Com & metering function Manual operating mechanism with mechanical closing, without Spring charging motor, Ready-to-close signal. switch, Auxiliary switches 2NO+2NC, without Closing coil (CC), manual operating mechanism with mechanical closing, without Remote trip alarm reset coil (RR), without 2nd shunt trip, without 1st Shunt trip | 161000 | 1 | Z\ | 1
3WA1116-8AE23-0AA0 |  | fixed-mounted circuit breaker, IEC 60947-2, size 1, 4-pole, N pole on right, In=1600 A, breaking capacity E, up to 1000 V AC 50/60 Hz, Icc=85/50 kA at 690/1000 V, tripping unit ETU600 LSI upgradeable, color display, Bluetooth, USB interface, basic protection LT, ST, INST, including protection of the N conductor (internal neutral point sensor available), trip alarm switch (1 x CO), front connection double hole, without Com & metering function Manual operating mechanism with mechanical closing, without Spring charging motor, Ready-to-close signal. switch, Auxiliary switches 2NO+2NC, without Closing coil (CC), manual operating mechanism with mechanical closing, without Remote trip alarm reset coil (RR), without 2nd shunt trip, without 1st Shunt trip | 173000 | 1 | Z\ | 1
3WA1116-8AE31-0AA0 |  | Withdrawable circuit breaker with guide frame, IEC 60947-2, frame size 1, 3-poles, In=1600A, breaking capacity E, up to 1000V AC 50/60Hz, Icu=85/50kA at 690/1000V, Trip unit ETU600 LSI upgrade ready , colordisplay, bluetooth and USB interface, Protection LT, ST, INST, N-protection required an external N-sensor, incl. trip alarm switch (1xCO), rear connection vertical, guide frame with shutter and w/o position signalling switch, without Com & metering function Manual operating mechanism with mechanical closing, without Spring charging motor, Ready-to-close signal. switch, Auxiliary switches 2NO+2NC, without Closing coil (CC), manual operating mechanism with mechanical closing, without Remote trip alarm reset coil (RR), without 2nd shunt trip, without 1st Shunt trip | 167000 | 1 | Z\ | 1
3WA1116-8AE32-0AA0 |  | Withdrawable circuit breaker with guide frame, IEC 60947-2, frame size 1, 3-poles, In=1600A, breaking capacity E, up to 1000V AC 50/60Hz, Icu=85/50kA at 690/1000V, Trip unit ETU600 LSI upgrade ready , colordisplay, bluetooth and USB interface, Protection LT, ST, INST, N-protection required an external N-sensor, incl. trip alarm switch (1xCO), rear connection horizontal, guide frame with shutter and w/o position signalling switch, without Com & metering function Manual operating mechanism with mechanical closing, without Spring charging motor, Ready-to-close signal. switch, Auxiliary switches 2NO+2NC, without Closing coil (CC), manual operating mechanism with mechanical closing, without Remote trip alarm reset coil (RR), without 2nd shunt trip, without 1st Shunt trip | 164000 | 1 | Z\ | 1
3WA1116-8AE33-0AA0 |  | Withdrawable circuit breaker with guide frame, IEC 60947-2, frame size 1, 3-poles, In=1600A, breaking capacity E, up to 1000V AC 50/60Hz, Icu=85/50kA at 690/1000V, Trip unit ETU600 LSI upgrade ready , colordisplay, bluetooth and USB interface, Protection LT, ST, INST, N-protection required an external N-sensor, incl. trip alarm switch (1xCO), front connection double hole, guide frame with shutter and w/o position signalling switch, without Com & metering function Manual operating mechanism with mechanical closing, without Spring charging motor, Ready-to-close signal. switch, Auxiliary switches 2NO+2NC, without Closing coil (CC), manual operating mechanism with mechanical closing, without Remote trip alarm reset coil (RR), without 2nd shunt trip, without 1st Shunt trip | 173000 | 1 | Z\ | 1
3WA1116-8AE34-0AA0 |  | Withdrawable circuit breaker with guide frame, IEC 60947-2, frame size 1, 3-poles, In=1600A, breaking capacity E, up to 1000V AC 50/60Hz, Icu=85/50kA at 690/1000V, Trip unit ETU600 LSI upgrade ready , colordisplay, bluetooth and USB interface, Protection LT, ST, INST, N-protection required an external N-sensor, incl. trip alarm switch (1xCO), rear connection flange, guide frame with shutter and w/o position signalling switch, without Com & metering function Manual operating mechanism with mechanical closing, without Spring charging motor, Ready-to-close signal. switch, Auxiliary switches 2NO+2NC, without Closing coil (CC), manual operating mechanism with mechanical closing, without Remote trip alarm reset coil (RR), without 2nd shunt trip, without 1st Shunt trip | 164000 | 1 | Z\ | 1
3WA1116-8AE41-0AA0 |  | Withdrawable circuit breaker with guide frame, IEC 60947-2, frame size 1, 4-poles, N-pole left, In=1600A, breaking capacity E, up to 1000V AC 50/60Hz, Icu=85/50kA at 690/1000V, Trip unit ETU600 LSI upgrade ready , colordisplay, bluetooth and USB interface, Protection LT, ST, INST, include N-protection, (internal N-sensor available), incl. trip alarm switch (1xCO), rear connection vertical, guide frame with shutter and w/o position signalling switch, without Com & metering function Manual operating mechanism with mechanical closing, without Spring charging motor, Ready-to-close signal. switch, Auxiliary switches 2NO+2NC, without Closing coil (CC), manual operating mechanism with mechanical closing, without Remote trip alarm reset coil (RR), without 2nd shunt trip, without 1st Shunt trip | 220000 | 1 | Z\ | 1
3WA1116-8AE42-0AA0 |  | Withdrawable circuit breaker with guide frame, IEC 60947-2, frame size 1, 4-poles, N-pole left, In=1600A, breaking capacity E, up to 1000V AC 50/60Hz, Icu=85/50kA at 690/1000V, Trip unit ETU600 LSI upgrade ready , colordisplay, bluetooth and USB interface, Protection LT, ST, INST, include N-protection, (internal N-sensor available), incl. trip alarm switch (1xCO), rear connection horizontal, guide frame with shutter and w/o position signalling switch, without Com & metering function Manual operating mechanism with mechanical closing, without Spring charging motor, Ready-to-close signal. switch, Auxiliary switches 2NO+2NC, without Closing coil (CC), manual operating mechanism with mechanical closing, without Remote trip alarm reset coil (RR), without 2nd shunt trip, without 1st Shunt trip | 217000 | 1 | Z\ | 1
3WA1116-8AE43-0AA0 |  | Withdrawable circuit breaker with guide frame, IEC 60947-2, frame size 1, 4-poles, N-pole left, In=1600A, breaking capacity E, up to 1000V AC 50/60Hz, Icu=85/50kA at 690/1000V, Trip unit ETU600 LSI upgrade ready , colordisplay, bluetooth and USB interface, Protection LT, ST, INST, include N-protection, (internal N-sensor available), incl. trip alarm switch (1xCO), front connection double hole, guide frame with shutter and w/o position signalling switch, without Com & metering function Manual operating mechanism with mechanical closing, without Spring charging motor, Ready-to-close signal. switch, Auxiliary switches 2NO+2NC, without Closing coil (CC), manual operating mechanism with mechanical closing, without Remote trip alarm reset coil (RR), without 2nd shunt trip, without 1st Shunt trip | 228000 | 1 | Z\ | 1
3WA1116-8AE44-0AA0 |  | Withdrawable circuit breaker with guide frame, IEC 60947-2, frame size 1, 4-poles, N-pole left, In=1600A, breaking capacity E, up to 1000V AC 50/60Hz, Icu=85/50kA at 690/1000V, Trip unit ETU600 LSI upgrade ready , colordisplay, bluetooth and USB interface, Protection LT, ST, INST, include N-protection, (internal N-sensor available), incl. trip alarm switch (1xCO), rear connection flange, guide frame with shutter and w/o position signalling switch, without Com & metering function Manual operating mechanism with mechanical closing, without Spring charging motor, Ready-to-close signal. switch, Auxiliary switches 2NO+2NC, without Closing coil (CC), manual operating mechanism with mechanical closing, without Remote trip alarm reset coil (RR), without 2nd shunt trip, without 1st Shunt trip | 217000 | 1 | Z\ | 1
3WA1116-8AF01-0AA0 |  | Fixed-mounted circuit breaker IEC 60947-2, frame size 1, 3-poles, In=1600A, breaking capacity E, up to 1000V AC 50/60Hz, Icu=85/50kA at 690/1000V, Trip unit ETU600 LSIG upgrade ready , colordisplay, bluetooth and USB interface, Protection LT, ST, INST, GFx, N-protection required an external N-sensor, incl. trip alarm switch (1xCO), rear connection vertical, without Com & metering function Manual operating mechanism with mechanical closing, without Spring charging motor, Ready-to-close signal. switch, Auxiliary switches 2NO+2NC, without Closing coil (CC), manual operating mechanism with mechanical closing, without Remote trip alarm reset coil (RR), without 2nd shunt trip, without 1st Shunt trip | 136000 | 1 | Z\ | 1
3WA1116-8AF02-0AA0 |  | Fixed-mounted circuit breaker IEC 60947-2, frame size 1, 3-poles, In=1600A, breaking capacity E, up to 1000V AC 50/60Hz, Icu=85/50kA at 690/1000V, Trip unit ETU600 LSIG upgrade ready , colordisplay, bluetooth and USB interface, Protection LT, ST, INST, GFx, N-protection required an external N-sensor, incl. trip alarm switch (1xCO), rear connection horizontal, without Com & metering function Manual operating mechanism with mechanical closing, without Spring charging motor, Ready-to-close signal. switch, Auxiliary switches 2NO+2NC, without Closing coil (CC), manual operating mechanism with mechanical closing, without Remote trip alarm reset coil (RR), without 2nd shunt trip, without 1st Shunt trip | 133000 | 1 | Z\ | 1
3WA1116-8AF03-0AA0 |  | Fixed-mounted circuit breaker IEC 60947-2, frame size 1, 3-poles, In=1600A, breaking capacity E, up to 1000V AC 50/60Hz, Icu=85/50kA at 690/1000V, Trip unit ETU600 LSIG upgrade ready , colordisplay, bluetooth and USB interface, Protection LT, ST, INST, GFx, N-protection required an external N-sensor, incl. trip alarm switch (1xCO), front connection double hole, without Com & metering function Manual operating mechanism with mechanical closing, without Spring charging motor, Ready-to-close signal. switch, Auxiliary switches 2NO+2NC, without Closing coil (CC), manual operating mechanism with mechanical closing, without Remote trip alarm reset coil (RR), without 2nd shunt trip, without 1st Shunt trip | 141000 | 1 | Z\ | 1
3WA1116-8AF11-0AA0 |  | Fixed-mounted circuit breaker IEC 60947-2, frame size 1, 4-poles, N-pole left, In=1600A, breaking capacity E, up to 1000V AC 50/60Hz, Icu=85/50kA at 690/1000V, Trip unit ETU600 LSIG upgrade ready , colordisplay, bluetooth and USB interface, Protection LT, ST, INST, GFx, include N-protection, (internal N-sensor available), incl. trip alarm switch (1xCO), rear connection vertical, without Com & metering function Manual operating mechanism with mechanical closing, without Spring charging motor, Ready-to-close signal. switch, Auxiliary switches 2NO+2NC, without Closing coil (CC), manual operating mechanism with mechanical closing, without Remote trip alarm reset coil (RR), without 2nd shunt trip, without 1st Shunt trip | 175000 | 1 | Z\ | 1
3WA1116-8AF12-0AA0 |  | Fixed-mounted circuit breaker IEC 60947-2, frame size 1, 4-poles, N-pole left, In=1600A, breaking capacity E, up to 1000V AC 50/60Hz, Icu=85/50kA at 690/1000V, Trip unit ETU600 LSIG upgrade ready , colordisplay, bluetooth and USB interface, Protection LT, ST, INST, GFx, include N-protection, (internal N-sensor available), incl. trip alarm switch (1xCO), rear connection horizontal, without Com & metering function Manual operating mechanism with mechanical closing, without Spring charging motor, Ready-to-close signal. switch, Auxiliary switches 2NO+2NC, without Closing coil (CC), manual operating mechanism with mechanical closing, without Remote trip alarm reset coil (RR), without 2nd shunt trip, without 1st Shunt trip | 172000 | 1 | Z\ | 1
3WA1116-8AF13-0AA0 |  | Fixed-mounted circuit breaker IEC 60947-2, frame size 1, 4-poles, N-pole left, In=1600A, breaking capacity E, up to 1000V AC 50/60Hz, Icu=85/50kA at 690/1000V, Trip unit ETU600 LSIG upgrade ready , colordisplay, bluetooth and USB interface, Protection LT, ST, INST, GFx, include N-protection, (internal N-sensor available), incl. trip alarm switch (1xCO), front connection double hole, without Com & metering function Manual operating mechanism with mechanical closing, without Spring charging motor, Ready-to-close signal. switch, Auxiliary switches 2NO+2NC, without Closing coil (CC), manual operating mechanism with mechanical closing, without Remote trip alarm reset coil (RR), without 2nd shunt trip, without 1st Shunt trip | 183000 | 1 | Z\ | 1
3WA1116-8AF21-0AA0 |  | fixed-mounted circuit breaker, IEC 60947-2, size 1, 4-pole, N pole on right, In=1600 A, breaking capacity E, up to 1000 V AC 50/60 Hz, Icc=85/50 kA at 690/1000 V, tripping unit ETU600 LSIG upgradeable, color display, Bluetooth, USB interface, basic protection LT, ST, INST, GFx, including protection of the N conductor (internal neutral point sensor available), trip alarm switch (1 x CO), connection at rear vertical, without Com & metering function Manual operating mechanism with mechanical closing, without Spring charging motor, Ready-to-close signal. switch, Auxiliary switches 2NO+2NC, without Closing coil (CC), manual operating mechanism with mechanical closing, without Remote trip alarm reset coil (RR), without 2nd shunt trip, without 1st Shunt trip | 175000 | 1 | Z\ | 1
3WA1116-8AF22-0AA0 |  | fixed-mounted circuit breaker, IEC 60947-2, size 1, 4-pole, N pole on right, In=1600 A, breaking capacity E, up to 1000 V AC 50/60 Hz, Icc=85/50 kA at 690/1000 V, tripping unit ETU600 LSIG upgradeable, color display, Bluetooth, USB interface, basic protection LT, ST, INST, GFx, including protection of the N conductor (internal neutral point sensor available), trip alarm switch (1 x CO), connection at rear horizontal without Com & metering function Manual operating mechanism with mechanical closing, without Spring charging motor, Ready-to-close signal. switch, Auxiliary switches 2NO+2NC, without Closing coil (CC), manual operating mechanism with mechanical closing, without Remote trip alarm reset coil (RR), without 2nd shunt trip, without 1st Shunt trip | 172000 | 1 | Z\ | 1
3WA1116-8AF23-0AA0 |  | fixed-mounted circuit breaker, IEC 60947-2, size 1, 4-pole, N pole on right, In=1600 A, breaking capacity E, up to 1000 V AC 50/60 Hz, Icc=85/50 kA at 690/1000 V, tripping unit ETU600 LSIG upgradeable, color display, Bluetooth, USB interface, basic protection LT, ST, INST, GFx, including protection of the N conductor (internal neutral point sensor available), trip alarm switch (1 x CO), front connection double hole, without Com & metering function Manual operating mechanism with mechanical closing, without Spring charging motor, Ready-to-close signal. switch, Auxiliary switches 2NO+2NC, without Closing coil (CC), manual operating mechanism with mechanical closing, without Remote trip alarm reset coil (RR), without 2nd shunt trip, without 1st Shunt trip | 183000 | 1 | Z\ | 1
3WA1116-8AF31-0AA0 |  | Withdrawable circuit breaker with guide frame, IEC 60947-2, frame size 1, 3-poles, In=1600A, breaking capacity E, up to 1000V AC 50/60Hz, Icu=85/50kA at 690/1000V, Trip unit ETU600 LSIG upgrade ready , colordisplay, bluetooth and USB interface, Protection LT, ST, INST, GFx, N-protection required an external N-sensor, incl. trip alarm switch (1xCO), rear connection vertical, guide frame with shutter and w/o position signalling switch, without Com & metering function Manual operating mechanism with mechanical closing, without Spring charging motor, Ready-to-close signal. switch, Auxiliary switches 2NO+2NC, without Closing coil (CC), manual operating mechanism with mechanical closing, without Remote trip alarm reset coil (RR), without 2nd shunt trip, without 1st Shunt trip | 178000 | 1 | Z\ | 1
3WA1116-8AF32-0AA0 |  | Withdrawable circuit breaker with guide frame, IEC 60947-2, frame size 1, 3-poles, In=1600A, breaking capacity E, up to 1000V AC 50/60Hz, Icu=85/50kA at 690/1000V, Trip unit ETU600 LSIG upgrade ready , colordisplay, bluetooth and USB interface, Protection LT, ST, INST, GFx, N-protection required an external N-sensor, incl. trip alarm switch (1xCO), rear connection horizontal, guide frame with shutter and w/o position signalling switch, without Com & metering function Manual operating mechanism with mechanical closing, without Spring charging motor, Ready-to-close signal. switch, Auxiliary switches 2NO+2NC, without Closing coil (CC), manual operating mechanism with mechanical closing, without Remote trip alarm reset coil (RR), without 2nd shunt trip, without 1st Shunt trip | 175000 | 1 | Z\ | 1
3WA1116-8AF33-0AA0 |  | Withdrawable circuit breaker with guide frame, IEC 60947-2, frame size 1, 3-poles, In=1600A, breaking capacity E, up to 1000V AC 50/60Hz, Icu=85/50kA at 690/1000V, Trip unit ETU600 LSIG upgrade ready , colordisplay, bluetooth and USB interface, Protection LT, ST, INST, GFx, N-protection required an external N-sensor, incl. trip alarm switch (1xCO), front connection double hole, guide frame with shutter and w/o position signalling switch, without Com & metering function Manual operating mechanism with mechanical closing, without Spring charging motor, Ready-to-close signal. switch, Auxiliary switches 2NO+2NC, without Closing coil (CC), manual operating mechanism with mechanical closing, without Remote trip alarm reset coil (RR), without 2nd shunt trip, without 1st Shunt trip | 183000 | 1 | Z\ | 1
3WA1116-8AF34-0AA0 |  | Withdrawable circuit breaker with guide frame, IEC 60947-2, frame size 1, 3-poles, In=1600A, breaking capacity E, up to 1000V AC 50/60Hz, Icu=85/50kA at 690/1000V, Trip unit ETU600 LSIG upgrade ready , colordisplay, bluetooth and USB interface, Protection LT, ST, INST, GFx, N-protection required an external N-sensor, incl. trip alarm switch (1xCO), rear connection flange, guide frame with shutter and w/o position signalling switch, without Com & metering function Manual operating mechanism with mechanical closing, without Spring charging motor, Ready-to-close signal. switch, Auxiliary switches 2NO+2NC, without Closing coil (CC), manual operating mechanism with mechanical closing, without Remote trip alarm reset coil (RR), without 2nd shunt trip, without 1st Shunt trip | 175000 | 1 | Z\ | 1
3WA1116-8AF41-0AA0 |  | Withdrawable circuit breaker with guide frame, IEC 60947-2, frame size 1, 4-poles, N-pole left, In=1600A, breaking capacity E, up to 1000V AC 50/60Hz, Icu=85/50kA at 690/1000V, Trip unit ETU600 LSIG upgrade ready , colordisplay, bluetooth and USB interface, Protection LT, ST, INST, GFx, include N-protection, (internal N-sensor available), incl. trip alarm switch (1xCO), rear connection vertical, guide frame with shutter and w/o position signalling switch, without Com & metering function Manual operating mechanism with mechanical closing, without Spring charging motor, Ready-to-close signal. switch, Auxiliary switches 2NO+2NC, without Closing coil (CC), manual operating mechanism with mechanical closing, without Remote trip alarm reset coil (RR), without 2nd shunt trip, without 1st Shunt trip | 231000 | 1 | Z\ | 1
3WA1116-8AF42-0AA0 |  | Withdrawable circuit breaker with guide frame, IEC 60947-2, frame size 1, 4-poles, N-pole left, In=1600A, breaking capacity E, up to 1000V AC 50/60Hz, Icu=85/50kA at 690/1000V, Trip unit ETU600 LSIG upgrade ready , colordisplay, bluetooth and USB interface, Protection LT, ST, INST, GFx, include N-protection, (internal N-sensor available), incl. trip alarm switch (1xCO), rear connection horizontal, guide frame with shutter and w/o position signalling switch, without Com & metering function Manual operating mechanism with mechanical closing, without Spring charging motor, Ready-to-close signal. switch, Auxiliary switches 2NO+2NC, without Closing coil (CC), manual operating mechanism with mechanical closing, without Remote trip alarm reset coil (RR), without 2nd shunt trip, without 1st Shunt trip | 227000 | 1 | Z\ | 1
3WA1116-8AF43-0AA0 |  | Withdrawable circuit breaker with guide frame, IEC 60947-2, frame size 1, 4-poles, N-pole left, In=1600A, breaking capacity E, up to 1000V AC 50/60Hz, Icu=85/50kA at 690/1000V, Trip unit ETU600 LSIG upgrade ready , colordisplay, bluetooth and USB interface, Protection LT, ST, INST, GFx, include N-protection, (internal N-sensor available), incl. trip alarm switch (1xCO), front connection double hole, guide frame with shutter and w/o position signalling switch, without Com & metering function Manual operating mechanism with mechanical closing, without Spring charging motor, Ready-to-close signal. switch, Auxiliary switches 2NO+2NC, without Closing coil (CC), manual operating mechanism with mechanical closing, without Remote trip alarm reset coil (RR), without 2nd shunt trip, without 1st Shunt trip | 239000 | 1 | Z\ | 1
3WA1116-8AF44-0AA0 |  | Withdrawable circuit breaker with guide frame, IEC 60947-2, frame size 1, 4-poles, N-pole left, In=1600A, breaking capacity E, up to 1000V AC 50/60Hz, Icu=85/50kA at 690/1000V, Trip unit ETU600 LSIG upgrade ready , colordisplay, bluetooth and USB interface, Protection LT, ST, INST, GFx, include N-protection, (internal N-sensor available), incl. trip alarm switch (1xCO), rear connection flange, guide frame with shutter and w/o position signalling switch, without Com & metering function Manual operating mechanism with mechanical closing, without Spring charging motor, Ready-to-close signal. switch, Auxiliary switches 2NO+2NC, without Closing coil (CC), manual operating mechanism with mechanical closing, without Remote trip alarm reset coil (RR), without 2nd shunt trip, without 1st Shunt trip | 227000 | 1 | Z\ | 1
3WA1116-8CA01-0AA0 |  | Non-automatic circuit breaker Fixed-mounted version, IEC 60947-2, frame size 1, 3-poles, In=1600A to 1000V AC 50/60Hz, breaking capacity E Icc=85/50kA at 690/1000V, without electr. trip unit ETU, rear connection vertical, able to communication, Manual operating mechanism with mechanical closing, without Spring charging motor, Ready-to-close signal. switch, Auxiliary switches 2NO+2NC, without Closing coil (CC), manual operating mechanism with mechanical closing, without Remote trip alarm reset coil (RR), without 2nd shunt trip, without 1st Shunt trip | 113430 | 1 | Z\ | 1
3WA1116-8CA02-0AA0 |  | Non-automatic circuit breaker Fixed-mounted version, IEC 60947-2, frame size 1, 3-poles, In=1600A to 1000V AC 50/60Hz, breaking capacity E Icc=85/50kA at 690/1000V, without electr. trip unit ETU, rear connection horizontal, able to communication, Manual operating mechanism with mechanical closing, without Spring charging motor, Ready-to-close signal. switch, Auxiliary switches 2NO+2NC, without Closing coil (CC), manual operating mechanism with mechanical closing, without Remote trip alarm reset coil (RR), without 2nd shunt trip, without 1st Shunt trip | 111430 | 1 | Z\ | 1
3WA1116-8CA03-0AA0 |  | Non-automatic circuit breaker Fixed-mounted version, IEC 60947-2, frame size 1, 3-poles, In=1600A to 1000V AC 50/60Hz, breaking capacity E Icc=85/50kA at 690/1000V, without electr. trip unit ETU, front connection double hole, able to communication, Manual operating mechanism with mechanical closing, without Spring charging motor, Ready-to-close signal. switch, Auxiliary switches 2NO+2NC, without Closing coil (CC), manual operating mechanism with mechanical closing, without Remote trip alarm reset coil (RR), without 2nd shunt trip, without 1st Shunt trip | 119430 | 1 | Z\ | 1
3WA1116-8CA11-0AA0 |  | Non-automatic circuit breaker Fixed-mounted version, IEC 60947-2, frame size 1, 4-poles, N-pole left, In=1600A to 1000V AC 50/60Hz, breaking capacity E Icc=85/50kA at 690/1000V, without electr. trip unit ETU, rear connection vertical, able to communication, Manual operating mechanism with mechanical closing, without Spring charging motor, Ready-to-close signal. switch, Auxiliary switches 2NO+2NC, without Closing coil (CC), manual operating mechanism with mechanical closing, without Remote trip alarm reset coil (RR), without 2nd shunt trip, without 1st Shunt trip | 149430 | 1 | Z\ | 1
3WA1116-8CA12-0AA0 |  | Non-automatic circuit breaker Fixed-mounted version, IEC 60947-2, frame size 1, 4-poles, N-pole left, In=1600A to 1000V AC 50/60Hz, breaking capacity E Icc=85/50kA at 690/1000V, without electr. trip unit ETU, rear connection horizontal, able to communication, Manual operating mechanism with mechanical closing, without Spring charging motor, Ready-to-close signal. switch, Auxiliary switches 2NO+2NC, without Closing coil (CC), manual operating mechanism with mechanical closing, without Remote trip alarm reset coil (RR), without 2nd shunt trip, without 1st Shunt trip | 145430 | 1 | Z\ | 1
3WA1116-8CA13-0AA0 |  | Non-automatic circuit breaker Fixed-mounted version, IEC 60947-2, frame size 1, 4-poles, N-pole left, In=1600A to 1000V AC 50/60Hz, breaking capacity E Icc=85/50kA at 690/1000V, without electr. trip unit ETU, front connection double hole, able to communication, Manual operating mechanism with mechanical closing, without Spring charging motor, Ready-to-close signal. switch, Auxiliary switches 2NO+2NC, without Closing coil (CC), manual operating mechanism with mechanical closing, without Remote trip alarm reset coil (RR), without 2nd shunt trip, without 1st Shunt trip | 156430 | 1 | Z\ | 1
3WA1116-8CA21-0AA0 |  | AC non-automatic air circuit breaker 3WA, fixed-mounted version, IEC 60947-2, size 1, 4-pole, N pole on right, In=1600 A up to 1000 V AC 50/60 Hz, breaking capacity E, Icc=85/50 kA at 690/1000 V, without electronic trip unit ETU, connection at rear vertical, able to communication, Manual operating mechanism with mechanical closing, without Spring charging motor, Ready-to-close signal. switch, Auxiliary switches 2NO+2NC, without Closing coil (CC), manual operating mechanism with mechanical closing, without Remote trip alarm reset coil (RR), without 2nd shunt trip, without 1st Shunt trip | 149430 | 1 | Z\ | 1
3WA1116-8CA22-0AA0 |  | AC non-automatic air circuit breaker 3WA, fixed-mounted version, IEC 60947-2, size 1, 4-pole, N pole on right, In=1600 A up to 1000 V AC 50/60 Hz, breaking capacity E, Icc=85/50 kA at 690/1000 V, without electronic trip unit ETU, connection at rear horizontal able to communication, Manual operating mechanism with mechanical closing, without Spring charging motor, Ready-to-close signal. switch, Auxiliary switches 2NO+2NC, without Closing coil (CC), manual operating mechanism with mechanical closing, without Remote trip alarm reset coil (RR), without 2nd shunt trip, without 1st Shunt trip | 145430 | 1 | Z\ | 1
3WA1116-8CA23-0AA0 |  | AC non-automatic air circuit breaker 3WA, fixed-mounted version, IEC 60947-2, size 1, 4-pole, N pole on right, In=1600 A up to 1000 V AC 50/60 Hz, breaking capacity E, Icc=85/50 kA at 690/1000 V, without electronic trip unit ETU, front connection double hole, able to communication, Manual operating mechanism with mechanical closing, without Spring charging motor, Ready-to-close signal. switch, Auxiliary switches 2NO+2NC, without Closing coil (CC), manual operating mechanism with mechanical closing, without Remote trip alarm reset coil (RR), without 2nd shunt trip, without 1st Shunt trip | 156430 | 1 | Z\ | 1
3WA1116-8CA31-0AA0 |  | Non-automatic circuit breaker withdrawable version, with guide frame, IEC 60947-2, frame size 1, 3-poles, In=1600A to 1000V AC 50/60Hz, breaking capacity E Icc=85/50kA at 690/1000V, without electr. trip unit ETU, rear connection vertical, guide frame with shutter and w/o position signalling switch, able to communication, Manual operating mechanism with mechanical closing, without Spring charging motor, Ready-to-close signal. switch, Auxiliary switches 2NO+2NC, without Closing coil (CC), manual operating mechanism with mechanical closing, without Remote trip alarm reset coil (RR), without 2nd shunt trip, without 1st Shunt trip | 150430 | 1 | Z\ | 1
3WA1116-8CA32-0AA0 |  | Non-automatic circuit breaker withdrawable version, with guide frame, IEC 60947-2, frame size 1, 3-poles, In=1600A to 1000V AC 50/60Hz, breaking capacity E Icc=85/50kA at 690/1000V, without electr. trip unit ETU, rear connection horizontal, guide frame with shutter and w/o position signalling switch, able to communication, Manual operating mechanism with mechanical closing, without Spring charging motor, Ready-to-close signal. switch, Auxiliary switches 2NO+2NC, without Closing coil (CC), manual operating mechanism with mechanical closing, without Remote trip alarm reset coil (RR), without 2nd shunt trip, without 1st Shunt trip | 147430 | 1 | Z\ | 1
3WA1116-8CA33-0AA0 |  | Non-automatic circuit breaker withdrawable version, with guide frame, IEC 60947-2, frame size 1, 3-poles, In=1600A to 1000V AC 50/60Hz, breaking capacity E Icc=85/50kA at 690/1000V, without electr. trip unit ETU, front connection double hole, guide frame with shutter and w/o position signalling switch, able to communication, Manual operating mechanism with mechanical closing, without Spring charging motor, Ready-to-close signal. switch, Auxiliary switches 2NO+2NC, without Closing coil (CC), manual operating mechanism with mechanical closing, without Remote trip alarm reset coil (RR), without 2nd shunt trip, without 1st Shunt trip | 156430 | 1 | Z\ | 1
3WA1116-8CA34-0AA0 |  | Non-automatic circuit breaker withdrawable version, with guide frame, IEC 60947-2, frame size 1, 3-poles, In=1600A to 1000V AC 50/60Hz, breaking capacity E Icc=85/50kA at 690/1000V, without electr. trip unit ETU, rear connection flange, guide frame with shutter and w/o position signalling switch, able to communication, Manual operating mechanism with mechanical closing, without Spring charging motor, Ready-to-close signal. switch, Auxiliary switches 2NO+2NC, without Closing coil (CC), manual operating mechanism with mechanical closing, without Remote trip alarm reset coil (RR), without 2nd shunt trip, without 1st Shunt trip | 147430 | 1 | Z\ | 1
3WA1116-8CA41-0AA0 |  | Non-automatic circuit breaker withdrawable version, with guide frame, IEC 60947-2, frame size 1, 4-poles, N-pole left, In=1600A to 1000V AC 50/60Hz, breaking capacity E Icc=85/50kA at 690/1000V, without electr. trip unit ETU, rear connection vertical, guide frame with shutter and w/o position signalling switch, able to communication, Manual operating mechanism with mechanical closing, without Spring charging motor, Ready-to-close signal. switch, Auxiliary switches 2NO+2NC, without Closing coil (CC), manual operating mechanism with mechanical closing, without Remote trip alarm reset coil (RR), without 2nd shunt trip, without 1st Shunt trip | 197430 | 1 | Z\ | 1
3WA1116-8CA42-0AA0 |  | Non-automatic circuit breaker withdrawable version, with guide frame, IEC 60947-2, frame size 1, 4-poles, N-pole left, In=1600A to 1000V AC 50/60Hz, breaking capacity E Icc=85/50kA at 690/1000V, without electr. trip unit ETU, rear connection horizontal, guide frame with shutter and w/o position signalling switch, able to communication, Manual operating mechanism with mechanical closing, without Spring charging motor, Ready-to-close signal. switch, Auxiliary switches 2NO+2NC, without Closing coil (CC), manual operating mechanism with mechanical closing, without Remote trip alarm reset coil (RR), without 2nd shunt trip, without 1st Shunt trip | 193430 | 1 | Z\ | 1
3WA1116-8CA43-0AA0 |  | Non-automatic circuit breaker withdrawable version, with guide frame, IEC 60947-2, frame size 1, 4-poles, N-pole left, In=1600A to 1000V AC 50/60Hz, breaking capacity E Icc=85/50kA at 690/1000V, without electr. trip unit ETU, front connection double hole, guide frame with shutter and w/o position signalling switch, able to communication, Manual operating mechanism with mechanical closing, without Spring charging motor, Ready-to-close signal. switch, Auxiliary switches 2NO+2NC, without Closing coil (CC), manual operating mechanism with mechanical closing, without Remote trip alarm reset coil (RR), without 2nd shunt trip, without 1st Shunt trip | 205430 | 1 | Z\ | 1
3WA1116-8CA44-0AA0 |  | Non-automatic circuit breaker withdrawable version, with guide frame, IEC 60947-2, frame size 1, 4-poles, N-pole left, In=1600A to 1000V AC 50/60Hz, breaking capacity E Icc=85/50kA at 690/1000V, without electr. trip unit ETU, rear connection flange, guide frame with shutter and w/o position signalling switch, able to communication, Manual operating mechanism with mechanical closing, without Spring charging motor, Ready-to-close signal. switch, Auxiliary switches 2NO+2NC, without Closing coil (CC), manual operating mechanism with mechanical closing, without Remote trip alarm reset coil (RR), without 2nd shunt trip, without 1st Shunt trip | 193430 | 1 | Z\ | 1
3WA1120-2AA01-0AA0 |  | Non-automatic circuit breaker Fixed-mounted version, IEC 60947-2, frame size 1, 3-poles, In=2000A up to 690V AC 50/60Hz, breaking capacity N Icc=55/42kA at 500/690V, without electr. trip unit ETU, rear connection vertical, without Com & metering function Manual operating mechanism with mechanical closing, without Spring charging motor, Ready-to-close signal. switch, Auxiliary switches 2NO+2NC, without Closing coil (CC), manual operating mechanism with mechanical closing, without Remote trip alarm reset coil (RR), without 2nd shunt trip, without 1st Shunt trip | 92000 | 1 | Z\ | 1
3WA1120-2AA01-4EA4-Z | S55 | Non-automatic circuit breaker Fixed-mounted version, IEC 60947-2, frame size 1, 3-poles, In=2000A up to 690V AC 50/60Hz, breaking capacity N Icc=55/42kA at 500/690V, without electr. trip unit ETU, rear connection vertical, without Com & metering function with manual and motorized operating mechanism (M) 208-240 V AC / 220-250 V DC, Storage status and ready-to- close signaling switches, Auxiliary switches 2NO+2NC, Closing coil (CC) 100% OP 208-240 V AC / 220-250 V DC, applicable for continuous duty, without Remote trip alarm reset coil (RR), without 2nd shunt trip, Shunt trip (ST) 100% OP 208-240 V AC / 220-250 V DC, suitable for continuous duty, Option S55 = Mutual mechanical interlocking with 2 m bowden cable for circuit breakers in fixed- mounted design necessary once for each circuit breaker. | 121640 | 1 | Z\ | 1
3WA1120-2AA02-0AA0 |  | Non-automatic circuit breaker Fixed-mounted version, IEC 60947-2, frame size 1, 3-poles, In=2000A up to 690V AC 50/60Hz, breaking capacity N Icc=55/42kA at 500/690V, without electr. trip unit ETU, rear connection horizontal, without Com & metering function Manual operating mechanism with mechanical closing, without Spring charging motor, Ready-to-close signal. switch, Auxiliary switches 2NO+2NC, without Closing coil (CC), manual operating mechanism with mechanical closing, without Remote trip alarm reset coil (RR), without 2nd shunt trip, without 1st Shunt trip | 88600 | 1 | Z\ | 1
3WA1120-2AA03-0AA0 |  | Non-automatic circuit breaker Fixed-mounted version, IEC 60947-2, frame size 1, 3-poles, In=2000A up to 690V AC 50/60Hz, breaking capacity N Icc=55/42kA at 500/690V, without electr. trip unit ETU, front connection double hole, without Com & metering function Manual operating mechanism with mechanical closing, without Spring charging motor, Ready-to-close signal. switch, Auxiliary switches 2NO+2NC, without Closing coil (CC), manual operating mechanism with mechanical closing, without Remote trip alarm reset coil (RR), without 2nd shunt trip, without 1st Shunt trip | 98600 | 1 | Z\ | 1
3WA1120-2AA11-0AA0 |  | Non-automatic circuit breaker Fixed-mounted version, IEC 60947-2, frame size 1, 4-poles, N-pole left, In=2000A up to 690V AC 50/60Hz, breaking capacity N Icc=55/42kA at 500/690V, without electr. trip unit ETU, rear connection vertical, without Com & metering function Manual operating mechanism with mechanical closing, without Spring charging motor, Ready-to-close signal. switch, Auxiliary switches 2NO+2NC, without Closing coil (CC), manual operating mechanism with mechanical closing, without Remote trip alarm reset coil (RR), without 2nd shunt trip, without 1st Shunt trip | 121000 | 1 | Z\ | 1
3WA1120-2AA12-0AA0 |  | Non-automatic circuit breaker Fixed-mounted version, IEC 60947-2, frame size 1, 4-poles, N-pole left, In=2000A up to 690V AC 50/60Hz, breaking capacity N Icc=55/42kA at 500/690V, without electr. trip unit ETU, rear connection horizontal, without Com & metering function Manual operating mechanism with mechanical closing, without Spring charging motor, Ready-to-close signal. switch, Auxiliary switches 2NO+2NC, without Closing coil (CC), manual operating mechanism with mechanical closing, without Remote trip alarm reset coil (RR), without 2nd shunt trip, without 1st Shunt trip | 117000 | 1 | Z\ | 1
3WA1120-2AA13-0AA0 |  | Non-automatic circuit breaker Fixed-mounted version, IEC 60947-2, frame size 1, 4-poles, N-pole left, In=2000A up to 690V AC 50/60Hz, breaking capacity N Icc=55/42kA at 500/690V, without electr. trip unit ETU, front connection double hole, without Com & metering function Manual operating mechanism with mechanical closing, without Spring charging motor, Ready-to-close signal. switch, Auxiliary switches 2NO+2NC, without Closing coil (CC), manual operating mechanism with mechanical closing, without Remote trip alarm reset coil (RR), without 2nd shunt trip, without 1st Shunt trip | 130000 | 1 | Z\ | 1
3WA1120-2AA21-0AA0 |  | AC non-automatic air circuit breaker 3WA, fixed-mounted version, IEC 60947-2, size 1, 4-pole, N pole on right, In=2000 A up to 690 V AC 50/60 Hz, breaking capacity N, Icc=55/42 kA at 500/690 V, without electronic trip unit ETU, connection at rear vertical, without Com & metering function Manual operating mechanism with mechanical closing, without Spring charging motor, Ready-to-close signal. switch, Auxiliary switches 2NO+2NC, without Closing coil (CC), manual operating mechanism with mechanical closing, without Remote trip alarm reset coil (RR), without 2nd shunt trip, without 1st Shunt trip | 121000 | 1 | Z\ | 1
3WA1120-2AA22-0AA0 |  | AC non-automatic air circuit breaker 3WA, fixed-mounted version, IEC 60947-2, size 1, 4-pole, N pole on right, In=2000 A up to 690 V AC 50/60 Hz, breaking capacity N, Icc=55/42 kA at 500/690 V, without electronic trip unit ETU, connection at rear horizontal without Com & metering function Manual operating mechanism with mechanical closing, without Spring charging motor, Ready-to-close signal. switch, Auxiliary switches 2NO+2NC, without Closing coil (CC), manual operating mechanism with mechanical closing, without Remote trip alarm reset coil (RR), without 2nd shunt trip, without 1st Shunt trip | 117000 | 1 | Z\ | 1
3WA1120-2AA23-0AA0 |  | AC non-automatic air circuit breaker 3WA, fixed-mounted version, IEC 60947-2, size 1, 4-pole, N pole on right, In=2000 A up to 690 V AC 50/60 Hz, breaking capacity N, Icc=55/42 kA at 500/690 V, without electronic trip unit ETU, front connection double hole, without Com & metering function Manual operating mechanism with mechanical closing, without Spring charging motor, Ready-to-close signal. switch, Auxiliary switches 2NO+2NC, without Closing coil (CC), manual operating mechanism with mechanical closing, without Remote trip alarm reset coil (RR), without 2nd shunt trip, without 1st Shunt trip | 130000 | 1 | Z\ | 1
3WA1120-2AA31-0AA0 |  | Non-automatic circuit breaker withdrawable version, with guide frame, IEC 60947-2, frame size 1, 3-poles, In=2000A up to 690V AC 50/60Hz, breaking capacity N Icc=55/42kA at 500/690V, without electr. trip unit ETU, rear connection vertical, guide frame with shutter and w/o position signalling switch, without Com & metering function Manual operating mechanism with mechanical closing, without Spring charging motor, Ready-to-close signal. switch, Auxiliary switches 2NO+2NC, without Closing coil (CC), manual operating mechanism with mechanical closing, without Remote trip alarm reset coil (RR), without 2nd shunt trip, without 1st Shunt trip | 121000 | 1 | Z\ | 1
3WA1120-2AA32-0AA0 |  | Non-automatic circuit breaker withdrawable version, with guide frame, IEC 60947-2, frame size 1, 3-poles, In=2000A up to 690V AC 50/60Hz, breaking capacity N Icc=55/42kA at 500/690V, without electr. trip unit ETU, rear connection horizontal, guide frame with shutter and w/o position signalling switch, without Com & metering function Manual operating mechanism with mechanical closing, without Spring charging motor, Ready-to-close signal. switch, Auxiliary switches 2NO+2NC, without Closing coil (CC), manual operating mechanism with mechanical closing, without Remote trip alarm reset coil (RR), without 2nd shunt trip, without 1st Shunt trip | 117000 | 1 | Z\ | 1
3WA1120-2AA33-0AA0 |  | Non-automatic circuit breaker withdrawable version, with guide frame, IEC 60947-2, frame size 1, 3-poles, In=2000A up to 690V AC 50/60Hz, breaking capacity N Icc=55/42kA at 500/690V, without electr. trip unit ETU, front connection double hole, guide frame with shutter and w/o position signalling switch, without Com & metering function Manual operating mechanism with mechanical closing, without Spring charging motor, Ready-to-close signal. switch, Auxiliary switches 2NO+2NC, without Closing coil (CC), manual operating mechanism with mechanical closing, without Remote trip alarm reset coil (RR), without 2nd shunt trip, without 1st Shunt trip | 127000 | 1 | Z\ | 1
3WA1120-2AA34-0AA0 |  | Non-automatic circuit breaker withdrawable version, with guide frame, IEC 60947-2, frame size 1, 3-poles, In=2000A up to 690V AC 50/60Hz, breaking capacity N Icc=55/42kA at 500/690V, without electr. trip unit ETU, rear connection flange, guide frame with shutter and w/o position signalling switch, without Com & metering function Manual operating mechanism with mechanical closing, without Spring charging motor, Ready-to-close signal. switch, Auxiliary switches 2NO+2NC, without Closing coil (CC), manual operating mechanism with mechanical closing, without Remote trip alarm reset coil (RR), without 2nd shunt trip, without 1st Shunt trip | 117000 | 1 | Z\ | 1
3WA1120-2AA41-0AA0 |  | Non-automatic circuit breaker withdrawable version, with guide frame, IEC 60947-2, frame size 1, 4-poles, N-pole left, In=2000A up to 690V AC 50/60Hz, breaking capacity N Icc=55/42kA at 500/690V, without electr. trip unit ETU, rear connection vertical, guide frame with shutter and w/o position signalling switch, without Com & metering function Manual operating mechanism with mechanical closing, without Spring charging motor, Ready-to-close signal. switch, Auxiliary switches 2NO+2NC, without Closing coil (CC), manual operating mechanism with mechanical closing, without Remote trip alarm reset coil (RR), without 2nd shunt trip, without 1st Shunt trip | 159000 | 1 | Z\ | 1
3WA1120-2AA42-0AA0 |  | Non-automatic circuit breaker withdrawable version, with guide frame, IEC 60947-2, frame size 1, 4-poles, N-pole left, In=2000A up to 690V AC 50/60Hz, breaking capacity N Icc=55/42kA at 500/690V, without electr. trip unit ETU, rear connection horizontal, guide frame with shutter and w/o position signalling switch, without Com & metering function Manual operating mechanism with mechanical closing, without Spring charging motor, Ready-to-close signal. switch, Auxiliary switches 2NO+2NC, without Closing coil (CC), manual operating mechanism with mechanical closing, without Remote trip alarm reset coil (RR), without 2nd shunt trip, without 1st Shunt trip | 155000 | 1 | Z\ | 1
3WA1120-2AA43-0AA0 |  | Non-automatic circuit breaker withdrawable version, with guide frame, IEC 60947-2, frame size 1, 4-poles, N-pole left, In=2000A up to 690V AC 50/60Hz, breaking capacity N Icc=55/42kA at 500/690V, without electr. trip unit ETU, front connection double hole, guide frame with shutter and w/o position signalling switch, without Com & metering function Manual operating mechanism with mechanical closing, without Spring charging motor, Ready-to-close signal. switch, Auxiliary switches 2NO+2NC, without Closing coil (CC), manual operating mechanism with mechanical closing, without Remote trip alarm reset coil (RR), without 2nd shunt trip, without 1st Shunt trip | 168000 | 1 | Z\ | 1
3WA1120-2AA44-0AA0 |  | Non-automatic circuit breaker withdrawable version, with guide frame, IEC 60947-2, frame size 1, 4-poles, N-pole left, In=2000A up to 690V AC 50/60Hz, breaking capacity N Icc=55/42kA at 500/690V, without electr. trip unit ETU, rear connection flange, guide frame with shutter and w/o position signalling switch, without Com & metering function Manual operating mechanism with mechanical closing, without Spring charging motor, Ready-to-close signal. switch, Auxiliary switches 2NO+2NC, without Closing coil (CC), manual operating mechanism with mechanical closing, without Remote trip alarm reset coil (RR), without 2nd shunt trip, without 1st Shunt trip | 155000 | 1 | Z\ | 1
3WA1120-2AB01-0AA0 |  | Fixed-mounted circuit breaker IEC 60947-2, frame size 1, 3-poles, In=2000A up to 690V AC 50/60Hz, breaking capacity N Icu=55/42kA at 500/690V, Trip unit ETU300 LSI optimized for standard applica- tions, without display Protection LT, ST, INST, N-protection required an external N-sensor, incl. trip alarm switch (1xCO), rear connection vertical, without Com & metering function Manual operating mechanism with mechanical closing, without Spring charging motor, Ready-to-close signal. switch, Auxiliary switches 2NO+2NC, without Closing coil (CC), manual operating mechanism with mechanical closing, without Remote trip alarm reset coil (RR), without 2nd shunt trip, without 1st Shunt trip | 102000 | 1 | Z\ | 1
3WA1120-2AB01-0AA0-Z | S07T40 | Fixed-mounted circuit breaker IEC 60947-2, frame size 1, 3-poles, In=2000A up to 690V AC 50/60Hz, breaking capacity N Icu=55/42kA at 500/690V, Trip unit ETU300 LSI optimized for standard applica- tions, without display Protection LT, ST, INST, N-protection required an external N-sensor, incl. trip alarm switch (1xCO), rear connection vertical, without Com & metering function Manual operating mechanism with mechanical closing, without Spring charging motor, Ready-to-close signal. switch, Auxiliary switches 2NO+2NC, without Closing coil (CC), manual operating mechanism with mechanical closing, without Remote trip alarm reset coil (RR), without 2nd shunt trip, without 1st Shunt trip Option S07 = Locking provision against unauthorized closing Secured Open; for padlock device Padlocks are not included. Option T40 = Door sealing frame IP41 | 105900 | 1 | Z\ | 1
3WA1120-2AB02-0AA0 |  | Fixed-mounted circuit breaker IEC 60947-2, frame size 1, 3-poles, In=2000A up to 690V AC 50/60Hz, breaking capacity N Icu=55/42kA at 500/690V, Trip unit ETU300 LSI optimized for standard applica- tions, without display Protection LT, ST, INST, N-protection required an external N-sensor, incl. trip alarm switch (1xCO), rear connection horizontal, without Com & metering function Manual operating mechanism with mechanical closing, without Spring charging motor, Ready-to-close signal. switch, Auxiliary switches 2NO+2NC, without Closing coil (CC), manual operating mechanism with mechanical closing, without Remote trip alarm reset coil (RR), without 2nd shunt trip, without 1st Shunt trip | 98900 | 1 | Z\ | 1
3WA1120-2AB02-0AA0-Z | S07T40 | Fixed-mounted circuit breaker IEC 60947-2, frame size 1, 3-poles, In=2000A up to 690V AC 50/60Hz, breaking capacity N Icu=55/42kA at 500/690V, Trip unit ETU300 LSI optimized for standard applica- tions, without display Protection LT, ST, INST, N-protection required an external N-sensor, incl. trip alarm switch (1xCO), rear connection horizontal, without Com & metering function Manual operating mechanism with mechanical closing, without Spring charging motor, Ready-to-close signal. switch, Auxiliary switches 2NO+2NC, without Closing coil (CC), manual operating mechanism with mechanical closing, without Remote trip alarm reset coil (RR), without 2nd shunt trip, without 1st Shunt trip Option S07 = Locking provision against unauthorized closing Secured Open; for padlock device Padlocks are not included. Option T40 = Door sealing frame IP41 | 102800 | 1 | Z\ | 1
3WA1120-2AB03-0AA0 |  | Fixed-mounted circuit breaker IEC 60947-2, frame size 1, 3-poles, In=2000A up to 690V AC 50/60Hz, breaking capacity N Icu=55/42kA at 500/690V, Trip unit ETU300 LSI optimized for standard applica- tions, without display Protection LT, ST, INST, N-protection required an external N-sensor, incl. trip alarm switch (1xCO), front connection double hole, without Com & metering function Manual operating mechanism with mechanical closing, without Spring charging motor, Ready-to-close signal. switch, Auxiliary switches 2NO+2NC, without Closing coil (CC), manual operating mechanism with mechanical closing, without Remote trip alarm reset coil (RR), without 2nd shunt trip, without 1st Shunt trip | 109000 | 1 | Z\ | 1
3WA1120-2AB11-0AA0 |  | Fixed-mounted circuit breaker IEC 60947-2, frame size 1, 4-poles, N-pole left, In=2000A up to 690V AC 50/60Hz, breaking capacity N Icu=55/42kA at 500/690V, Trip unit ETU300 LSI optimized for standard applica- tions, without display Protection LT, ST, INST, include N-protection, (internal N-sensor available), incl. trip alarm switch (1xCO), rear connection vertical, without Com & metering function Manual operating mechanism with mechanical closing, without Spring charging motor, Ready-to-close signal. switch, Auxiliary switches 2NO+2NC, without Closing coil (CC), manual operating mechanism with mechanical closing, without Remote trip alarm reset coil (RR), without 2nd shunt trip, without 1st Shunt trip | 137000 | 1 | Z\ | 1
3WA1120-2AB12-0AA0 |  | Fixed-mounted circuit breaker IEC 60947-2, frame size 1, 4-poles, N-pole left, In=2000A up to 690V AC 50/60Hz, breaking capacity N Icu=55/42kA at 500/690V, Trip unit ETU300 LSI optimized for standard applica- tions, without display Protection LT, ST, INST, include N-protection, (internal N-sensor available), incl. trip alarm switch (1xCO), rear connection horizontal, without Com & metering function Manual operating mechanism with mechanical closing, without Spring charging motor, Ready-to-close signal. switch, Auxiliary switches 2NO+2NC, without Closing coil (CC), manual operating mechanism with mechanical closing, without Remote trip alarm reset coil (RR), without 2nd shunt trip, without 1st Shunt trip | 132000 | 1 | Z\ | 1
3WA1120-2AB13-0AA0 |  | Fixed-mounted circuit breaker IEC 60947-2, frame size 1, 4-poles, N-pole left, In=2000A up to 690V AC 50/60Hz, breaking capacity N Icu=55/42kA at 500/690V, Trip unit ETU300 LSI optimized for standard applica- tions, without display Protection LT, ST, INST, include N-protection, (internal N-sensor available), incl. trip alarm switch (1xCO), front connection double hole, without Com & metering function Manual operating mechanism with mechanical closing, without Spring charging motor, Ready-to-close signal. switch, Auxiliary switches 2NO+2NC, without Closing coil (CC), manual operating mechanism with mechanical closing, without Remote trip alarm reset coil (RR), without 2nd shunt trip, without 1st Shunt trip | 145000 | 1 | Z\ | 1
3WA1120-2AB21-0AA0 |  | fixed-mounted circuit breaker, IEC 60947-2, size 1, 4-pole, N pole on right, In=2000 A up to 690 V AC 50/60 Hz, breaking capacity N Icc=55/42 kA at 500/690 V, tripping unit ETU300 LSI optimized for standard applications, without display, basic protection LT, ST, INST, including protection of the N conductor (internal neutral point sensor available) trip alarm switch (1 x CO), connection at rear vertical, without Com & metering function Manual operating mechanism with mechanical closing, without Spring charging motor, Ready-to-close signal. switch, Auxiliary switches 2NO+2NC, without Closing coil (CC), manual operating mechanism with mechanical closing, without Remote trip alarm reset coil (RR), without 2nd shunt trip, without 1st Shunt trip | 137000 | 1 | Z\ | 1
3WA1120-2AB22-0AA0 |  | fixed-mounted circuit breaker, IEC 60947-2, size 1, 4-pole, N pole on right, In=2000 A up to 690 V AC 50/60 Hz, breaking capacity N Icc=55/42 kA at 500/690 V, tripping unit ETU300 LSI optimized for standard applications, without display, basic protection LT, ST, INST, including protection of the N conductor (internal neutral point sensor available) trip alarm switch (1 x CO), connection at rear horizontal without Com & metering function Manual operating mechanism with mechanical closing, without Spring charging motor, Ready-to-close signal. switch, Auxiliary switches 2NO+2NC, without Closing coil (CC), manual operating mechanism with mechanical closing, without Remote trip alarm reset coil (RR), without 2nd shunt trip, without 1st Shunt trip | 132000 | 1 | Z\ | 1
3WA1120-2AB23-0AA0 |  | fixed-mounted circuit breaker, IEC 60947-2, size 1, 4-pole, N pole on right, In=2000 A up to 690 V AC 50/60 Hz, breaking capacity N Icc=55/42 kA at 500/690 V, tripping unit ETU300 LSI optimized for standard applications, without display, basic protection LT, ST, INST, including protection of the N conductor (internal neutral point sensor available) trip alarm switch (1 x CO), front connection double hole, without Com & metering function Manual operating mechanism with mechanical closing, without Spring charging motor, Ready-to-close signal. switch, Auxiliary switches 2NO+2NC, without Closing coil (CC), manual operating mechanism with mechanical closing, without Remote trip alarm reset coil (RR), without 2nd shunt trip, without 1st Shunt trip | 145000 | 1 | Z\ | 1
3WA1120-2AB31-0AA0 |  | Withdrawable circuit breaker with guide frame, IEC 60947-2, frame size 1, 3-poles, In=2000A up to 690V AC 50/60Hz, breaking capacity N Icu=55/42kA at 500/690V, Trip unit ETU300 LSI optimized for standard applica- tions, without display Protection LT, ST, INST, N-protection required an external N-sensor, incl. trip alarm switch (1xCO), rear connection vertical, guide frame with shutter and w/o position signalling switch, without Com & metering function Manual operating mechanism with mechanical closing, without Spring charging motor, Ready-to-close signal. switch, Auxiliary switches 2NO+2NC, without Closing coil (CC), manual operating mechanism with mechanical closing, without Remote trip alarm reset coil (RR), without 2nd shunt trip, without 1st Shunt trip | 136000 | 1 | Z\ | 1
3WA1120-2AB31-4EA4-Z | R55T40 | Withdrawable circuit breaker with guide frame, IEC 60947-2, frame size 1, 3-poles, In=2000A up to 690V AC 50/60Hz, breaking capacity N Icu=55/42kA at 500/690V, Trip unit ETU300 LSI optimized for standard applica- tions, without display Protection LT, ST, INST, N-protection required an external N-sensor, incl. trip alarm switch (1xCO), rear connection vertical, guide frame with shutter and w/o position signalling switch, without Com & metering function with manual and motorized operating mechanism (M) 208-240 V AC / 220-250 V DC, Storage status and ready-to- close signaling switches, Auxiliary switches 2NO+2NC, Closing coil (CC) 100% OP 208-240 V AC / 220-250 V DC, applicable for continuous duty, without Remote trip alarm reset coil (RR), without 2nd shunt trip, Shunt trip (ST) 100% OP 208-240 V AC / 220-250 V DC, suitable for continuous duty, Option R55 = Mutual mechanical interlocking with 2 m bowden cable for circuit breakers in withdraw- able design necessary once for each circuit breaker. Option T40 = Door sealing frame IP41 | 168280 | 1 | Z\ | 1
3WA1120-2AB32-0AA0 |  | Withdrawable circuit breaker with guide frame, IEC 60947-2, frame size 1, 3-poles, In=2000A up to 690V AC 50/60Hz, breaking capacity N Icu=55/42kA at 500/690V, Trip unit ETU300 LSI optimized for standard applica- tions, without display Protection LT, ST, INST, N-protection required an external N-sensor, incl. trip alarm switch (1xCO), rear connection horizontal, guide frame with shutter and w/o position signalling switch, without Com & metering function Manual operating mechanism with mechanical closing, without Spring charging motor, Ready-to-close signal. switch, Auxiliary switches 2NO+2NC, without Closing coil (CC), manual operating mechanism with mechanical closing, without Remote trip alarm reset coil (RR), without 2nd shunt trip, without 1st Shunt trip | 133000 | 1 | Z\ | 1
3WA1120-2AB32-0DA3-Z | T40 | Withdrawable circuit breaker with guide frame, IEC 60947-2, frame size 1, 3-poles, In=2000A up to 690V AC 50/60Hz, breaking capacity N Icu=55/42kA at 500/690V, Trip unit ETU300 LSI optimized for standard applica- tions, without display Protection LT, ST, INST, N-protection required an external N-sensor, incl. trip alarm switch (1xCO), rear connection horizontal, guide frame with shutter and w/o position signalling switch, without Com & metering function Manual operating mechanism with mechanical closing, without Spring charging motor, Ready-to-close signal. switch, Auxiliary switches 2NO+2NC, Closing coil (CC) 100% OP 110-127 V AC / 110-125 V DC, applicable for continuous duty, without Remote trip alarm reset coil (RR), without 2nd shunt trip, Shunt trip (ST) 100% OP 110-127 V AC / 110-125 V DC, suitable for continuous duty, Option T40 = Door sealing frame IP41 | 141820 | 1 | Z\ | 1
3WA1120-2AB32-4EA4-Z | C01K06T40 | Withdrawable circuit breaker with guide frame, IEC 60947-2, frame size 1, 3-poles, In=2000A up to 690V AC 50/60Hz, breaking capacity N Icu=55/42kA at 500/690V, Trip unit ETU300 LSI optimized for standard applica- tions, without display Protection LT, ST, INST, N-protection required an external N-sensor, incl. trip alarm switch (1xCO), rear connection horizontal, guide frame with shutter and w/o position signalling switch, without Com & metering function with manual and motorized operating mechanism (M) 208-240 V AC / 220-250 V DC, Storage status and ready-to- close signaling switches, Auxiliary switches 2NO+2NC, Closing coil (CC) 100% OP 208-240 V AC / 220-250 V DC, applicable for continuous duty, without Remote trip alarm reset coil (RR), without 2nd shunt trip, Shunt trip (ST) 100% OP 208-240 V AC / 220-250 V DC, suitable for continuous duty, Option C01 = Operations counter for circuit breaker Option K06 = 2nd Trip alarm switch 1 NO contact (S25) Option T40 = Door sealing frame IP41 | 161880 | 1 | Z\ | 1
3WA1120-2AB32-8BA1-Z | C01R55T40 | Withdrawable circuit breaker with guide frame, IEC 60947-2, frame size 1, 3-poles, In=2000A up to 690V AC 50/60Hz, breaking capacity N Icu=55/42kA at 500/690V, Trip unit ETU300 LSI optimized for standard applica- tions, without display Protection LT, ST, INST, N-protection required an external N-sensor, incl. trip alarm switch (1xCO), rear connection horizontal, guide frame with shutter and w/o position signalling switch, without Com & metering function with manual and motorized operating mechanism (M) 208-240 V AC / 220-250 V DC, Storage status and ready-to- close signaling switches, Auxiliary switches 4NO+4NC, Closing coil (CC) 100% OP 24-30 V DC, applicable for continuous duty, without Remote trip alarm reset coil (RR), without 2nd shunt trip, Shunt trip (ST) 100% OP 24-30 V DC, suitable for continuous duty, Option C01 = Operations counter for circuit breaker Option R55 = Mutual mechanical interlocking with 2 m bowden cable for circuit breakers in withdraw- able design necessary once for each circuit breaker. Option T40 = Door sealing frame IP41 | 172160 | 1 | Z\ | 1
3WA1120-2AB33-0AA0 |  | Withdrawable circuit breaker with guide frame, IEC 60947-2, frame size 1, 3-poles, In=2000A up to 690V AC 50/60Hz, breaking capacity N Icu=55/42kA at 500/690V, Trip unit ETU300 LSI optimized for standard applica- tions, without display Protection LT, ST, INST, N-protection required an external N-sensor, incl. trip alarm switch (1xCO), front connection double hole, guide frame with shutter and w/o position signalling switch, without Com & metering function Manual operating mechanism with mechanical closing, without Spring charging motor, Ready-to-close signal. switch, Auxiliary switches 2NO+2NC, without Closing coil (CC), manual operating mechanism with mechanical closing, without Remote trip alarm reset coil (RR), without 2nd shunt trip, without 1st Shunt trip | 143000 | 1 | Z\ | 1
3WA1120-2AB34-0AA0 |  | Withdrawable circuit breaker with guide frame, IEC 60947-2, frame size 1, 3-poles, In=2000A up to 690V AC 50/60Hz, breaking capacity N Icu=55/42kA at 500/690V, Trip unit ETU300 LSI optimized for standard applica- tions, without display Protection LT, ST, INST, N-protection required an external N-sensor, incl. trip alarm switch (1xCO), rear connection flange, guide frame with shutter and w/o position signalling switch, without Com & metering function Manual operating mechanism with mechanical closing, without Spring charging motor, Ready-to-close signal. switch, Auxiliary switches 2NO+2NC, without Closing coil (CC), manual operating mechanism with mechanical closing, without Remote trip alarm reset coil (RR), without 2nd shunt trip, without 1st Shunt trip | 133000 | 1 | Z\ | 1
3WA1120-2AB41-0AA0 |  | Withdrawable circuit breaker with guide frame, IEC 60947-2, frame size 1, 4-poles, N-pole left, In=2000A up to 690V AC 50/60Hz, breaking capacity N Icu=55/42kA at 500/690V, Trip unit ETU300 LSI optimized for standard applica- tions, without display Protection LT, ST, INST, include N-protection, (internal N-sensor available), incl. trip alarm switch (1xCO), rear connection vertical, guide frame with shutter and w/o position signalling switch, without Com & metering function Manual operating mechanism with mechanical closing, without Spring charging motor, Ready-to-close signal. switch, Auxiliary switches 2NO+2NC, without Closing coil (CC), manual operating mechanism with mechanical closing, without Remote trip alarm reset coil (RR), without 2nd shunt trip, without 1st Shunt trip | 181000 | 1 | Z\ | 1
3WA1120-2AB42-0AA0 |  | Withdrawable circuit breaker with guide frame, IEC 60947-2, frame size 1, 4-poles, N-pole left, In=2000A up to 690V AC 50/60Hz, breaking capacity N Icu=55/42kA at 500/690V, Trip unit ETU300 LSI optimized for standard applica- tions, without display Protection LT, ST, INST, include N-protection, (internal N-sensor available), incl. trip alarm switch (1xCO), rear connection horizontal, guide frame with shutter and w/o position signalling switch, without Com & metering function Manual operating mechanism with mechanical closing, without Spring charging motor, Ready-to-close signal. switch, Auxiliary switches 2NO+2NC, without Closing coil (CC), manual operating mechanism with mechanical closing, without Remote trip alarm reset coil (RR), without 2nd shunt trip, without 1st Shunt trip | 177000 | 1 | Z\ | 1
3WA1120-2AB43-0AA0 |  | Withdrawable circuit breaker with guide frame, IEC 60947-2, frame size 1, 4-poles, N-pole left, In=2000A up to 690V AC 50/60Hz, breaking capacity N Icu=55/42kA at 500/690V, Trip unit ETU300 LSI optimized for standard applica- tions, without display Protection LT, ST, INST, include N-protection, (internal N-sensor available), incl. trip alarm switch (1xCO), front connection double hole, guide frame with shutter and w/o position signalling switch, without Com & metering function Manual operating mechanism with mechanical closing, without Spring charging motor, Ready-to-close signal. switch, Auxiliary switches 2NO+2NC, without Closing coil (CC), manual operating mechanism with mechanical closing, without Remote trip alarm reset coil (RR), without 2nd shunt trip, without 1st Shunt trip | 190000 | 1 | Z\ | 1
3WA1120-2AB44-0AA0 |  | Withdrawable circuit breaker with guide frame, IEC 60947-2, frame size 1, 4-poles, N-pole left, In=2000A up to 690V AC 50/60Hz, breaking capacity N Icu=55/42kA at 500/690V, Trip unit ETU300 LSI optimized for standard applica- tions, without display Protection LT, ST, INST, include N-protection, (internal N-sensor available), incl. trip alarm switch (1xCO), rear connection flange, guide frame with shutter and w/o position signalling switch, without Com & metering function Manual operating mechanism with mechanical closing, without Spring charging motor, Ready-to-close signal. switch, Auxiliary switches 2NO+2NC, without Closing coil (CC), manual operating mechanism with mechanical closing, without Remote trip alarm reset coil (RR), without 2nd shunt trip, without 1st Shunt trip | 177000 | 1 | Z\ | 1
3WA1120-2AB72-1AA0 |  | Withdrawable circuit breaker with guide frame, IEC 60947-2, frame size 1, 4-poles, N-pole left, In=2000A up to 690V AC 50/60Hz, breaking capacity N Icu=55/42kA at 500/690V, Trip unit ETU300 LSI optimized for standard applica- tions, without display Protection LT, ST, INST, include N-protection, (internal N-sensor available), incl. trip alarm switch (1xCO), rear connection horizontal, guide frame with shutter and position signall. switch (3xW), without Com & metering function Manual operating mechanism with mechanical closing, without Spring charging motor, Ready-to-close signal. switch, Auxiliary switches 4NO+4NC, without Closing coil (CC), manual operating mechanism with mechanical closing, without Remote trip alarm reset coil (RR), without 2nd shunt trip, without 1st Shunt trip | 185180 | 1 | Z\ | 1
3WA1120-2AC01-0AA0 |  | Fixed-mounted circuit breaker IEC 60947-2, frame size 1, 3-poles, In=2000A up to 690V AC 50/60Hz, breaking capacity N Icu=55/42kA at 500/690V, Trip unit ETU300 LSIG optimized for standard applica- tions, without display Protection LT, ST, INST, GF, N-protection required an external N-sensor, incl. trip alarm switch (1xCO), rear connection vertical, without Com & metering function Manual operating mechanism with mechanical closing, without Spring charging motor, Ready-to-close signal. switch, Auxiliary switches 2NO+2NC, without Closing coil (CC), manual operating mechanism with mechanical closing, without Remote trip alarm reset coil (RR), without 2nd shunt trip, without 1st Shunt trip | 108000 | 1 | Z\ | 1
3WA1120-2AC02-0AA0 |  | Fixed-mounted circuit breaker IEC 60947-2, frame size 1, 3-poles, In=2000A up to 690V AC 50/60Hz, breaking capacity N Icu=55/42kA at 500/690V, Trip unit ETU300 LSIG optimized for standard applica- tions, without display Protection LT, ST, INST, GF, N-protection required an external N-sensor, incl. trip alarm switch (1xCO), rear connection horizontal, without Com & metering function Manual operating mechanism with mechanical closing, without Spring charging motor, Ready-to-close signal. switch, Auxiliary switches 2NO+2NC, without Closing coil (CC), manual operating mechanism with mechanical closing, without Remote trip alarm reset coil (RR), without 2nd shunt trip, without 1st Shunt trip | 105000 | 1 | Z\ | 1
3WA1120-2AC03-0AA0 |  | Fixed-mounted circuit breaker IEC 60947-2, frame size 1, 3-poles, In=2000A up to 690V AC 50/60Hz, breaking capacity N Icu=55/42kA at 500/690V, Trip unit ETU300 LSIG optimized for standard applica- tions, without display Protection LT, ST, INST, GF, N-protection required an external N-sensor, incl. trip alarm switch (1xCO), front connection double hole, without Com & metering function Manual operating mechanism with mechanical closing, without Spring charging motor, Ready-to-close signal. switch, Auxiliary switches 2NO+2NC, without Closing coil (CC), manual operating mechanism with mechanical closing, without Remote trip alarm reset coil (RR), without 2nd shunt trip, without 1st Shunt trip | 115000 | 1 | Z\ | 1
3WA1120-2AC11-0AA0 |  | Fixed-mounted circuit breaker IEC 60947-2, frame size 1, 4-poles, N-pole left, In=2000A up to 690V AC 50/60Hz, breaking capacity N Icu=55/42kA at 500/690V, Trip unit ETU300 LSIG optimized for standard applica- tions, without display Protection LT, ST, INST, GF, include N-protection, (internal N-sensor available), incl. trip alarm switch (1xCO), rear connection vertical, without Com & metering function Manual operating mechanism with mechanical closing, without Spring charging motor, Ready-to-close signal. switch, Auxiliary switches 2NO+2NC, without Closing coil (CC), manual operating mechanism with mechanical closing, without Remote trip alarm reset coil (RR), without 2nd shunt trip, without 1st Shunt trip | 143000 | 1 | Z\ | 1
3WA1120-2AC12-0AA0 |  | Fixed-mounted circuit breaker IEC 60947-2, frame size 1, 4-poles, N-pole left, In=2000A up to 690V AC 50/60Hz, breaking capacity N Icu=55/42kA at 500/690V, Trip unit ETU300 LSIG optimized for standard applica- tions, without display Protection LT, ST, INST, GF, include N-protection, (internal N-sensor available), incl. trip alarm switch (1xCO), rear connection horizontal, without Com & metering function Manual operating mechanism with mechanical closing, without Spring charging motor, Ready-to-close signal. switch, Auxiliary switches 2NO+2NC, without Closing coil (CC), manual operating mechanism with mechanical closing, without Remote trip alarm reset coil (RR), without 2nd shunt trip, without 1st Shunt trip | 138000 | 1 | Z\ | 1
3WA1120-2AC13-0AA0 |  | Fixed-mounted circuit breaker IEC 60947-2, frame size 1, 4-poles, N-pole left, In=2000A up to 690V AC 50/60Hz, breaking capacity N Icu=55/42kA at 500/690V, Trip unit ETU300 LSIG optimized for standard applica- tions, without display Protection LT, ST, INST, GF, include N-protection, (internal N-sensor available), incl. trip alarm switch (1xCO), front connection double hole, without Com & metering function Manual operating mechanism with mechanical closing, without Spring charging motor, Ready-to-close signal. switch, Auxiliary switches 2NO+2NC, without Closing coil (CC), manual operating mechanism with mechanical closing, without Remote trip alarm reset coil (RR), without 2nd shunt trip, without 1st Shunt trip | 152000 | 1 | Z\ | 1
3WA1120-2AC21-0AA0 |  | fixed-mounted circuit breaker, IEC 60947-2, size 1, 4-pole, N pole on right, In=2000 A up to 690 V AC 50/60 Hz, breaking capacity N Icc=55/42 kA at 500/690 V, tripping unit ETU300 LSI G optimized for standard applications, without display, basic protection LT, ST, INST, GF, including protection of the N conductor (internal neutral point sensor available), trip alarm switch (1 x CO), connection at rear vertical, without Com & metering function Manual operating mechanism with mechanical closing, without Spring charging motor, Ready-to-close signal. switch, Auxiliary switches 2NO+2NC, without Closing coil (CC), manual operating mechanism with mechanical closing, without Remote trip alarm reset coil (RR), without 2nd shunt trip, without 1st Shunt trip | 143000 | 1 | Z\ | 1
3WA1120-2AC22-0AA0 |  | fixed-mounted circuit breaker, IEC 60947-2, size 1, 4-pole, N pole on right, In=2000 A up to 690 V AC 50/60 Hz, breaking capacity N Icc=55/42 kA at 500/690 V, tripping unit ETU300 LSI G optimized for standard applications, without display, basic protection LT, ST, INST, GF, including protection of the N conductor (internal neutral point sensor available), trip alarm switch (1 x CO), connection at rear horizontal without Com & metering function Manual operating mechanism with mechanical closing, without Spring charging motor, Ready-to-close signal. switch, Auxiliary switches 2NO+2NC, without Closing coil (CC), manual operating mechanism with mechanical closing, without Remote trip alarm reset coil (RR), without 2nd shunt trip, without 1st Shunt trip | 138000 | 1 | Z\ | 1
3WA1120-2AC23-0AA0 |  | fixed-mounted circuit breaker, IEC 60947-2, size 1, 4-pole, N pole on right, In=2000 A up to 690 V AC 50/60 Hz, breaking capacity N Icc=55/42 kA at 500/690 V, tripping unit ETU300 LSI G optimized for standard applications, without display, basic protection LT, ST, INST, GF, including protection of the N conductor (internal neutral point sensor available), trip alarm switch (1 x CO), front connection double hole, without Com & metering function Manual operating mechanism with mechanical closing, without Spring charging motor, Ready-to-close signal. switch, Auxiliary switches 2NO+2NC, without Closing coil (CC), manual operating mechanism with mechanical closing, without Remote trip alarm reset coil (RR), without 2nd shunt trip, without 1st Shunt trip | 152000 | 1 | Z\ | 1
3WA1120-2AC31-0AA0 |  | Withdrawable circuit breaker with guide frame, IEC 60947-2, frame size 1, 3-poles, In=2000A up to 690V AC 50/60Hz, breaking capacity N Icu=55/42kA at 500/690V, Trip unit ETU300 LSIG optimized for standard applica- tions, without display Protection LT, ST, INST, GF, N-protection required an external N-sensor, incl. trip alarm switch (1xCO), rear connection vertical, guide frame with shutter and w/o position signalling switch, without Com & metering function Manual operating mechanism with mechanical closing, without Spring charging motor, Ready-to-close signal. switch, Auxiliary switches 2NO+2NC, without Closing coil (CC), manual operating mechanism with mechanical closing, without Remote trip alarm reset coil (RR), without 2nd shunt trip, without 1st Shunt trip | 142000 | 1 | Z\ | 1
3WA1120-2AC32-0AA0 |  | Withdrawable circuit breaker with guide frame, IEC 60947-2, frame size 1, 3-poles, In=2000A up to 690V AC 50/60Hz, breaking capacity N Icu=55/42kA at 500/690V, Trip unit ETU300 LSIG optimized for standard applica- tions, without display Protection LT, ST, INST, GF, N-protection required an external N-sensor, incl. trip alarm switch (1xCO), rear connection horizontal, guide frame with shutter and w/o position signalling switch, without Com & metering function Manual operating mechanism with mechanical closing, without Spring charging motor, Ready-to-close signal. switch, Auxiliary switches 2NO+2NC, without Closing coil (CC), manual operating mechanism with mechanical closing, without Remote trip alarm reset coil (RR), without 2nd shunt trip, without 1st Shunt trip | 139000 | 1 | Z\ | 1
3WA1120-2AC33-0AA0 |  | Withdrawable circuit breaker with guide frame, IEC 60947-2, frame size 1, 3-poles, In=2000A up to 690V AC 50/60Hz, breaking capacity N Icu=55/42kA at 500/690V, Trip unit ETU300 LSIG optimized for standard applica- tions, without display Protection LT, ST, INST, GF, N-protection required an external N-sensor, incl. trip alarm switch (1xCO), front connection double hole, guide frame with shutter and w/o position signalling switch, without Com & metering function Manual operating mechanism with mechanical closing, without Spring charging motor, Ready-to-close signal. switch, Auxiliary switches 2NO+2NC, without Closing coil (CC), manual operating mechanism with mechanical closing, without Remote trip alarm reset coil (RR), without 2nd shunt trip, without 1st Shunt trip | 149000 | 1 | Z\ | 1
3WA1120-2AC34-0AA0 |  | Withdrawable circuit breaker with guide frame, IEC 60947-2, frame size 1, 3-poles, In=2000A up to 690V AC 50/60Hz, breaking capacity N Icu=55/42kA at 500/690V, Trip unit ETU300 LSIG optimized for standard applica- tions, without display Protection LT, ST, INST, GF, N-protection required an external N-sensor, incl. trip alarm switch (1xCO), rear connection flange, guide frame with shutter and w/o position signalling switch, without Com & metering function Manual operating mechanism with mechanical closing, without Spring charging motor, Ready-to-close signal. switch, Auxiliary switches 2NO+2NC, without Closing coil (CC), manual operating mechanism with mechanical closing, without Remote trip alarm reset coil (RR), without 2nd shunt trip, without 1st Shunt trip | 139000 | 1 | Z\ | 1
3WA1120-2AC41-0AA0 |  | Withdrawable circuit breaker with guide frame, IEC 60947-2, frame size 1, 4-poles, N-pole left, In=2000A up to 690V AC 50/60Hz, breaking capacity N Icu=55/42kA at 500/690V, Trip unit ETU300 LSIG optimized for standard applica- tions, without display Protection LT, ST, INST, GF, include N-protection, (internal N-sensor available), incl. trip alarm switch (1xCO), rear connection vertical, guide frame with shutter and w/o position signalling switch, without Com & metering function Manual operating mechanism with mechanical closing, without Spring charging motor, Ready-to-close signal. switch, Auxiliary switches 2NO+2NC, without Closing coil (CC), manual operating mechanism with mechanical closing, without Remote trip alarm reset coil (RR), without 2nd shunt trip, without 1st Shunt trip | 187000 | 1 | Z\ | 1
3WA1120-2AC42-0AA0 |  | Withdrawable circuit breaker with guide frame, IEC 60947-2, frame size 1, 4-poles, N-pole left, In=2000A up to 690V AC 50/60Hz, breaking capacity N Icu=55/42kA at 500/690V, Trip unit ETU300 LSIG optimized for standard applica- tions, without display Protection LT, ST, INST, GF, include N-protection, (internal N-sensor available), incl. trip alarm switch (1xCO), rear connection horizontal, guide frame with shutter and w/o position signalling switch, without Com & metering function Manual operating mechanism with mechanical closing, without Spring charging motor, Ready-to-close signal. switch, Auxiliary switches 2NO+2NC, without Closing coil (CC), manual operating mechanism with mechanical closing, without Remote trip alarm reset coil (RR), without 2nd shunt trip, without 1st Shunt trip | 183000 | 1 | Z\ | 1
3WA1120-2AC43-0AA0 |  | Withdrawable circuit breaker with guide frame, IEC 60947-2, frame size 1, 4-poles, N-pole left, In=2000A up to 690V AC 50/60Hz, breaking capacity N Icu=55/42kA at 500/690V, Trip unit ETU300 LSIG optimized for standard applica- tions, without display Protection LT, ST, INST, GF, include N-protection, (internal N-sensor available), incl. trip alarm switch (1xCO), front connection double hole, guide frame with shutter and w/o position signalling switch, without Com & metering function Manual operating mechanism with mechanical closing, without Spring charging motor, Ready-to-close signal. switch, Auxiliary switches 2NO+2NC, without Closing coil (CC), manual operating mechanism with mechanical closing, without Remote trip alarm reset coil (RR), without 2nd shunt trip, without 1st Shunt trip | 196000 | 1 | Z\ | 1
3WA1120-2AC44-0AA0 |  | Withdrawable circuit breaker with guide frame, IEC 60947-2, frame size 1, 4-poles, N-pole left, In=2000A up to 690V AC 50/60Hz, breaking capacity N Icu=55/42kA at 500/690V, Trip unit ETU300 LSIG optimized for standard applica- tions, without display Protection LT, ST, INST, GF, include N-protection, (internal N-sensor available), incl. trip alarm switch (1xCO), rear connection flange, guide frame with shutter and w/o position signalling switch, without Com & metering function Manual operating mechanism with mechanical closing, without Spring charging motor, Ready-to-close signal. switch, Auxiliary switches 2NO+2NC, without Closing coil (CC), manual operating mechanism with mechanical closing, without Remote trip alarm reset coil (RR), without 2nd shunt trip, without 1st Shunt trip | 183000 | 1 | Z\ | 1
3WA1120-2AC44-2BA1-Z | S07 | Withdrawable circuit breaker with guide frame, IEC 60947-2, frame size 1, 4-poles, N-pole left, In=2000A up to 690V AC 50/60Hz, breaking capacity N Icu=55/42kA at 500/690V, Trip unit ETU300 LSIG optimized for standard applica- tions, without display Protection LT, ST, INST, GF, include N-protection, (internal N-sensor available), incl. trip alarm switch (1xCO), rear connection flange, guide frame with shutter and w/o position signalling switch, without Com & metering function with manual and motorized operating mechanism (M) 24-30 V DC, Storage status and ready-to- close signaling switches, Auxiliary switches 2NO+2NC, Closing coil (CC) 100% OP 24-30 V DC, applicable for continuous duty, without Remote trip alarm reset coil (RR), without 2nd shunt trip, Shunt trip (ST) 100% OP 24-30 V DC, suitable for continuous duty, Option S07 = Locking provision against unauthorized closing Secured Open; for padlock device Padlocks are not included. | 205540 | 1 | Z\ | 1
3WA1120-2AC52-0AA8 |  | withdrawable circuit breaker, with guide frame, IEC 60947-2, size 1, 4-pole, N pole on right, In=2000 A up to 690 V AC 50/60 Hz, breaking capacity N Icc=55/42 kA at 500/690 V, tripping unit ETU300 LSI G optimized for standard applications, without display, basic protection LT, ST, INST, GF, including protection of the N conductor (internal neutral point sensor available), trip alarm switch (1 x CO), connection at rear horizontal guide frame with shutter, without position signaling switch, without Com & metering function Manual operating mechanism with mechanical closing, without Spring charging motor, Ready-to-close signal. switch, Auxiliary switches 2NO+2NC, without Closing coil (CC), manual operating mechanism with mechanical closing, without Remote trip alarm reset coil (RR), without 2nd shunt trip, Shunt trip (ST) 5% OP 208-240 V AC / 220-250 V DC, for momentary duty, | 186090 | 1 | Z\ | 1
3WA1120-2AE01-0AA0 |  | Fixed-mounted circuit breaker IEC 60947-2, frame size 1, 3-poles, In=2000A up to 690V AC 50/60Hz, breaking capacity N Icu=55/42kA at 500/690V, Trip unit ETU600 LSI upgrade ready , colordisplay, bluetooth and USB interface, Protection LT, ST, INST, N-protection required an external N-sensor, incl. trip alarm switch (1xCO), rear connection vertical, without Com & metering function Manual operating mechanism with mechanical closing, without Spring charging motor, Ready-to-close signal. switch, Auxiliary switches 2NO+2NC, without Closing coil (CC), manual operating mechanism with mechanical closing, without Remote trip alarm reset coil (RR), without 2nd shunt trip, without 1st Shunt trip | 107000 | 1 | Z\ | 1
3WA1120-2AE02-0AA0 |  | Fixed-mounted circuit breaker IEC 60947-2, frame size 1, 3-poles, In=2000A up to 690V AC 50/60Hz, breaking capacity N Icu=55/42kA at 500/690V, Trip unit ETU600 LSI upgrade ready , colordisplay, bluetooth and USB interface, Protection LT, ST, INST, N-protection required an external N-sensor, incl. trip alarm switch (1xCO), rear connection horizontal, without Com & metering function Manual operating mechanism with mechanical closing, without Spring charging motor, Ready-to-close signal. switch, Auxiliary switches 2NO+2NC, without Closing coil (CC), manual operating mechanism with mechanical closing, without Remote trip alarm reset coil (RR), without 2nd shunt trip, without 1st Shunt trip | 104000 | 1 | Z\ | 1
3WA1120-2AE02-2BL1-Z | K60S07T40 | Fixed-mounted circuit breaker IEC 60947-2, frame size 1, 3-poles, In=2000A up to 690V AC 50/60Hz, breaking capacity N Icu=55/42kA at 500/690V, Trip unit ETU600 LSI upgrade ready , colordisplay, bluetooth and USB interface, Protection LT, ST, INST, N-protection required an external N-sensor, incl. trip alarm switch (1xCO), rear connection horizontal, without Com & metering function with manual and motorized operating mechanism (M) 24-30 V DC, Storage status and ready-to- close signaling switches, Auxiliary switches 2NO+2NC, Closing coil (CC) 100% OP 24-30 V DC, applicable for continuous duty, without Remote trip alarm reset coil (RR), Undervoltage release (UVR) instantaneous (0,08 s) and short-delay (0,2 s), 24 V DC, Shunt trip (ST) 100% OP 24-30 V DC, suitable for continuous duty, Option K60 = Internal current sensors without energy core, required power supply 24 V DC and undervoltage release (UVR), no power supply of the ETU via internal current sensors Option S07 = Locking provision against unauthorized closing Secured Open; for padlock device Padlocks are not included. Option T40 = Door sealing frame IP41 | 136390 | 1 | Z\ | 1
3WA1120-2AE03-0AA0 |  | Fixed-mounted circuit breaker IEC 60947-2, frame size 1, 3-poles, In=2000A up to 690V AC 50/60Hz, breaking capacity N Icu=55/42kA at 500/690V, Trip unit ETU600 LSI upgrade ready , colordisplay, bluetooth and USB interface, Protection LT, ST, INST, N-protection required an external N-sensor, incl. trip alarm switch (1xCO), front connection double hole, without Com & metering function Manual operating mechanism with mechanical closing, without Spring charging motor, Ready-to-close signal. switch, Auxiliary switches 2NO+2NC, without Closing coil (CC), manual operating mechanism with mechanical closing, without Remote trip alarm reset coil (RR), without 2nd shunt trip, without 1st Shunt trip | 114000 | 1 | Z\ | 1
3WA1120-2AE11-0AA0 |  | Fixed-mounted circuit breaker IEC 60947-2, frame size 1, 4-poles, N-pole left, In=2000A up to 690V AC 50/60Hz, breaking capacity N Icu=55/42kA at 500/690V, Trip unit ETU600 LSI upgrade ready , colordisplay, bluetooth and USB interface, Protection LT, ST, INST, include N-protection, (internal N-sensor available), incl. trip alarm switch (1xCO), rear connection vertical, without Com & metering function Manual operating mechanism with mechanical closing, without Spring charging motor, Ready-to-close signal. switch, Auxiliary switches 2NO+2NC, without Closing coil (CC), manual operating mechanism with mechanical closing, without Remote trip alarm reset coil (RR), without 2nd shunt trip, without 1st Shunt trip | 142000 | 1 | Z\ | 1
3WA1120-2AE12-0AA0 |  | Fixed-mounted circuit breaker IEC 60947-2, frame size 1, 4-poles, N-pole left, In=2000A up to 690V AC 50/60Hz, breaking capacity N Icu=55/42kA at 500/690V, Trip unit ETU600 LSI upgrade ready , colordisplay, bluetooth and USB interface, Protection LT, ST, INST, include N-protection, (internal N-sensor available), incl. trip alarm switch (1xCO), rear connection horizontal, without Com & metering function Manual operating mechanism with mechanical closing, without Spring charging motor, Ready-to-close signal. switch, Auxiliary switches 2NO+2NC, without Closing coil (CC), manual operating mechanism with mechanical closing, without Remote trip alarm reset coil (RR), without 2nd shunt trip, without 1st Shunt trip | 137000 | 1 | Z\ | 1
3WA1120-2AE13-0AA0 |  | Fixed-mounted circuit breaker IEC 60947-2, frame size 1, 4-poles, N-pole left, In=2000A up to 690V AC 50/60Hz, breaking capacity N Icu=55/42kA at 500/690V, Trip unit ETU600 LSI upgrade ready , colordisplay, bluetooth and USB interface, Protection LT, ST, INST, include N-protection, (internal N-sensor available), incl. trip alarm switch (1xCO), front connection double hole, without Com & metering function Manual operating mechanism with mechanical closing, without Spring charging motor, Ready-to-close signal. switch, Auxiliary switches 2NO+2NC, without Closing coil (CC), manual operating mechanism with mechanical closing, without Remote trip alarm reset coil (RR), without 2nd shunt trip, without 1st Shunt trip | 151000 | 1 | Z\ | 1
3WA1120-2AE21-0AA0 |  | fixed-mounted circuit breaker, IEC 60947-2, size 1, 4-pole, N pole on right, In=2000 A up to 690 V AC 50/60 Hz, breaking capacity N Icc=55/42 kA at 500/690 V, tripping unit ETU600 LSI upgradeable, color display, Bluetooth, USB interface, basic protection LT, ST, INST, including protection of the N conductor (internal neutral point sensor available), trip alarm switch (1 x CO), connection at rear vertical, without Com & metering function Manual operating mechanism with mechanical closing, without Spring charging motor, Ready-to-close signal. switch, Auxiliary switches 2NO+2NC, without Closing coil (CC), manual operating mechanism with mechanical closing, without Remote trip alarm reset coil (RR), without 2nd shunt trip, without 1st Shunt trip | 142000 | 1 | Z\ | 1
3WA1120-2AE22-0AA0 |  | fixed-mounted circuit breaker, IEC 60947-2, size 1, 4-pole, N pole on right, In=2000 A up to 690 V AC 50/60 Hz, breaking capacity N Icc=55/42 kA at 500/690 V, tripping unit ETU600 LSI upgradeable, color display, Bluetooth, USB interface, basic protection LT, ST, INST, including protection of the N conductor (internal neutral point sensor available), trip alarm switch (1 x CO), connection at rear horizontal without Com & metering function Manual operating mechanism with mechanical closing, without Spring charging motor, Ready-to-close signal. switch, Auxiliary switches 2NO+2NC, without Closing coil (CC), manual operating mechanism with mechanical closing, without Remote trip alarm reset coil (RR), without 2nd shunt trip, without 1st Shunt trip | 137000 | 1 | Z\ | 1
3WA1120-2AE23-0AA0 |  | fixed-mounted circuit breaker, IEC 60947-2, size 1, 4-pole, N pole on right, In=2000 A up to 690 V AC 50/60 Hz, breaking capacity N Icc=55/42 kA at 500/690 V, tripping unit ETU600 LSI upgradeable, color display, Bluetooth, USB interface, basic protection LT, ST, INST, including protection of the N conductor (internal neutral point sensor available), trip alarm switch (1 x CO), front connection double hole, without Com & metering function Manual operating mechanism with mechanical closing, without Spring charging motor, Ready-to-close signal. switch, Auxiliary switches 2NO+2NC, without Closing coil (CC), manual operating mechanism with mechanical closing, without Remote trip alarm reset coil (RR), without 2nd shunt trip, without 1st Shunt trip | 151000 | 1 | Z\ | 1
3WA1120-2AE31-0AA0 |  | Withdrawable circuit breaker with guide frame, IEC 60947-2, frame size 1, 3-poles, In=2000A up to 690V AC 50/60Hz, breaking capacity N Icu=55/42kA at 500/690V, Trip unit ETU600 LSI upgrade ready , colordisplay, bluetooth and USB interface, Protection LT, ST, INST, N-protection required an external N-sensor, incl. trip alarm switch (1xCO), rear connection vertical, guide frame with shutter and w/o position signalling switch, without Com & metering function Manual operating mechanism with mechanical closing, without Spring charging motor, Ready-to-close signal. switch, Auxiliary switches 2NO+2NC, without Closing coil (CC), manual operating mechanism with mechanical closing, without Remote trip alarm reset coil (RR), without 2nd shunt trip, without 1st Shunt trip | 141000 | 1 | Z\ | 1
3WA1120-2AE32-0AA0 |  | Withdrawable circuit breaker with guide frame, IEC 60947-2, frame size 1, 3-poles, In=2000A up to 690V AC 50/60Hz, breaking capacity N Icu=55/42kA at 500/690V, Trip unit ETU600 LSI upgrade ready , colordisplay, bluetooth and USB interface, Protection LT, ST, INST, N-protection required an external N-sensor, incl. trip alarm switch (1xCO), rear connection horizontal, guide frame with shutter and w/o position signalling switch, without Com & metering function Manual operating mechanism with mechanical closing, without Spring charging motor, Ready-to-close signal. switch, Auxiliary switches 2NO+2NC, without Closing coil (CC), manual operating mechanism with mechanical closing, without Remote trip alarm reset coil (RR), without 2nd shunt trip, without 1st Shunt trip | 138000 | 1 | Z\ | 1
3WA1120-2AE32-7DA3-Z | S07T40 | Withdrawable circuit breaker with guide frame, IEC 60947-2, frame size 1, 3-poles, In=2000A up to 690V AC 50/60Hz, breaking capacity N Icu=55/42kA at 500/690V, Trip unit ETU600 LSI upgrade ready , colordisplay, bluetooth and USB interface, Protection LT, ST, INST, N-protection required an external N-sensor, incl. trip alarm switch (1xCO), rear connection horizontal, guide frame with shutter and w/o position signalling switch, without Com & metering function with manual and motorized operating mechanism (M) 110-127 V AC / 110-125 V DC, Storage status and ready-to- close signaling switches, Auxiliary switches 4NO+4NC, Closing coil (CC) 100% OP 110-127 V AC / 110-125 V DC, applicable for continuous duty, without Remote trip alarm reset coil (RR), without 2nd shunt trip, Shunt trip (ST) 100% OP 110-127 V AC / 110-125 V DC, suitable for continuous duty, Option S07 = Locking provision against unauthorized closing Secured Open; for padlock device Padlocks are not included. Option T40 = Door sealing frame IP41 | 166280 | 1 | Z\ | 1
3WA1120-2AE33-0AA0 |  | Withdrawable circuit breaker with guide frame, IEC 60947-2, frame size 1, 3-poles, In=2000A up to 690V AC 50/60Hz, breaking capacity N Icu=55/42kA at 500/690V, Trip unit ETU600 LSI upgrade ready , colordisplay, bluetooth and USB interface, Protection LT, ST, INST, N-protection required an external N-sensor, incl. trip alarm switch (1xCO), front connection double hole, guide frame with shutter and w/o position signalling switch, without Com & metering function Manual operating mechanism with mechanical closing, without Spring charging motor, Ready-to-close signal. switch, Auxiliary switches 2NO+2NC, without Closing coil (CC), manual operating mechanism with mechanical closing, without Remote trip alarm reset coil (RR), without 2nd shunt trip, without 1st Shunt trip | 148000 | 1 | Z\ | 1
3WA1120-2AE34-0AA0 |  | Withdrawable circuit breaker with guide frame, IEC 60947-2, frame size 1, 3-poles, In=2000A up to 690V AC 50/60Hz, breaking capacity N Icu=55/42kA at 500/690V, Trip unit ETU600 LSI upgrade ready , colordisplay, bluetooth and USB interface, Protection LT, ST, INST, N-protection required an external N-sensor, incl. trip alarm switch (1xCO), rear connection flange, guide frame with shutter and w/o position signalling switch, without Com & metering function Manual operating mechanism with mechanical closing, without Spring charging motor, Ready-to-close signal. switch, Auxiliary switches 2NO+2NC, without Closing coil (CC), manual operating mechanism with mechanical closing, without Remote trip alarm reset coil (RR), without 2nd shunt trip, without 1st Shunt trip | 138000 | 1 | Z\ | 1
3WA1120-2AE41-0AA0 |  | Withdrawable circuit breaker with guide frame, IEC 60947-2, frame size 1, 4-poles, N-pole left, In=2000A up to 690V AC 50/60Hz, breaking capacity N Icu=55/42kA at 500/690V, Trip unit ETU600 LSI upgrade ready , colordisplay, bluetooth and USB interface, Protection LT, ST, INST, include N-protection, (internal N-sensor available), incl. trip alarm switch (1xCO), rear connection vertical, guide frame with shutter and w/o position signalling switch, without Com & metering function Manual operating mechanism with mechanical closing, without Spring charging motor, Ready-to-close signal. switch, Auxiliary switches 2NO+2NC, without Closing coil (CC), manual operating mechanism with mechanical closing, without Remote trip alarm reset coil (RR), without 2nd shunt trip, without 1st Shunt trip | 186000 | 1 | Z\ | 1
3WA1120-2AE42-0AA0 |  | Withdrawable circuit breaker with guide frame, IEC 60947-2, frame size 1, 4-poles, N-pole left, In=2000A up to 690V AC 50/60Hz, breaking capacity N Icu=55/42kA at 500/690V, Trip unit ETU600 LSI upgrade ready , colordisplay, bluetooth and USB interface, Protection LT, ST, INST, include N-protection, (internal N-sensor available), incl. trip alarm switch (1xCO), rear connection horizontal, guide frame with shutter and w/o position signalling switch, without Com & metering function Manual operating mechanism with mechanical closing, without Spring charging motor, Ready-to-close signal. switch, Auxiliary switches 2NO+2NC, without Closing coil (CC), manual operating mechanism with mechanical closing, without Remote trip alarm reset coil (RR), without 2nd shunt trip, without 1st Shunt trip | 182000 | 1 | Z\ | 1
3WA1120-2AE42-5BB0-Z | R55S07T40 | Withdrawable circuit breaker with guide frame, IEC 60947-2, frame size 1, 4-poles, N-pole left, In=2000A up to 690V AC 50/60Hz, breaking capacity N Icu=55/42kA at 500/690V, Trip unit ETU600 LSI upgrade ready , colordisplay, bluetooth and USB interface, Protection LT, ST, INST, include N-protection, (internal N-sensor available), incl. trip alarm switch (1xCO), rear connection horizontal, guide frame with shutter and w/o position signalling switch, without Com & metering function with manual and motorized operating mechanism (M) 24-30 V DC, Storage status and ready-to- close signaling switches, Auxiliary switches 4NO+4NC, Closing coil (CC) 100% OP 24-30 V DC, applicable for continuous duty, without Remote trip alarm reset coil (RR), Shunt trip (ST2) 100% OP 24-30 V DC, suitable for continuous duty, without 1st Shunt trip Option R55 = Mutual mechanical interlocking with 2 m bowden cable for circuit breakers in withdraw- able design necessary once for each circuit breaker. Option S07 = Locking provision against unauthorized closing Secured Open; for padlock device Padlocks are not included. Option T40 = Door sealing frame IP41 | 218640 | 1 | Z\ | 1
3WA1120-2AE43-0AA0 |  | Withdrawable circuit breaker with guide frame, IEC 60947-2, frame size 1, 4-poles, N-pole left, In=2000A up to 690V AC 50/60Hz, breaking capacity N Icu=55/42kA at 500/690V, Trip unit ETU600 LSI upgrade ready , colordisplay, bluetooth and USB interface, Protection LT, ST, INST, include N-protection, (internal N-sensor available), incl. trip alarm switch (1xCO), front connection double hole, guide frame with shutter and w/o position signalling switch, without Com & metering function Manual operating mechanism with mechanical closing, without Spring charging motor, Ready-to-close signal. switch, Auxiliary switches 2NO+2NC, without Closing coil (CC), manual operating mechanism with mechanical closing, without Remote trip alarm reset coil (RR), without 2nd shunt trip, without 1st Shunt trip | 195000 | 1 | Z\ | 1
3WA1120-2AE44-0AA0 |  | Withdrawable circuit breaker with guide frame, IEC 60947-2, frame size 1, 4-poles, N-pole left, In=2000A up to 690V AC 50/60Hz, breaking capacity N Icu=55/42kA at 500/690V, Trip unit ETU600 LSI upgrade ready , colordisplay, bluetooth and USB interface, Protection LT, ST, INST, include N-protection, (internal N-sensor available), incl. trip alarm switch (1xCO), rear connection flange, guide frame with shutter and w/o position signalling switch, without Com & metering function Manual operating mechanism with mechanical closing, without Spring charging motor, Ready-to-close signal. switch, Auxiliary switches 2NO+2NC, without Closing coil (CC), manual operating mechanism with mechanical closing, without Remote trip alarm reset coil (RR), without 2nd shunt trip, without 1st Shunt trip | 182000 | 1 | Z\ | 1
3WA1120-2AE62-7DU3-Z | S07T40 | Withdrawable circuit breaker with guide frame, IEC 60947-2, frame size 1, 3-poles, In=2000A up to 690V AC 50/60Hz, breaking capacity N Icu=55/42kA at 500/690V, Trip unit ETU600 LSI upgrade ready , colordisplay, bluetooth and USB interface, Protection LT, ST, INST, N-protection required an external N-sensor, incl. trip alarm switch (1xCO), rear connection horizontal, guide frame with shutter and position signall. switch (3xW), without Com & metering function with manual and motorized operating mechanism (M) 110-127 V AC / 110-125 V DC, Storage status and ready-to- close signaling switches, Auxiliary switches 4NO+4NC, Closing coil (CC) 100% OP 110-127 V AC / 110-125 V DC, applicable for continuous duty, without Remote trip alarm reset coil (RR), Undervoltage release (UVR-t) with time delay 0,2-3,2 s 110-127 V AC / 110-125 V DC, Shunt trip (ST) 100% OP 110-127 V AC / 110-125 V DC, suitable for continuous duty, Option S07 = Locking provision against unauthorized closing Secured Open; for padlock device Padlocks are not included. Option T40 = Door sealing frame IP41 | 180240 | 1 | Z\ | 1
3WA1120-2AF01-0AA0 |  | Fixed-mounted circuit breaker IEC 60947-2, frame size 1, 3-poles, In=2000A up to 690V AC 50/60Hz, breaking capacity N Icu=55/42kA at 500/690V, Trip unit ETU600 LSIG upgrade ready , colordisplay, bluetooth and USB interface, Protection LT, ST, INST, GFx, N-protection required an external N-sensor, incl. trip alarm switch (1xCO), rear connection vertical, without Com & metering function Manual operating mechanism with mechanical closing, without Spring charging motor, Ready-to-close signal. switch, Auxiliary switches 2NO+2NC, without Closing coil (CC), manual operating mechanism with mechanical closing, without Remote trip alarm reset coil (RR), without 2nd shunt trip, without 1st Shunt trip | 118000 | 1 | Z\ | 1
3WA1120-2AF02-0AA0 |  | Fixed-mounted circuit breaker IEC 60947-2, frame size 1, 3-poles, In=2000A up to 690V AC 50/60Hz, breaking capacity N Icu=55/42kA at 500/690V, Trip unit ETU600 LSIG upgrade ready , colordisplay, bluetooth and USB interface, Protection LT, ST, INST, GFx, N-protection required an external N-sensor, incl. trip alarm switch (1xCO), rear connection horizontal, without Com & metering function Manual operating mechanism with mechanical closing, without Spring charging motor, Ready-to-close signal. switch, Auxiliary switches 2NO+2NC, without Closing coil (CC), manual operating mechanism with mechanical closing, without Remote trip alarm reset coil (RR), without 2nd shunt trip, without 1st Shunt trip | 115000 | 1 | Z\ | 1
3WA1120-2AF03-0AA0 |  | Fixed-mounted circuit breaker IEC 60947-2, frame size 1, 3-poles, In=2000A up to 690V AC 50/60Hz, breaking capacity N Icu=55/42kA at 500/690V, Trip unit ETU600 LSIG upgrade ready , colordisplay, bluetooth and USB interface, Protection LT, ST, INST, GFx, N-protection required an external N-sensor, incl. trip alarm switch (1xCO), front connection double hole, without Com & metering function Manual operating mechanism with mechanical closing, without Spring charging motor, Ready-to-close signal. switch, Auxiliary switches 2NO+2NC, without Closing coil (CC), manual operating mechanism with mechanical closing, without Remote trip alarm reset coil (RR), without 2nd shunt trip, without 1st Shunt trip | 125000 | 1 | Z\ | 1
3WA1120-2AF11-0AA0 |  | Fixed-mounted circuit breaker IEC 60947-2, frame size 1, 4-poles, N-pole left, In=2000A up to 690V AC 50/60Hz, breaking capacity N Icu=55/42kA at 500/690V, Trip unit ETU600 LSIG upgrade ready , colordisplay, bluetooth and USB interface, Protection LT, ST, INST, GFx, include N-protection, (internal N-sensor available), incl. trip alarm switch (1xCO), rear connection vertical, without Com & metering function Manual operating mechanism with mechanical closing, without Spring charging motor, Ready-to-close signal. switch, Auxiliary switches 2NO+2NC, without Closing coil (CC), manual operating mechanism with mechanical closing, without Remote trip alarm reset coil (RR), without 2nd shunt trip, without 1st Shunt trip | 152000 | 1 | Z\ | 1
3WA1120-2AF12-0AA0 |  | Fixed-mounted circuit breaker IEC 60947-2, frame size 1, 4-poles, N-pole left, In=2000A up to 690V AC 50/60Hz, breaking capacity N Icu=55/42kA at 500/690V, Trip unit ETU600 LSIG upgrade ready , colordisplay, bluetooth and USB interface, Protection LT, ST, INST, GFx, include N-protection, (internal N-sensor available), incl. trip alarm switch (1xCO), rear connection horizontal, without Com & metering function Manual operating mechanism with mechanical closing, without Spring charging motor, Ready-to-close signal. switch, Auxiliary switches 2NO+2NC, without Closing coil (CC), manual operating mechanism with mechanical closing, without Remote trip alarm reset coil (RR), without 2nd shunt trip, without 1st Shunt trip | 148000 | 1 | Z\ | 1
3WA1120-2AF13-0AA0 |  | Fixed-mounted circuit breaker IEC 60947-2, frame size 1, 4-poles, N-pole left, In=2000A up to 690V AC 50/60Hz, breaking capacity N Icu=55/42kA at 500/690V, Trip unit ETU600 LSIG upgrade ready , colordisplay, bluetooth and USB interface, Protection LT, ST, INST, GFx, include N-protection, (internal N-sensor available), incl. trip alarm switch (1xCO), front connection double hole, without Com & metering function Manual operating mechanism with mechanical closing, without Spring charging motor, Ready-to-close signal. switch, Auxiliary switches 2NO+2NC, without Closing coil (CC), manual operating mechanism with mechanical closing, without Remote trip alarm reset coil (RR), without 2nd shunt trip, without 1st Shunt trip | 161000 | 1 | Z\ | 1
3WA1120-2AF21-0AA0 |  | fixed-mounted circuit breaker, IEC 60947-2, size 1, 4-pole, N pole on right, In=2000 A up to 690 V AC 50/60 Hz, breaking capacity N Icc=55/42 kA at 500/690 V, tripping unit ETU600 LSIG upgradeable, color display, Bluetooth, USB interface, basic protection LT, ST, INST, GFx, including protection of the N conductor (internal neutral point sensor available), trip alarm switch (1 x CO), connection at rear vertical, without Com & metering function Manual operating mechanism with mechanical closing, without Spring charging motor, Ready-to-close signal. switch, Auxiliary switches 2NO+2NC, without Closing coil (CC), manual operating mechanism with mechanical closing, without Remote trip alarm reset coil (RR), without 2nd shunt trip, without 1st Shunt trip | 152000 | 1 | Z\ | 1
3WA1120-2AF22-0AA0 |  | fixed-mounted circuit breaker, IEC 60947-2, size 1, 4-pole, N pole on right, In=2000 A up to 690 V AC 50/60 Hz, breaking capacity N Icc=55/42 kA at 500/690 V, tripping unit ETU600 LSIG upgradeable, color display, Bluetooth, USB interface, basic protection LT, ST, INST, GFx, including protection of the N conductor (internal neutral point sensor available), trip alarm switch (1 x CO), connection at rear horizontal without Com & metering function Manual operating mechanism with mechanical closing, without Spring charging motor, Ready-to-close signal. switch, Auxiliary switches 2NO+2NC, without Closing coil (CC), manual operating mechanism with mechanical closing, without Remote trip alarm reset coil (RR), without 2nd shunt trip, without 1st Shunt trip | 148000 | 1 | Z\ | 1
3WA1120-2AF23-0AA0 |  | fixed-mounted circuit breaker, IEC 60947-2, size 1, 4-pole, N pole on right, In=2000 A up to 690 V AC 50/60 Hz, breaking capacity N Icc=55/42 kA at 500/690 V, tripping unit ETU600 LSIG upgradeable, color display, Bluetooth, USB interface, basic protection LT, ST, INST, GFx, including protection of the N conductor (internal neutral point sensor available), trip alarm switch (1 x CO), front connection double hole, without Com & metering function Manual operating mechanism with mechanical closing, without Spring charging motor, Ready-to-close signal. switch, Auxiliary switches 2NO+2NC, without Closing coil (CC), manual operating mechanism with mechanical closing, without Remote trip alarm reset coil (RR), without 2nd shunt trip, without 1st Shunt trip | 161000 | 1 | Z\ | 1
3WA1120-2AF31-0AA0 |  | Withdrawable circuit breaker with guide frame, IEC 60947-2, frame size 1, 3-poles, In=2000A up to 690V AC 50/60Hz, breaking capacity N Icu=55/42kA at 500/690V, Trip unit ETU600 LSIG upgrade ready , colordisplay, bluetooth and USB interface, Protection LT, ST, INST, GFx, N-protection required an external N-sensor, incl. trip alarm switch (1xCO), rear connection vertical, guide frame with shutter and w/o position signalling switch, without Com & metering function Manual operating mechanism with mechanical closing, without Spring charging motor, Ready-to-close signal. switch, Auxiliary switches 2NO+2NC, without Closing coil (CC), manual operating mechanism with mechanical closing, without Remote trip alarm reset coil (RR), without 2nd shunt trip, without 1st Shunt trip | 152000 | 1 | Z\ | 1
3WA1120-2AF32-0AA0 |  | Withdrawable circuit breaker with guide frame, IEC 60947-2, frame size 1, 3-poles, In=2000A up to 690V AC 50/60Hz, breaking capacity N Icu=55/42kA at 500/690V, Trip unit ETU600 LSIG upgrade ready , colordisplay, bluetooth and USB interface, Protection LT, ST, INST, GFx, N-protection required an external N-sensor, incl. trip alarm switch (1xCO), rear connection horizontal, guide frame with shutter and w/o position signalling switch, without Com & metering function Manual operating mechanism with mechanical closing, without Spring charging motor, Ready-to-close signal. switch, Auxiliary switches 2NO+2NC, without Closing coil (CC), manual operating mechanism with mechanical closing, without Remote trip alarm reset coil (RR), without 2nd shunt trip, without 1st Shunt trip | 148000 | 1 | Z\ | 1
3WA1120-2AF33-0AA0 |  | Withdrawable circuit breaker with guide frame, IEC 60947-2, frame size 1, 3-poles, In=2000A up to 690V AC 50/60Hz, breaking capacity N Icu=55/42kA at 500/690V, Trip unit ETU600 LSIG upgrade ready , colordisplay, bluetooth and USB interface, Protection LT, ST, INST, GFx, N-protection required an external N-sensor, incl. trip alarm switch (1xCO), front connection double hole, guide frame with shutter and w/o position signalling switch, without Com & metering function Manual operating mechanism with mechanical closing, without Spring charging motor, Ready-to-close signal. switch, Auxiliary switches 2NO+2NC, without Closing coil (CC), manual operating mechanism with mechanical closing, without Remote trip alarm reset coil (RR), without 2nd shunt trip, without 1st Shunt trip | 158000 | 1 | Z\ | 1
3WA1120-2AF34-0AA0 |  | Withdrawable circuit breaker with guide frame, IEC 60947-2, frame size 1, 3-poles, In=2000A up to 690V AC 50/60Hz, breaking capacity N Icu=55/42kA at 500/690V, Trip unit ETU600 LSIG upgrade ready , colordisplay, bluetooth and USB interface, Protection LT, ST, INST, GFx, N-protection required an external N-sensor, incl. trip alarm switch (1xCO), rear connection flange, guide frame with shutter and w/o position signalling switch, without Com & metering function Manual operating mechanism with mechanical closing, without Spring charging motor, Ready-to-close signal. switch, Auxiliary switches 2NO+2NC, without Closing coil (CC), manual operating mechanism with mechanical closing, without Remote trip alarm reset coil (RR), without 2nd shunt trip, without 1st Shunt trip | 148000 | 1 | Z\ | 1
3WA1120-2AF41-0AA0 |  | Withdrawable circuit breaker with guide frame, IEC 60947-2, frame size 1, 4-poles, N-pole left, In=2000A up to 690V AC 50/60Hz, breaking capacity N Icu=55/42kA at 500/690V, Trip unit ETU600 LSIG upgrade ready , colordisplay, bluetooth and USB interface, Protection LT, ST, INST, GFx, include N-protection, (internal N-sensor available), incl. trip alarm switch (1xCO), rear connection vertical, guide frame with shutter and w/o position signalling switch, without Com & metering function Manual operating mechanism with mechanical closing, without Spring charging motor, Ready-to-close signal. switch, Auxiliary switches 2NO+2NC, without Closing coil (CC), manual operating mechanism with mechanical closing, without Remote trip alarm reset coil (RR), without 2nd shunt trip, without 1st Shunt trip | 197000 | 1 | Z\ | 1
3WA1120-2AF42-0AA0 |  | Withdrawable circuit breaker with guide frame, IEC 60947-2, frame size 1, 4-poles, N-pole left, In=2000A up to 690V AC 50/60Hz, breaking capacity N Icu=55/42kA at 500/690V, Trip unit ETU600 LSIG upgrade ready , colordisplay, bluetooth and USB interface, Protection LT, ST, INST, GFx, include N-protection, (internal N-sensor available), incl. trip alarm switch (1xCO), rear connection horizontal, guide frame with shutter and w/o position signalling switch, without Com & metering function Manual operating mechanism with mechanical closing, without Spring charging motor, Ready-to-close signal. switch, Auxiliary switches 2NO+2NC, without Closing coil (CC), manual operating mechanism with mechanical closing, without Remote trip alarm reset coil (RR), without 2nd shunt trip, without 1st Shunt trip | 193000 | 1 | Z\ | 1
3WA1120-2AF43-0AA0 |  | Withdrawable circuit breaker with guide frame, IEC 60947-2, frame size 1, 4-poles, N-pole left, In=2000A up to 690V AC 50/60Hz, breaking capacity N Icu=55/42kA at 500/690V, Trip unit ETU600 LSIG upgrade ready , colordisplay, bluetooth and USB interface, Protection LT, ST, INST, GFx, include N-protection, (internal N-sensor available), incl. trip alarm switch (1xCO), front connection double hole, guide frame with shutter and w/o position signalling switch, without Com & metering function Manual operating mechanism with mechanical closing, without Spring charging motor, Ready-to-close signal. switch, Auxiliary switches 2NO+2NC, without Closing coil (CC), manual operating mechanism with mechanical closing, without Remote trip alarm reset coil (RR), without 2nd shunt trip, without 1st Shunt trip | 206000 | 1 | Z\ | 1
3WA1120-2AF44-0AA0 |  | Withdrawable circuit breaker with guide frame, IEC 60947-2, frame size 1, 4-poles, N-pole left, In=2000A up to 690V AC 50/60Hz, breaking capacity N Icu=55/42kA at 500/690V, Trip unit ETU600 LSIG upgrade ready , colordisplay, bluetooth and USB interface, Protection LT, ST, INST, GFx, include N-protection, (internal N-sensor available), incl. trip alarm switch (1xCO), rear connection flange, guide frame with shutter and w/o position signalling switch, without Com & metering function Manual operating mechanism with mechanical closing, without Spring charging motor, Ready-to-close signal. switch, Auxiliary switches 2NO+2NC, without Closing coil (CC), manual operating mechanism with mechanical closing, without Remote trip alarm reset coil (RR), without 2nd shunt trip, without 1st Shunt trip | 193000 | 1 | Z\ | 1
3WA1120-2CA01-0AA0 |  | Non-automatic circuit breaker Fixed-mounted version, IEC 60947-2, frame size 1, 3-poles, In=2000A up to 690V AC 50/60Hz, breaking capacity N Icc=55/42kA at 500/690V, without electr. trip unit ETU, rear connection vertical, able to communication, Manual operating mechanism with mechanical closing, without Spring charging motor, Ready-to-close signal. switch, Auxiliary switches 2NO+2NC, without Closing coil (CC), manual operating mechanism with mechanical closing, without Remote trip alarm reset coil (RR), without 2nd shunt trip, without 1st Shunt trip | 96430 | 1 | Z\ | 1
3WA1120-2CA02-0AA0 |  | Non-automatic circuit breaker Fixed-mounted version, IEC 60947-2, frame size 1, 3-poles, In=2000A up to 690V AC 50/60Hz, breaking capacity N Icc=55/42kA at 500/690V, without electr. trip unit ETU, rear connection horizontal, able to communication, Manual operating mechanism with mechanical closing, without Spring charging motor, Ready-to-close signal. switch, Auxiliary switches 2NO+2NC, without Closing coil (CC), manual operating mechanism with mechanical closing, without Remote trip alarm reset coil (RR), without 2nd shunt trip, without 1st Shunt trip | 93030 | 1 | Z\ | 1
3WA1120-2CA03-0AA0 |  | Non-automatic circuit breaker Fixed-mounted version, IEC 60947-2, frame size 1, 3-poles, In=2000A up to 690V AC 50/60Hz, breaking capacity N Icc=55/42kA at 500/690V, without electr. trip unit ETU, front connection double hole, able to communication, Manual operating mechanism with mechanical closing, without Spring charging motor, Ready-to-close signal. switch, Auxiliary switches 2NO+2NC, without Closing coil (CC), manual operating mechanism with mechanical closing, without Remote trip alarm reset coil (RR), without 2nd shunt trip, without 1st Shunt trip | 103030 | 1 | Z\ | 1
3WA1120-2CA11-0AA0 |  | Non-automatic circuit breaker Fixed-mounted version, IEC 60947-2, frame size 1, 4-poles, N-pole left, In=2000A up to 690V AC 50/60Hz, breaking capacity N Icc=55/42kA at 500/690V, without electr. trip unit ETU, rear connection vertical, able to communication, Manual operating mechanism with mechanical closing, without Spring charging motor, Ready-to-close signal. switch, Auxiliary switches 2NO+2NC, without Closing coil (CC), manual operating mechanism with mechanical closing, without Remote trip alarm reset coil (RR), without 2nd shunt trip, without 1st Shunt trip | 125430 | 1 | Z\ | 1
3WA1120-2CA12-0AA0 |  | Non-automatic circuit breaker Fixed-mounted version, IEC 60947-2, frame size 1, 4-poles, N-pole left, In=2000A up to 690V AC 50/60Hz, breaking capacity N Icc=55/42kA at 500/690V, without electr. trip unit ETU, rear connection horizontal, able to communication, Manual operating mechanism with mechanical closing, without Spring charging motor, Ready-to-close signal. switch, Auxiliary switches 2NO+2NC, without Closing coil (CC), manual operating mechanism with mechanical closing, without Remote trip alarm reset coil (RR), without 2nd shunt trip, without 1st Shunt trip | 121430 | 1 | Z\ | 1
3WA1120-2CA13-0AA0 |  | Non-automatic circuit breaker Fixed-mounted version, IEC 60947-2, frame size 1, 4-poles, N-pole left, In=2000A up to 690V AC 50/60Hz, breaking capacity N Icc=55/42kA at 500/690V, without electr. trip unit ETU, front connection double hole, able to communication, Manual operating mechanism with mechanical closing, without Spring charging motor, Ready-to-close signal. switch, Auxiliary switches 2NO+2NC, without Closing coil (CC), manual operating mechanism with mechanical closing, without Remote trip alarm reset coil (RR), without 2nd shunt trip, without 1st Shunt trip | 134430 | 1 | Z\ | 1
3WA1120-2CA21-0AA0 |  | AC non-automatic air circuit breaker 3WA, fixed-mounted version, IEC 60947-2, size 1, 4-pole, N pole on right, In=2000 A up to 690 V AC 50/60 Hz, breaking capacity N, Icc=55/42 kA at 500/690 V, without electronic trip unit ETU, connection at rear vertical, able to communication, Manual operating mechanism with mechanical closing, without Spring charging motor, Ready-to-close signal. switch, Auxiliary switches 2NO+2NC, without Closing coil (CC), manual operating mechanism with mechanical closing, without Remote trip alarm reset coil (RR), without 2nd shunt trip, without 1st Shunt trip | 125430 | 1 | Z\ | 1
3WA1120-2CA22-0AA0 |  | AC non-automatic air circuit breaker 3WA, fixed-mounted version, IEC 60947-2, size 1, 4-pole, N pole on right, In=2000 A up to 690 V AC 50/60 Hz, breaking capacity N, Icc=55/42 kA at 500/690 V, without electronic trip unit ETU, connection at rear horizontal able to communication, Manual operating mechanism with mechanical closing, without Spring charging motor, Ready-to-close signal. switch, Auxiliary switches 2NO+2NC, without Closing coil (CC), manual operating mechanism with mechanical closing, without Remote trip alarm reset coil (RR), without 2nd shunt trip, without 1st Shunt trip | 121430 | 1 | Z\ | 1
3WA1120-2CA23-0AA0 |  | AC non-automatic air circuit breaker 3WA, fixed-mounted version, IEC 60947-2, size 1, 4-pole, N pole on right, In=2000 A up to 690 V AC 50/60 Hz, breaking capacity N, Icc=55/42 kA at 500/690 V, without electronic trip unit ETU, front connection double hole, able to communication, Manual operating mechanism with mechanical closing, without Spring charging motor, Ready-to-close signal. switch, Auxiliary switches 2NO+2NC, without Closing coil (CC), manual operating mechanism with mechanical closing, without Remote trip alarm reset coil (RR), without 2nd shunt trip, without 1st Shunt trip | 134430 | 1 | Z\ | 1
3WA1120-2CA31-0AA0 |  | Non-automatic circuit breaker withdrawable version, with guide frame, IEC 60947-2, frame size 1, 3-poles, In=2000A up to 690V AC 50/60Hz, breaking capacity N Icc=55/42kA at 500/690V, without electr. trip unit ETU, rear connection vertical, guide frame with shutter and w/o position signalling switch, able to communication, Manual operating mechanism with mechanical closing, without Spring charging motor, Ready-to-close signal. switch, Auxiliary switches 2NO+2NC, without Closing coil (CC), manual operating mechanism with mechanical closing, without Remote trip alarm reset coil (RR), without 2nd shunt trip, without 1st Shunt trip | 125430 | 1 | Z\ | 1
3WA1120-2CA32-0AA0 |  | Non-automatic circuit breaker withdrawable version, with guide frame, IEC 60947-2, frame size 1, 3-poles, In=2000A up to 690V AC 50/60Hz, breaking capacity N Icc=55/42kA at 500/690V, without electr. trip unit ETU, rear connection horizontal, guide frame with shutter and w/o position signalling switch, able to communication, Manual operating mechanism with mechanical closing, without Spring charging motor, Ready-to-close signal. switch, Auxiliary switches 2NO+2NC, without Closing coil (CC), manual operating mechanism with mechanical closing, without Remote trip alarm reset coil (RR), without 2nd shunt trip, without 1st Shunt trip | 121430 | 1 | Z\ | 1
3WA1120-2CA33-0AA0 |  | Non-automatic circuit breaker withdrawable version, with guide frame, IEC 60947-2, frame size 1, 3-poles, In=2000A up to 690V AC 50/60Hz, breaking capacity N Icc=55/42kA at 500/690V, without electr. trip unit ETU, front connection double hole, guide frame with shutter and w/o position signalling switch, able to communication, Manual operating mechanism with mechanical closing, without Spring charging motor, Ready-to-close signal. switch, Auxiliary switches 2NO+2NC, without Closing coil (CC), manual operating mechanism with mechanical closing, without Remote trip alarm reset coil (RR), without 2nd shunt trip, without 1st Shunt trip | 131430 | 1 | Z\ | 1
3WA1120-2CA34-0AA0 |  | Non-automatic circuit breaker withdrawable version, with guide frame, IEC 60947-2, frame size 1, 3-poles, In=2000A up to 690V AC 50/60Hz, breaking capacity N Icc=55/42kA at 500/690V, without electr. trip unit ETU, rear connection flange, guide frame with shutter and w/o position signalling switch, able to communication, Manual operating mechanism with mechanical closing, without Spring charging motor, Ready-to-close signal. switch, Auxiliary switches 2NO+2NC, without Closing coil (CC), manual operating mechanism with mechanical closing, without Remote trip alarm reset coil (RR), without 2nd shunt trip, without 1st Shunt trip | 121430 | 1 | Z\ | 1
3WA1120-2CA41-0AA0 |  | Non-automatic circuit breaker withdrawable version, with guide frame, IEC 60947-2, frame size 1, 4-poles, N-pole left, In=2000A up to 690V AC 50/60Hz, breaking capacity N Icc=55/42kA at 500/690V, without electr. trip unit ETU, rear connection vertical, guide frame with shutter and w/o position signalling switch, able to communication, Manual operating mechanism with mechanical closing, without Spring charging motor, Ready-to-close signal. switch, Auxiliary switches 2NO+2NC, without Closing coil (CC), manual operating mechanism with mechanical closing, without Remote trip alarm reset coil (RR), without 2nd shunt trip, without 1st Shunt trip | 163430 | 1 | Z\ | 1
3WA1120-2CA42-0AA0 |  | Non-automatic circuit breaker withdrawable version, with guide frame, IEC 60947-2, frame size 1, 4-poles, N-pole left, In=2000A up to 690V AC 50/60Hz, breaking capacity N Icc=55/42kA at 500/690V, without electr. trip unit ETU, rear connection horizontal, guide frame with shutter and w/o position signalling switch, able to communication, Manual operating mechanism with mechanical closing, without Spring charging motor, Ready-to-close signal. switch, Auxiliary switches 2NO+2NC, without Closing coil (CC), manual operating mechanism with mechanical closing, without Remote trip alarm reset coil (RR), without 2nd shunt trip, without 1st Shunt trip | 159430 | 1 | Z\ | 1
3WA1120-2CA43-0AA0 |  | Non-automatic circuit breaker withdrawable version, with guide frame, IEC 60947-2, frame size 1, 4-poles, N-pole left, In=2000A up to 690V AC 50/60Hz, breaking capacity N Icc=55/42kA at 500/690V, without electr. trip unit ETU, front connection double hole, guide frame with shutter and w/o position signalling switch, able to communication, Manual operating mechanism with mechanical closing, without Spring charging motor, Ready-to-close signal. switch, Auxiliary switches 2NO+2NC, without Closing coil (CC), manual operating mechanism with mechanical closing, without Remote trip alarm reset coil (RR), without 2nd shunt trip, without 1st Shunt trip | 172430 | 1 | Z\ | 1
3WA1120-2CA44-0AA0 |  | Non-automatic circuit breaker withdrawable version, with guide frame, IEC 60947-2, frame size 1, 4-poles, N-pole left, In=2000A up to 690V AC 50/60Hz, breaking capacity N Icc=55/42kA at 500/690V, without electr. trip unit ETU, rear connection flange, guide frame with shutter and w/o position signalling switch, able to communication, Manual operating mechanism with mechanical closing, without Spring charging motor, Ready-to-close signal. switch, Auxiliary switches 2NO+2NC, without Closing coil (CC), manual operating mechanism with mechanical closing, without Remote trip alarm reset coil (RR), without 2nd shunt trip, without 1st Shunt trip | 159430 | 1 | Z\ | 1
3WA1120-2CE02-8EA4-Z | F19S07T40 | Fixed-mounted circuit breaker IEC 60947-2, frame size 1, 3-poles, In=2000A up to 690V AC 50/60Hz, breaking capacity N Icu=55/42kA at 500/690V, Trip unit ETU600 LSI upgrade ready , colordisplay, bluetooth and USB interface, Protection LT, ST, INST, N-protection required an external N-sensor, incl. trip alarm switch (1xCO), rear connection horizontal, able to communication, with manual and motorized operating mechanism (M) 208-240 V AC / 220-250 V DC, Storage status and ready-to- close signaling switches, Auxiliary switches 4NO+4NC, Closing coil (CC) 100% OP 208-240 V AC / 220-250 V DC, applicable for continuous duty, without Remote trip alarm reset coil (RR), without 2nd shunt trip, Shunt trip (ST) 100% OP 208-240 V AC / 220-250 V DC, suitable for continuous duty, Option F19 = COM190 COM module PROFINET IO Modbus TCP 2 switched Ethernet ports circuit breaker internal Option S07 = Locking provision against unauthorized closing Secured Open; for padlock device Padlocks are not included. Option T40 = Door sealing frame IP41 | 153810 | 1 | Z\ | 1
3WA1120-2CE12-4JA4-Z | S08S33T40 | Fixed-mounted circuit breaker IEC 60947-2, frame size 1, 4-poles, N-pole left, In=2000A up to 690V AC 50/60Hz, breaking capacity N Icu=55/42kA at 500/690V, Trip unit ETU600 LSI upgrade ready , colordisplay, bluetooth and USB interface, Protection LT, ST, INST, include N-protection, (internal N-sensor available), incl. trip alarm switch (1xCO), rear connection horizontal, able to communication, with manual and motorized operating mechanism (M) 208-240 V AC / 220-250 V DC, Storage status and ready-to- close signaling switches, Auxiliary switches 2NO+2NC, Closing coil (CC) 100% OP 208-240 V AC / 220-250 V DC, applicable for continuous duty, Remote trip alarm reset (RR) 208-240 V AC / 220-250 V DC for momentary duty, without 2nd shunt trip, Shunt trip (ST) 100% OP 208-240 V AC / 220-250 V DC, suitable for continuous duty, Option S08 = Locking provision against unauthorized closing Secured Open; for with Ronis lock Option S33 = Locking provision for Padlock device for charging handle padlocks are not included Option T40 = Door sealing frame IP41 | 175240 | 1 | Z\ | 1
3WA1120-2CE62-7DA3-Z | D80F19F40M71R10R30R50T40 | Withdrawable circuit breaker with guide frame, IEC 60947-2, frame size 1, 3-poles, In=2000A up to 690V AC 50/60Hz, breaking capacity N Icu=55/42kA at 500/690V, Trip unit ETU600 LSI upgrade ready , colordisplay, bluetooth and USB interface, Protection LT, ST, INST, N-protection required an external N-sensor, incl. trip alarm switch (1xCO), rear connection horizontal, guide frame with shutter and position signall. switch (3xW), able to communication, with manual and motorized operating mechanism (M) 110-127 V AC / 110-125 V DC, Storage status and ready-to- close signaling switches, Auxiliary switches 4NO+4NC, Closing coil (CC) 100% OP 110-127 V AC / 110-125 V DC, applicable for continuous duty, without Remote trip alarm reset coil (RR), without 2nd shunt trip, Shunt trip (ST) 100% OP 110-127 V AC / 110-125 V DC, suitable for continuous duty, Option D80 = Circuit breaker without Bluetooth functionality Option F19 = COM190 COM module PROFINET IO Modbus TCP 2 switched Ethernet ports circuit breaker internal Option F40 = Sealing cover for ETU option M71 = changeover to CC/ST without communication capability Option R10 = Arc chute cover; for withdrawable breakers Not possible with breaking capacity C, E and D and frame size 2 4000A AC. Option R30 = Mechanical interlock to prevent opening of the circuit breaker compartment door, if ACB is closed; for withdrawable design. Option R50 = Mechanical interlock to prevent racking of the circuit breaker for withdrawable design, if circuit breaker compartment door is open. Not possible in combination with R40, R81, R85, R86 Option T40 = Door sealing frame IP41 | 199828 | 1 | Z\ | 1
3WA1120-2EE01-0AA0 |  | Fixed-mounted circuit breaker IEC 60947-2, frame size 1, 3-poles, In=2000A up to 690V AC 50/60Hz, breaking capacity N Icu=55/42kA at 500/690V, Trip unit ETU600 LSI upgrade ready , colordisplay, bluetooth and USB interface, Protection LT, ST, INST, N-protection required an external N-sensor, incl. trip alarm switch (1xCO), rear connection vertical, with internal voltage tap on lower stab of circuit breaker, with voltage tap module VTM680 and power supply of ETU600, able to communication, integrated metering type PMF-1 Energy Efficiency, Voltage, Active energy Ea Manual operating mechanism with mechanical closing, without Spring charging motor, Ready-to-close signal. switch, Auxiliary switches 2NO+2NC, without Closing coil (CC), manual operating mechanism with mechanical closing, without Remote trip alarm reset coil (RR), without 2nd shunt trip, without 1st Shunt trip | 115870 | 1 | Z\ | 1
3WA1120-2EE02-0AA0 |  | Fixed-mounted circuit breaker IEC 60947-2, frame size 1, 3-poles, In=2000A up to 690V AC 50/60Hz, breaking capacity N Icu=55/42kA at 500/690V, Trip unit ETU600 LSI upgrade ready , colordisplay, bluetooth and USB interface, Protection LT, ST, INST, N-protection required an external N-sensor, incl. trip alarm switch (1xCO), rear connection horizontal, with internal voltage tap on lower stab of circuit breaker, with voltage tap module VTM680 and power supply of ETU600, able to communication, integrated metering type PMF-1 Energy Efficiency, Voltage, Active energy Ea Manual operating mechanism with mechanical closing, without Spring charging motor, Ready-to-close signal. switch, Auxiliary switches 2NO+2NC, without Closing coil (CC), manual operating mechanism with mechanical closing, without Remote trip alarm reset coil (RR), without 2nd shunt trip, without 1st Shunt trip | 112870 | 1 | Z\ | 1
3WA1120-2EE03-0AA0 |  | Fixed-mounted circuit breaker IEC 60947-2, frame size 1, 3-poles, In=2000A up to 690V AC 50/60Hz, breaking capacity N Icu=55/42kA at 500/690V, Trip unit ETU600 LSI upgrade ready , colordisplay, bluetooth and USB interface, Protection LT, ST, INST, N-protection required an external N-sensor, incl. trip alarm switch (1xCO), front connection double hole, with internal voltage tap on lower stab of circuit breaker, with voltage tap module VTM680 and power supply of ETU600, able to communication, integrated metering type PMF-1 Energy Efficiency, Voltage, Active energy Ea Manual operating mechanism with mechanical closing, without Spring charging motor, Ready-to-close signal. switch, Auxiliary switches 2NO+2NC, without Closing coil (CC), manual operating mechanism with mechanical closing, without Remote trip alarm reset coil (RR), without 2nd shunt trip, without 1st Shunt trip | 122870 | 1 | Z\ | 1
3WA1120-2EE11-0AA0 |  | Fixed-mounted circuit breaker IEC 60947-2, frame size 1, 4-poles, N-pole left, In=2000A up to 690V AC 50/60Hz, breaking capacity N Icu=55/42kA at 500/690V, Trip unit ETU600 LSI upgrade ready , colordisplay, bluetooth and USB interface, Protection LT, ST, INST, include N-protection, (internal N-sensor available), incl. trip alarm switch (1xCO), rear connection vertical, with internal voltage tap on lower stab of circuit breaker, with voltage tap module VTM680 and power supply of ETU600, able to communication, integrated metering type PMF-1 Energy Efficiency, Voltage, Active energy Ea Manual operating mechanism with mechanical closing, without Spring charging motor, Ready-to-close signal. switch, Auxiliary switches 2NO+2NC, without Closing coil (CC), manual operating mechanism with mechanical closing, without Remote trip alarm reset coil (RR), without 2nd shunt trip, without 1st Shunt trip | 150870 | 1 | Z\ | 1
3WA1120-2EE12-0AA0 |  | Fixed-mounted circuit breaker IEC 60947-2, frame size 1, 4-poles, N-pole left, In=2000A up to 690V AC 50/60Hz, breaking capacity N Icu=55/42kA at 500/690V, Trip unit ETU600 LSI upgrade ready , colordisplay, bluetooth and USB interface, Protection LT, ST, INST, include N-protection, (internal N-sensor available), incl. trip alarm switch (1xCO), rear connection horizontal, with internal voltage tap on lower stab of circuit breaker, with voltage tap module VTM680 and power supply of ETU600, able to communication, integrated metering type PMF-1 Energy Efficiency, Voltage, Active energy Ea Manual operating mechanism with mechanical closing, without Spring charging motor, Ready-to-close signal. switch, Auxiliary switches 2NO+2NC, without Closing coil (CC), manual operating mechanism with mechanical closing, without Remote trip alarm reset coil (RR), without 2nd shunt trip, without 1st Shunt trip | 145870 | 1 | Z\ | 1
3WA1120-2EE13-0AA0 |  | Fixed-mounted circuit breaker IEC 60947-2, frame size 1, 4-poles, N-pole left, In=2000A up to 690V AC 50/60Hz, breaking capacity N Icu=55/42kA at 500/690V, Trip unit ETU600 LSI upgrade ready , colordisplay, bluetooth and USB interface, Protection LT, ST, INST, include N-protection, (internal N-sensor available), incl. trip alarm switch (1xCO), front connection double hole, with internal voltage tap on lower stab of circuit breaker, with voltage tap module VTM680 and power supply of ETU600, able to communication, integrated metering type PMF-1 Energy Efficiency, Voltage, Active energy Ea Manual operating mechanism with mechanical closing, without Spring charging motor, Ready-to-close signal. switch, Auxiliary switches 2NO+2NC, without Closing coil (CC), manual operating mechanism with mechanical closing, without Remote trip alarm reset coil (RR), without 2nd shunt trip, without 1st Shunt trip | 159870 | 1 | Z\ | 1
3WA1120-2EE21-0AA0 |  | fixed-mounted circuit breaker, IEC 60947-2, size 1, 4-pole, N pole on right, In=2000 A up to 690 V AC 50/60 Hz, breaking capacity N Icc=55/42 kA at 500/690 V, tripping unit ETU600 LSI upgradeable, color display, Bluetooth, USB interface, basic protection LT, ST, INST, including protection of the N conductor (internal neutral point sensor available), trip alarm switch (1 x CO), connection at rear vertical, with internal voltage tap on lower stab of circuit breaker, with voltage tap module VTM680 and power supply of ETU600, able to communication, integrated metering type PMF-1 Energy Efficiency, Voltage, Active energy Ea Manual operating mechanism with mechanical closing, without Spring charging motor, Ready-to-close signal. switch, Auxiliary switches 2NO+2NC, without Closing coil (CC), manual operating mechanism with mechanical closing, without Remote trip alarm reset coil (RR), without 2nd shunt trip, without 1st Shunt trip | 150870 | 1 | Z\ | 1
3WA1120-2EE22-0AA0 |  | fixed-mounted circuit breaker, IEC 60947-2, size 1, 4-pole, N pole on right, In=2000 A up to 690 V AC 50/60 Hz, breaking capacity N Icc=55/42 kA at 500/690 V, tripping unit ETU600 LSI upgradeable, color display, Bluetooth, USB interface, basic protection LT, ST, INST, including protection of the N conductor (internal neutral point sensor available), trip alarm switch (1 x CO), connection at rear horizontal with internal voltage tap on lower stab of circuit breaker, with voltage tap module VTM680 and power supply of ETU600, able to communication, integrated metering type PMF-1 Energy Efficiency, Voltage, Active energy Ea Manual operating mechanism with mechanical closing, without Spring charging motor, Ready-to-close signal. switch, Auxiliary switches 2NO+2NC, without Closing coil (CC), manual operating mechanism with mechanical closing, without Remote trip alarm reset coil (RR), without 2nd shunt trip, without 1st Shunt trip | 145870 | 1 | Z\ | 1
3WA1120-2EE23-0AA0 |  | fixed-mounted circuit breaker, IEC 60947-2, size 1, 4-pole, N pole on right, In=2000 A up to 690 V AC 50/60 Hz, breaking capacity N Icc=55/42 kA at 500/690 V, tripping unit ETU600 LSI upgradeable, color display, Bluetooth, USB interface, basic protection LT, ST, INST, including protection of the N conductor (internal neutral point sensor available), trip alarm switch (1 x CO), front connection double hole, with internal voltage tap on lower stab of circuit breaker, with voltage tap module VTM680 and power supply of ETU600, able to communication, integrated metering type PMF-1 Energy Efficiency, Voltage, Active energy Ea Manual operating mechanism with mechanical closing, without Spring charging motor, Ready-to-close signal. switch, Auxiliary switches 2NO+2NC, without Closing coil (CC), manual operating mechanism with mechanical closing, without Remote trip alarm reset coil (RR), without 2nd shunt trip, without 1st Shunt trip | 159870 | 1 | Z\ | 1
3WA1120-2EE31-0AA0 |  | Withdrawable circuit breaker with guide frame, IEC 60947-2, frame size 1, 3-poles, In=2000A up to 690V AC 50/60Hz, breaking capacity N Icu=55/42kA at 500/690V, Trip unit ETU600 LSI upgrade ready , colordisplay, bluetooth and USB interface, Protection LT, ST, INST, N-protection required an external N-sensor, incl. trip alarm switch (1xCO), rear connection vertical, guide frame with shutter and w/o position signalling switch, with internal voltage tap on lower stab of circuit breaker, with voltage tap module VTM680 and power supply of ETU600, able to communication, integrated metering type PMF-1 Energy Efficiency, Voltage, Active energy Ea Manual operating mechanism with mechanical closing, without Spring charging motor, Ready-to-close signal. switch, Auxiliary switches 2NO+2NC, without Closing coil (CC), manual operating mechanism with mechanical closing, without Remote trip alarm reset coil (RR), without 2nd shunt trip, without 1st Shunt trip | 149870 | 1 | Z\ | 1
3WA1120-2EE32-0AA0 |  | Withdrawable circuit breaker with guide frame, IEC 60947-2, frame size 1, 3-poles, In=2000A up to 690V AC 50/60Hz, breaking capacity N Icu=55/42kA at 500/690V, Trip unit ETU600 LSI upgrade ready , colordisplay, bluetooth and USB interface, Protection LT, ST, INST, N-protection required an external N-sensor, incl. trip alarm switch (1xCO), rear connection horizontal, guide frame with shutter and w/o position signalling switch, with internal voltage tap on lower stab of circuit breaker, with voltage tap module VTM680 and power supply of ETU600, able to communication, integrated metering type PMF-1 Energy Efficiency, Voltage, Active energy Ea Manual operating mechanism with mechanical closing, without Spring charging motor, Ready-to-close signal. switch, Auxiliary switches 2NO+2NC, without Closing coil (CC), manual operating mechanism with mechanical closing, without Remote trip alarm reset coil (RR), without 2nd shunt trip, without 1st Shunt trip | 146870 | 1 | Z\ | 1
3WA1120-2EE33-0AA0 |  | Withdrawable circuit breaker with guide frame, IEC 60947-2, frame size 1, 3-poles, In=2000A up to 690V AC 50/60Hz, breaking capacity N Icu=55/42kA at 500/690V, Trip unit ETU600 LSI upgrade ready , colordisplay, bluetooth and USB interface, Protection LT, ST, INST, N-protection required an external N-sensor, incl. trip alarm switch (1xCO), front connection double hole, guide frame with shutter and w/o position signalling switch, with internal voltage tap on lower stab of circuit breaker, with voltage tap module VTM680 and power supply of ETU600, able to communication, integrated metering type PMF-1 Energy Efficiency, Voltage, Active energy Ea Manual operating mechanism with mechanical closing, without Spring charging motor, Ready-to-close signal. switch, Auxiliary switches 2NO+2NC, without Closing coil (CC), manual operating mechanism with mechanical closing, without Remote trip alarm reset coil (RR), without 2nd shunt trip, without 1st Shunt trip | 156870 | 1 | Z\ | 1
3WA1120-2EE34-0AA0 |  | Withdrawable circuit breaker with guide frame, IEC 60947-2, frame size 1, 3-poles, In=2000A up to 690V AC 50/60Hz, breaking capacity N Icu=55/42kA at 500/690V, Trip unit ETU600 LSI upgrade ready , colordisplay, bluetooth and USB interface, Protection LT, ST, INST, N-protection required an external N-sensor, incl. trip alarm switch (1xCO), rear connection flange, guide frame with shutter and w/o position signalling switch, with internal voltage tap on lower stab of circuit breaker, with voltage tap module VTM680 and power supply of ETU600, able to communication, integrated metering type PMF-1 Energy Efficiency, Voltage, Active energy Ea Manual operating mechanism with mechanical closing, without Spring charging motor, Ready-to-close signal. switch, Auxiliary switches 2NO+2NC, without Closing coil (CC), manual operating mechanism with mechanical closing, without Remote trip alarm reset coil (RR), without 2nd shunt trip, without 1st Shunt trip | 146870 | 1 | Z\ | 1
3WA1120-2EE41-0AA0 |  | Withdrawable circuit breaker with guide frame, IEC 60947-2, frame size 1, 4-poles, N-pole left, In=2000A up to 690V AC 50/60Hz, breaking capacity N Icu=55/42kA at 500/690V, Trip unit ETU600 LSI upgrade ready , colordisplay, bluetooth and USB interface, Protection LT, ST, INST, include N-protection, (internal N-sensor available), incl. trip alarm switch (1xCO), rear connection vertical, guide frame with shutter and w/o position signalling switch, with internal voltage tap on lower stab of circuit breaker, with voltage tap module VTM680 and power supply of ETU600, able to communication, integrated metering type PMF-1 Energy Efficiency, Voltage, Active energy Ea Manual operating mechanism with mechanical closing, without Spring charging motor, Ready-to-close signal. switch, Auxiliary switches 2NO+2NC, without Closing coil (CC), manual operating mechanism with mechanical closing, without Remote trip alarm reset coil (RR), without 2nd shunt trip, without 1st Shunt trip | 194870 | 1 | Z\ | 1
3WA1120-2EE42-0AA0 |  | Withdrawable circuit breaker with guide frame, IEC 60947-2, frame size 1, 4-poles, N-pole left, In=2000A up to 690V AC 50/60Hz, breaking capacity N Icu=55/42kA at 500/690V, Trip unit ETU600 LSI upgrade ready , colordisplay, bluetooth and USB interface, Protection LT, ST, INST, include N-protection, (internal N-sensor available), incl. trip alarm switch (1xCO), rear connection horizontal, guide frame with shutter and w/o position signalling switch, with internal voltage tap on lower stab of circuit breaker, with voltage tap module VTM680 and power supply of ETU600, able to communication, integrated metering type PMF-1 Energy Efficiency, Voltage, Active energy Ea Manual operating mechanism with mechanical closing, without Spring charging motor, Ready-to-close signal. switch, Auxiliary switches 2NO+2NC, without Closing coil (CC), manual operating mechanism with mechanical closing, without Remote trip alarm reset coil (RR), without 2nd shunt trip, without 1st Shunt trip | 190870 | 1 | Z\ | 1
3WA1120-2EE43-0AA0 |  | Withdrawable circuit breaker with guide frame, IEC 60947-2, frame size 1, 4-poles, N-pole left, In=2000A up to 690V AC 50/60Hz, breaking capacity N Icu=55/42kA at 500/690V, Trip unit ETU600 LSI upgrade ready , colordisplay, bluetooth and USB interface, Protection LT, ST, INST, include N-protection, (internal N-sensor available), incl. trip alarm switch (1xCO), front connection double hole, guide frame with shutter and w/o position signalling switch, with internal voltage tap on lower stab of circuit breaker, with voltage tap module VTM680 and power supply of ETU600, able to communication, integrated metering type PMF-1 Energy Efficiency, Voltage, Active energy Ea Manual operating mechanism with mechanical closing, without Spring charging motor, Ready-to-close signal. switch, Auxiliary switches 2NO+2NC, without Closing coil (CC), manual operating mechanism with mechanical closing, without Remote trip alarm reset coil (RR), without 2nd shunt trip, without 1st Shunt trip | 203870 | 1 | Z\ | 1
3WA1120-2EE44-0AA0 |  | Withdrawable circuit breaker with guide frame, IEC 60947-2, frame size 1, 4-poles, N-pole left, In=2000A up to 690V AC 50/60Hz, breaking capacity N Icu=55/42kA at 500/690V, Trip unit ETU600 LSI upgrade ready , colordisplay, bluetooth and USB interface, Protection LT, ST, INST, include N-protection, (internal N-sensor available), incl. trip alarm switch (1xCO), rear connection flange, guide frame with shutter and w/o position signalling switch, with internal voltage tap on lower stab of circuit breaker, with voltage tap module VTM680 and power supply of ETU600, able to communication, integrated metering type PMF-1 Energy Efficiency, Voltage, Active energy Ea Manual operating mechanism with mechanical closing, without Spring charging motor, Ready-to-close signal. switch, Auxiliary switches 2NO+2NC, without Closing coil (CC), manual operating mechanism with mechanical closing, without Remote trip alarm reset coil (RR), without 2nd shunt trip, without 1st Shunt trip | 190870 | 1 | Z\ | 1
3WA1120-2EF01-0AA0 |  | Fixed-mounted circuit breaker IEC 60947-2, frame size 1, 3-poles, In=2000A up to 690V AC 50/60Hz, breaking capacity N Icu=55/42kA at 500/690V, Trip unit ETU600 LSIG upgrade ready , colordisplay, bluetooth and USB interface, Protection LT, ST, INST, GFx, N-protection required an external N-sensor, incl. trip alarm switch (1xCO), rear connection vertical, with internal voltage tap on lower stab of circuit breaker, with voltage tap module VTM680 and power supply of ETU600, able to communication, integrated metering type PMF-1 Energy Efficiency, Voltage, Active energy Ea Manual operating mechanism with mechanical closing, without Spring charging motor, Ready-to-close signal. switch, Auxiliary switches 2NO+2NC, without Closing coil (CC), manual operating mechanism with mechanical closing, without Remote trip alarm reset coil (RR), without 2nd shunt trip, without 1st Shunt trip | 126870 | 1 | Z\ | 1
3WA1120-2EF02-0AA0 |  | Fixed-mounted circuit breaker IEC 60947-2, frame size 1, 3-poles, In=2000A up to 690V AC 50/60Hz, breaking capacity N Icu=55/42kA at 500/690V, Trip unit ETU600 LSIG upgrade ready , colordisplay, bluetooth and USB interface, Protection LT, ST, INST, GFx, N-protection required an external N-sensor, incl. trip alarm switch (1xCO), rear connection horizontal, with internal voltage tap on lower stab of circuit breaker, with voltage tap module VTM680 and power supply of ETU600, able to communication, integrated metering type PMF-1 Energy Efficiency, Voltage, Active energy Ea Manual operating mechanism with mechanical closing, without Spring charging motor, Ready-to-close signal. switch, Auxiliary switches 2NO+2NC, without Closing coil (CC), manual operating mechanism with mechanical closing, without Remote trip alarm reset coil (RR), without 2nd shunt trip, without 1st Shunt trip | 123870 | 1 | Z\ | 1
3WA1120-2EF03-0AA0 |  | Fixed-mounted circuit breaker IEC 60947-2, frame size 1, 3-poles, In=2000A up to 690V AC 50/60Hz, breaking capacity N Icu=55/42kA at 500/690V, Trip unit ETU600 LSIG upgrade ready , colordisplay, bluetooth and USB interface, Protection LT, ST, INST, GFx, N-protection required an external N-sensor, incl. trip alarm switch (1xCO), front connection double hole, with internal voltage tap on lower stab of circuit breaker, with voltage tap module VTM680 and power supply of ETU600, able to communication, integrated metering type PMF-1 Energy Efficiency, Voltage, Active energy Ea Manual operating mechanism with mechanical closing, without Spring charging motor, Ready-to-close signal. switch, Auxiliary switches 2NO+2NC, without Closing coil (CC), manual operating mechanism with mechanical closing, without Remote trip alarm reset coil (RR), without 2nd shunt trip, without 1st Shunt trip | 133870 | 1 | Z\ | 1
3WA1120-2EF11-0AA0 |  | Fixed-mounted circuit breaker IEC 60947-2, frame size 1, 4-poles, N-pole left, In=2000A up to 690V AC 50/60Hz, breaking capacity N Icu=55/42kA at 500/690V, Trip unit ETU600 LSIG upgrade ready , colordisplay, bluetooth and USB interface, Protection LT, ST, INST, GFx, include N-protection, (internal N-sensor available), incl. trip alarm switch (1xCO), rear connection vertical, with internal voltage tap on lower stab of circuit breaker, with voltage tap module VTM680 and power supply of ETU600, able to communication, integrated metering type PMF-1 Energy Efficiency, Voltage, Active energy Ea Manual operating mechanism with mechanical closing, without Spring charging motor, Ready-to-close signal. switch, Auxiliary switches 2NO+2NC, without Closing coil (CC), manual operating mechanism with mechanical closing, without Remote trip alarm reset coil (RR), without 2nd shunt trip, without 1st Shunt trip | 160870 | 1 | Z\ | 1
3WA1120-2EF12-0AA0 |  | Fixed-mounted circuit breaker IEC 60947-2, frame size 1, 4-poles, N-pole left, In=2000A up to 690V AC 50/60Hz, breaking capacity N Icu=55/42kA at 500/690V, Trip unit ETU600 LSIG upgrade ready , colordisplay, bluetooth and USB interface, Protection LT, ST, INST, GFx, include N-protection, (internal N-sensor available), incl. trip alarm switch (1xCO), rear connection horizontal, with internal voltage tap on lower stab of circuit breaker, with voltage tap module VTM680 and power supply of ETU600, able to communication, integrated metering type PMF-1 Energy Efficiency, Voltage, Active energy Ea Manual operating mechanism with mechanical closing, without Spring charging motor, Ready-to-close signal. switch, Auxiliary switches 2NO+2NC, without Closing coil (CC), manual operating mechanism with mechanical closing, without Remote trip alarm reset coil (RR), without 2nd shunt trip, without 1st Shunt trip | 156870 | 1 | Z\ | 1
3WA1120-2EF13-0AA0 |  | Fixed-mounted circuit breaker IEC 60947-2, frame size 1, 4-poles, N-pole left, In=2000A up to 690V AC 50/60Hz, breaking capacity N Icu=55/42kA at 500/690V, Trip unit ETU600 LSIG upgrade ready , colordisplay, bluetooth and USB interface, Protection LT, ST, INST, GFx, include N-protection, (internal N-sensor available), incl. trip alarm switch (1xCO), front connection double hole, with internal voltage tap on lower stab of circuit breaker, with voltage tap module VTM680 and power supply of ETU600, able to communication, integrated metering type PMF-1 Energy Efficiency, Voltage, Active energy Ea Manual operating mechanism with mechanical closing, without Spring charging motor, Ready-to-close signal. switch, Auxiliary switches 2NO+2NC, without Closing coil (CC), manual operating mechanism with mechanical closing, without Remote trip alarm reset coil (RR), without 2nd shunt trip, without 1st Shunt trip | 169870 | 1 | Z\ | 1
3WA1120-2EF21-0AA0 |  | fixed-mounted circuit breaker, IEC 60947-2, size 1, 4-pole, N pole on right, In=2000 A up to 690 V AC 50/60 Hz, breaking capacity N Icc=55/42 kA at 500/690 V, tripping unit ETU600 LSIG upgradeable, color display, Bluetooth, USB interface, basic protection LT, ST, INST, GFx, including protection of the N conductor (internal neutral point sensor available), trip alarm switch (1 x CO), connection at rear vertical, with internal voltage tap on lower stab of circuit breaker, with voltage tap module VTM680 and power supply of ETU600, able to communication, integrated metering type PMF-1 Energy Efficiency, Voltage, Active energy Ea Manual operating mechanism with mechanical closing, without Spring charging motor, Ready-to-close signal. switch, Auxiliary switches 2NO+2NC, without Closing coil (CC), manual operating mechanism with mechanical closing, without Remote trip alarm reset coil (RR), without 2nd shunt trip, without 1st Shunt trip | 160870 | 1 | Z\ | 1
3WA1120-2EF22-0AA0 |  | fixed-mounted circuit breaker, IEC 60947-2, size 1, 4-pole, N pole on right, In=2000 A up to 690 V AC 50/60 Hz, breaking capacity N Icc=55/42 kA at 500/690 V, tripping unit ETU600 LSIG upgradeable, color display, Bluetooth, USB interface, basic protection LT, ST, INST, GFx, including protection of the N conductor (internal neutral point sensor available), trip alarm switch (1 x CO), connection at rear horizontal with internal voltage tap on lower stab of circuit breaker, with voltage tap module VTM680 and power supply of ETU600, able to communication, integrated metering type PMF-1 Energy Efficiency, Voltage, Active energy Ea Manual operating mechanism with mechanical closing, without Spring charging motor, Ready-to-close signal. switch, Auxiliary switches 2NO+2NC, without Closing coil (CC), manual operating mechanism with mechanical closing, without Remote trip alarm reset coil (RR), without 2nd shunt trip, without 1st Shunt trip | 156870 | 1 | Z\ | 1
3WA1120-2EF23-0AA0 |  | fixed-mounted circuit breaker, IEC 60947-2, size 1, 4-pole, N pole on right, In=2000 A up to 690 V AC 50/60 Hz, breaking capacity N Icc=55/42 kA at 500/690 V, tripping unit ETU600 LSIG upgradeable, color display, Bluetooth, USB interface, basic protection LT, ST, INST, GFx, including protection of the N conductor (internal neutral point sensor available), trip alarm switch (1 x CO), front connection double hole, with internal voltage tap on lower stab of circuit breaker, with voltage tap module VTM680 and power supply of ETU600, able to communication, integrated metering type PMF-1 Energy Efficiency, Voltage, Active energy Ea Manual operating mechanism with mechanical closing, without Spring charging motor, Ready-to-close signal. switch, Auxiliary switches 2NO+2NC, without Closing coil (CC), manual operating mechanism with mechanical closing, without Remote trip alarm reset coil (RR), without 2nd shunt trip, without 1st Shunt trip | 169870 | 1 | Z\ | 1
3WA1120-2EF31-0AA0 |  | Withdrawable circuit breaker with guide frame, IEC 60947-2, frame size 1, 3-poles, In=2000A up to 690V AC 50/60Hz, breaking capacity N Icu=55/42kA at 500/690V, Trip unit ETU600 LSIG upgrade ready , colordisplay, bluetooth and USB interface, Protection LT, ST, INST, GFx, N-protection required an external N-sensor, incl. trip alarm switch (1xCO), rear connection vertical, guide frame with shutter and w/o position signalling switch, with internal voltage tap on lower stab of circuit breaker, with voltage tap module VTM680 and power supply of ETU600, able to communication, integrated metering type PMF-1 Energy Efficiency, Voltage, Active energy Ea Manual operating mechanism with mechanical closing, without Spring charging motor, Ready-to-close signal. switch, Auxiliary switches 2NO+2NC, without Closing coil (CC), manual operating mechanism with mechanical closing, without Remote trip alarm reset coil (RR), without 2nd shunt trip, without 1st Shunt trip | 160870 | 1 | Z\ | 1
3WA1120-2EF32-0AA0 |  | Withdrawable circuit breaker with guide frame, IEC 60947-2, frame size 1, 3-poles, In=2000A up to 690V AC 50/60Hz, breaking capacity N Icu=55/42kA at 500/690V, Trip unit ETU600 LSIG upgrade ready , colordisplay, bluetooth and USB interface, Protection LT, ST, INST, GFx, N-protection required an external N-sensor, incl. trip alarm switch (1xCO), rear connection horizontal, guide frame with shutter and w/o position signalling switch, with internal voltage tap on lower stab of circuit breaker, with voltage tap module VTM680 and power supply of ETU600, able to communication, integrated metering type PMF-1 Energy Efficiency, Voltage, Active energy Ea Manual operating mechanism with mechanical closing, without Spring charging motor, Ready-to-close signal. switch, Auxiliary switches 2NO+2NC, without Closing coil (CC), manual operating mechanism with mechanical closing, without Remote trip alarm reset coil (RR), without 2nd shunt trip, without 1st Shunt trip | 156870 | 1 | Z\ | 1
3WA1120-2EF33-0AA0 |  | Withdrawable circuit breaker with guide frame, IEC 60947-2, frame size 1, 3-poles, In=2000A up to 690V AC 50/60Hz, breaking capacity N Icu=55/42kA at 500/690V, Trip unit ETU600 LSIG upgrade ready , colordisplay, bluetooth and USB interface, Protection LT, ST, INST, GFx, N-protection required an external N-sensor, incl. trip alarm switch (1xCO), front connection double hole, guide frame with shutter and w/o position signalling switch, with internal voltage tap on lower stab of circuit breaker, with voltage tap module VTM680 and power supply of ETU600, able to communication, integrated metering type PMF-1 Energy Efficiency, Voltage, Active energy Ea Manual operating mechanism with mechanical closing, without Spring charging motor, Ready-to-close signal. switch, Auxiliary switches 2NO+2NC, without Closing coil (CC), manual operating mechanism with mechanical closing, without Remote trip alarm reset coil (RR), without 2nd shunt trip, without 1st Shunt trip | 166870 | 1 | Z\ | 1
3WA1120-2EF34-0AA0 |  | Withdrawable circuit breaker with guide frame, IEC 60947-2, frame size 1, 3-poles, In=2000A up to 690V AC 50/60Hz, breaking capacity N Icu=55/42kA at 500/690V, Trip unit ETU600 LSIG upgrade ready , colordisplay, bluetooth and USB interface, Protection LT, ST, INST, GFx, N-protection required an external N-sensor, incl. trip alarm switch (1xCO), rear connection flange, guide frame with shutter and w/o position signalling switch, with internal voltage tap on lower stab of circuit breaker, with voltage tap module VTM680 and power supply of ETU600, able to communication, integrated metering type PMF-1 Energy Efficiency, Voltage, Active energy Ea Manual operating mechanism with mechanical closing, without Spring charging motor, Ready-to-close signal. switch, Auxiliary switches 2NO+2NC, without Closing coil (CC), manual operating mechanism with mechanical closing, without Remote trip alarm reset coil (RR), without 2nd shunt trip, without 1st Shunt trip | 156870 | 1 | Z\ | 1
3WA1120-2EF41-0AA0 |  | Withdrawable circuit breaker with guide frame, IEC 60947-2, frame size 1, 4-poles, N-pole left, In=2000A up to 690V AC 50/60Hz, breaking capacity N Icu=55/42kA at 500/690V, Trip unit ETU600 LSIG upgrade ready , colordisplay, bluetooth and USB interface, Protection LT, ST, INST, GFx, include N-protection, (internal N-sensor available), incl. trip alarm switch (1xCO), rear connection vertical, guide frame with shutter and w/o position signalling switch, with internal voltage tap on lower stab of circuit breaker, with voltage tap module VTM680 and power supply of ETU600, able to communication, integrated metering type PMF-1 Energy Efficiency, Voltage, Active energy Ea Manual operating mechanism with mechanical closing, without Spring charging motor, Ready-to-close signal. switch, Auxiliary switches 2NO+2NC, without Closing coil (CC), manual operating mechanism with mechanical closing, without Remote trip alarm reset coil (RR), without 2nd shunt trip, without 1st Shunt trip | 205870 | 1 | Z\ | 1
3WA1120-2EF42-0AA0 |  | Withdrawable circuit breaker with guide frame, IEC 60947-2, frame size 1, 4-poles, N-pole left, In=2000A up to 690V AC 50/60Hz, breaking capacity N Icu=55/42kA at 500/690V, Trip unit ETU600 LSIG upgrade ready , colordisplay, bluetooth and USB interface, Protection LT, ST, INST, GFx, include N-protection, (internal N-sensor available), incl. trip alarm switch (1xCO), rear connection horizontal, guide frame with shutter and w/o position signalling switch, with internal voltage tap on lower stab of circuit breaker, with voltage tap module VTM680 and power supply of ETU600, able to communication, integrated metering type PMF-1 Energy Efficiency, Voltage, Active energy Ea Manual operating mechanism with mechanical closing, without Spring charging motor, Ready-to-close signal. switch, Auxiliary switches 2NO+2NC, without Closing coil (CC), manual operating mechanism with mechanical closing, without Remote trip alarm reset coil (RR), without 2nd shunt trip, without 1st Shunt trip | 201870 | 1 | Z\ | 1
3WA1120-2EF43-0AA0 |  | Withdrawable circuit breaker with guide frame, IEC 60947-2, frame size 1, 4-poles, N-pole left, In=2000A up to 690V AC 50/60Hz, breaking capacity N Icu=55/42kA at 500/690V, Trip unit ETU600 LSIG upgrade ready , colordisplay, bluetooth and USB interface, Protection LT, ST, INST, GFx, include N-protection, (internal N-sensor available), incl. trip alarm switch (1xCO), front connection double hole, guide frame with shutter and w/o position signalling switch, with internal voltage tap on lower stab of circuit breaker, with voltage tap module VTM680 and power supply of ETU600, able to communication, integrated metering type PMF-1 Energy Efficiency, Voltage, Active energy Ea Manual operating mechanism with mechanical closing, without Spring charging motor, Ready-to-close signal. switch, Auxiliary switches 2NO+2NC, without Closing coil (CC), manual operating mechanism with mechanical closing, without Remote trip alarm reset coil (RR), without 2nd shunt trip, without 1st Shunt trip | 214870 | 1 | Z\ | 1
3WA1120-2EF44-0AA0 |  | Withdrawable circuit breaker with guide frame, IEC 60947-2, frame size 1, 4-poles, N-pole left, In=2000A up to 690V AC 50/60Hz, breaking capacity N Icu=55/42kA at 500/690V, Trip unit ETU600 LSIG upgrade ready , colordisplay, bluetooth and USB interface, Protection LT, ST, INST, GFx, include N-protection, (internal N-sensor available), incl. trip alarm switch (1xCO), rear connection flange, guide frame with shutter and w/o position signalling switch, with internal voltage tap on lower stab of circuit breaker, with voltage tap module VTM680 and power supply of ETU600, able to communication, integrated metering type PMF-1 Energy Efficiency, Voltage, Active energy Ea Manual operating mechanism with mechanical closing, without Spring charging motor, Ready-to-close signal. switch, Auxiliary switches 2NO+2NC, without Closing coil (CC), manual operating mechanism with mechanical closing, without Remote trip alarm reset coil (RR), without 2nd shunt trip, without 1st Shunt trip | 201870 | 1 | Z\ | 1
3WA1120-2FE01-0AA0 |  | Fixed-mounted circuit breaker IEC 60947-2, frame size 1, 3-poles, In=2000A up to 690V AC 50/60Hz, breaking capacity N Icu=55/42kA at 500/690V, Trip unit ETU600 LSI upgrade ready , colordisplay, bluetooth and USB interface, Protection LT, ST, INST, N-protection required an external N-sensor, incl. trip alarm switch (1xCO), rear connection vertical, with internal voltage tap on lower stab of circuit breaker, with voltage tap module VTM680 and power supply of ETU600, able to communication, integrated metering type PMF-2 Basic Power Monitoring, Voltage, Energy, Power, Power factor, Frequency, Unbalance, Temperature, Manual operating mechanism with mechanical closing, without Spring charging motor, Ready-to-close signal. switch, Auxiliary switches 2NO+2NC, without Closing coil (CC), manual operating mechanism with mechanical closing, without Remote trip alarm reset coil (RR), without 2nd shunt trip, without 1st Shunt trip | 124700 | 1 | Z\ | 1
3WA1120-2FE02-0AA0 |  | Fixed-mounted circuit breaker IEC 60947-2, frame size 1, 3-poles, In=2000A up to 690V AC 50/60Hz, breaking capacity N Icu=55/42kA at 500/690V, Trip unit ETU600 LSI upgrade ready , colordisplay, bluetooth and USB interface, Protection LT, ST, INST, N-protection required an external N-sensor, incl. trip alarm switch (1xCO), rear connection horizontal, with internal voltage tap on lower stab of circuit breaker, with voltage tap module VTM680 and power supply of ETU600, able to communication, integrated metering type PMF-2 Basic Power Monitoring, Voltage, Energy, Power, Power factor, Frequency, Unbalance, Temperature, Manual operating mechanism with mechanical closing, without Spring charging motor, Ready-to-close signal. switch, Auxiliary switches 2NO+2NC, without Closing coil (CC), manual operating mechanism with mechanical closing, without Remote trip alarm reset coil (RR), without 2nd shunt trip, without 1st Shunt trip | 121700 | 1 | Z\ | 1
3WA1120-2FE03-0AA0 |  | Fixed-mounted circuit breaker IEC 60947-2, frame size 1, 3-poles, In=2000A up to 690V AC 50/60Hz, breaking capacity N Icu=55/42kA at 500/690V, Trip unit ETU600 LSI upgrade ready , colordisplay, bluetooth and USB interface, Protection LT, ST, INST, N-protection required an external N-sensor, incl. trip alarm switch (1xCO), front connection double hole, with internal voltage tap on lower stab of circuit breaker, with voltage tap module VTM680 and power supply of ETU600, able to communication, integrated metering type PMF-2 Basic Power Monitoring, Voltage, Energy, Power, Power factor, Frequency, Unbalance, Temperature, Manual operating mechanism with mechanical closing, without Spring charging motor, Ready-to-close signal. switch, Auxiliary switches 2NO+2NC, without Closing coil (CC), manual operating mechanism with mechanical closing, without Remote trip alarm reset coil (RR), without 2nd shunt trip, without 1st Shunt trip | 131700 | 1 | Z\ | 1
3WA1120-2FE11-0AA0 |  | Fixed-mounted circuit breaker IEC 60947-2, frame size 1, 4-poles, N-pole left, In=2000A up to 690V AC 50/60Hz, breaking capacity N Icu=55/42kA at 500/690V, Trip unit ETU600 LSI upgrade ready , colordisplay, bluetooth and USB interface, Protection LT, ST, INST, include N-protection, (internal N-sensor available), incl. trip alarm switch (1xCO), rear connection vertical, with internal voltage tap on lower stab of circuit breaker, with voltage tap module VTM680 and power supply of ETU600, able to communication, integrated metering type PMF-2 Basic Power Monitoring, Voltage, Energy, Power, Power factor, Frequency, Unbalance, Temperature, Manual operating mechanism with mechanical closing, without Spring charging motor, Ready-to-close signal. switch, Auxiliary switches 2NO+2NC, without Closing coil (CC), manual operating mechanism with mechanical closing, without Remote trip alarm reset coil (RR), without 2nd shunt trip, without 1st Shunt trip | 159700 | 1 | Z\ | 1
3WA1120-2FE12-0AA0 |  | Fixed-mounted circuit breaker IEC 60947-2, frame size 1, 4-poles, N-pole left, In=2000A up to 690V AC 50/60Hz, breaking capacity N Icu=55/42kA at 500/690V, Trip unit ETU600 LSI upgrade ready , colordisplay, bluetooth and USB interface, Protection LT, ST, INST, include N-protection, (internal N-sensor available), incl. trip alarm switch (1xCO), rear connection horizontal, with internal voltage tap on lower stab of circuit breaker, with voltage tap module VTM680 and power supply of ETU600, able to communication, integrated metering type PMF-2 Basic Power Monitoring, Voltage, Energy, Power, Power factor, Frequency, Unbalance, Temperature, Manual operating mechanism with mechanical closing, without Spring charging motor, Ready-to-close signal. switch, Auxiliary switches 2NO+2NC, without Closing coil (CC), manual operating mechanism with mechanical closing, without Remote trip alarm reset coil (RR), without 2nd shunt trip, without 1st Shunt trip | 154700 | 1 | Z\ | 1
3WA1120-2FE13-0AA0 |  | Fixed-mounted circuit breaker IEC 60947-2, frame size 1, 4-poles, N-pole left, In=2000A up to 690V AC 50/60Hz, breaking capacity N Icu=55/42kA at 500/690V, Trip unit ETU600 LSI upgrade ready , colordisplay, bluetooth and USB interface, Protection LT, ST, INST, include N-protection, (internal N-sensor available), incl. trip alarm switch (1xCO), front connection double hole, with internal voltage tap on lower stab of circuit breaker, with voltage tap module VTM680 and power supply of ETU600, able to communication, integrated metering type PMF-2 Basic Power Monitoring, Voltage, Energy, Power, Power factor, Frequency, Unbalance, Temperature, Manual operating mechanism with mechanical closing, without Spring charging motor, Ready-to-close signal. switch, Auxiliary switches 2NO+2NC, without Closing coil (CC), manual operating mechanism with mechanical closing, without Remote trip alarm reset coil (RR), without 2nd shunt trip, without 1st Shunt trip | 168700 | 1 | Z\ | 1
3WA1120-2FE21-0AA0 |  | fixed-mounted circuit breaker, IEC 60947-2, size 1, 4-pole, N pole on right, In=2000 A up to 690 V AC 50/60 Hz, breaking capacity N Icc=55/42 kA at 500/690 V, tripping unit ETU600 LSI upgradeable, color display, Bluetooth, USB interface, basic protection LT, ST, INST, including protection of the N conductor (internal neutral point sensor available), trip alarm switch (1 x CO), connection at rear vertical, with internal voltage tap on lower stab of circuit breaker, with voltage tap module VTM680 and power supply of ETU600, able to communication, integrated metering type PMF-2 Basic Power Monitoring, Voltage, Energy, Power, Power factor, Frequency, Unbalance, Temperature, Manual operating mechanism with mechanical closing, without Spring charging motor, Ready-to-close signal. switch, Auxiliary switches 2NO+2NC, without Closing coil (CC), manual operating mechanism with mechanical closing, without Remote trip alarm reset coil (RR), without 2nd shunt trip, without 1st Shunt trip | 159700 | 1 | Z\ | 1
3WA1120-2FE22-0AA0 |  | fixed-mounted circuit breaker, IEC 60947-2, size 1, 4-pole, N pole on right, In=2000 A up to 690 V AC 50/60 Hz, breaking capacity N Icc=55/42 kA at 500/690 V, tripping unit ETU600 LSI upgradeable, color display, Bluetooth, USB interface, basic protection LT, ST, INST, including protection of the N conductor (internal neutral point sensor available), trip alarm switch (1 x CO), connection at rear horizontal with internal voltage tap on lower stab of circuit breaker, with voltage tap module VTM680 and power supply of ETU600, able to communication, integrated metering type PMF-2 Basic Power Monitoring, Voltage, Energy, Power, Power factor, Frequency, Unbalance, Temperature, Manual operating mechanism with mechanical closing, without Spring charging motor, Ready-to-close signal. switch, Auxiliary switches 2NO+2NC, without Closing coil (CC), manual operating mechanism with mechanical closing, without Remote trip alarm reset coil (RR), without 2nd shunt trip, without 1st Shunt trip | 154700 | 1 | Z\ | 1
3WA1120-2FE23-0AA0 |  | fixed-mounted circuit breaker, IEC 60947-2, size 1, 4-pole, N pole on right, In=2000 A up to 690 V AC 50/60 Hz, breaking capacity N Icc=55/42 kA at 500/690 V, tripping unit ETU600 LSI upgradeable, color display, Bluetooth, USB interface, basic protection LT, ST, INST, including protection of the N conductor (internal neutral point sensor available), trip alarm switch (1 x CO), front connection double hole, with internal voltage tap on lower stab of circuit breaker, with voltage tap module VTM680 and power supply of ETU600, able to communication, integrated metering type PMF-2 Basic Power Monitoring, Voltage, Energy, Power, Power factor, Frequency, Unbalance, Temperature, Manual operating mechanism with mechanical closing, without Spring charging motor, Ready-to-close signal. switch, Auxiliary switches 2NO+2NC, without Closing coil (CC), manual operating mechanism with mechanical closing, without Remote trip alarm reset coil (RR), without 2nd shunt trip, without 1st Shunt trip | 168700 | 1 | Z\ | 1
3WA1120-2FE31-0AA0 |  | Withdrawable circuit breaker with guide frame, IEC 60947-2, frame size 1, 3-poles, In=2000A up to 690V AC 50/60Hz, breaking capacity N Icu=55/42kA at 500/690V, Trip unit ETU600 LSI upgrade ready , colordisplay, bluetooth and USB interface, Protection LT, ST, INST, N-protection required an external N-sensor, incl. trip alarm switch (1xCO), rear connection vertical, guide frame with shutter and w/o position signalling switch, with internal voltage tap on lower stab of circuit breaker, with voltage tap module VTM680 and power supply of ETU600, able to communication, integrated metering type PMF-2 Basic Power Monitoring, Voltage, Energy, Power, Power factor, Frequency, Unbalance, Temperature, Manual operating mechanism with mechanical closing, without Spring charging motor, Ready-to-close signal. switch, Auxiliary switches 2NO+2NC, without Closing coil (CC), manual operating mechanism with mechanical closing, without Remote trip alarm reset coil (RR), without 2nd shunt trip, without 1st Shunt trip | 158700 | 1 | Z\ | 1
3WA1120-2FE32-0AA0 |  | Withdrawable circuit breaker with guide frame, IEC 60947-2, frame size 1, 3-poles, In=2000A up to 690V AC 50/60Hz, breaking capacity N Icu=55/42kA at 500/690V, Trip unit ETU600 LSI upgrade ready , colordisplay, bluetooth and USB interface, Protection LT, ST, INST, N-protection required an external N-sensor, incl. trip alarm switch (1xCO), rear connection horizontal, guide frame with shutter and w/o position signalling switch, with internal voltage tap on lower stab of circuit breaker, with voltage tap module VTM680 and power supply of ETU600, able to communication, integrated metering type PMF-2 Basic Power Monitoring, Voltage, Energy, Power, Power factor, Frequency, Unbalance, Temperature, Manual operating mechanism with mechanical closing, without Spring charging motor, Ready-to-close signal. switch, Auxiliary switches 2NO+2NC, without Closing coil (CC), manual operating mechanism with mechanical closing, without Remote trip alarm reset coil (RR), without 2nd shunt trip, without 1st Shunt trip | 155700 | 1 | Z\ | 1
3WA1120-2FE33-0AA0 |  | Withdrawable circuit breaker with guide frame, IEC 60947-2, frame size 1, 3-poles, In=2000A up to 690V AC 50/60Hz, breaking capacity N Icu=55/42kA at 500/690V, Trip unit ETU600 LSI upgrade ready , colordisplay, bluetooth and USB interface, Protection LT, ST, INST, N-protection required an external N-sensor, incl. trip alarm switch (1xCO), front connection double hole, guide frame with shutter and w/o position signalling switch, with internal voltage tap on lower stab of circuit breaker, with voltage tap module VTM680 and power supply of ETU600, able to communication, integrated metering type PMF-2 Basic Power Monitoring, Voltage, Energy, Power, Power factor, Frequency, Unbalance, Temperature, Manual operating mechanism with mechanical closing, without Spring charging motor, Ready-to-close signal. switch, Auxiliary switches 2NO+2NC, without Closing coil (CC), manual operating mechanism with mechanical closing, without Remote trip alarm reset coil (RR), without 2nd shunt trip, without 1st Shunt trip | 165700 | 1 | Z\ | 1
3WA1120-2FE34-0AA0 |  | Withdrawable circuit breaker with guide frame, IEC 60947-2, frame size 1, 3-poles, In=2000A up to 690V AC 50/60Hz, breaking capacity N Icu=55/42kA at 500/690V, Trip unit ETU600 LSI upgrade ready , colordisplay, bluetooth and USB interface, Protection LT, ST, INST, N-protection required an external N-sensor, incl. trip alarm switch (1xCO), rear connection flange, guide frame with shutter and w/o position signalling switch, with internal voltage tap on lower stab of circuit breaker, with voltage tap module VTM680 and power supply of ETU600, able to communication, integrated metering type PMF-2 Basic Power Monitoring, Voltage, Energy, Power, Power factor, Frequency, Unbalance, Temperature, Manual operating mechanism with mechanical closing, without Spring charging motor, Ready-to-close signal. switch, Auxiliary switches 2NO+2NC, without Closing coil (CC), manual operating mechanism with mechanical closing, without Remote trip alarm reset coil (RR), without 2nd shunt trip, without 1st Shunt trip | 155700 | 1 | Z\ | 1
3WA1120-2FE41-0AA0 |  | Withdrawable circuit breaker with guide frame, IEC 60947-2, frame size 1, 4-poles, N-pole left, In=2000A up to 690V AC 50/60Hz, breaking capacity N Icu=55/42kA at 500/690V, Trip unit ETU600 LSI upgrade ready , colordisplay, bluetooth and USB interface, Protection LT, ST, INST, include N-protection, (internal N-sensor available), incl. trip alarm switch (1xCO), rear connection vertical, guide frame with shutter and w/o position signalling switch, with internal voltage tap on lower stab of circuit breaker, with voltage tap module VTM680 and power supply of ETU600, able to communication, integrated metering type PMF-2 Basic Power Monitoring, Voltage, Energy, Power, Power factor, Frequency, Unbalance, Temperature, Manual operating mechanism with mechanical closing, without Spring charging motor, Ready-to-close signal. switch, Auxiliary switches 2NO+2NC, without Closing coil (CC), manual operating mechanism with mechanical closing, without Remote trip alarm reset coil (RR), without 2nd shunt trip, without 1st Shunt trip | 203700 | 1 | Z\ | 1
3WA1120-2FE42-0AA0 |  | Withdrawable circuit breaker with guide frame, IEC 60947-2, frame size 1, 4-poles, N-pole left, In=2000A up to 690V AC 50/60Hz, breaking capacity N Icu=55/42kA at 500/690V, Trip unit ETU600 LSI upgrade ready , colordisplay, bluetooth and USB interface, Protection LT, ST, INST, include N-protection, (internal N-sensor available), incl. trip alarm switch (1xCO), rear connection horizontal, guide frame with shutter and w/o position signalling switch, with internal voltage tap on lower stab of circuit breaker, with voltage tap module VTM680 and power supply of ETU600, able to communication, integrated metering type PMF-2 Basic Power Monitoring, Voltage, Energy, Power, Power factor, Frequency, Unbalance, Temperature, Manual operating mechanism with mechanical closing, without Spring charging motor, Ready-to-close signal. switch, Auxiliary switches 2NO+2NC, without Closing coil (CC), manual operating mechanism with mechanical closing, without Remote trip alarm reset coil (RR), without 2nd shunt trip, without 1st Shunt trip | 199700 | 1 | Z\ | 1
3WA1120-2FE43-0AA0 |  | Withdrawable circuit breaker with guide frame, IEC 60947-2, frame size 1, 4-poles, N-pole left, In=2000A up to 690V AC 50/60Hz, breaking capacity N Icu=55/42kA at 500/690V, Trip unit ETU600 LSI upgrade ready , colordisplay, bluetooth and USB interface, Protection LT, ST, INST, include N-protection, (internal N-sensor available), incl. trip alarm switch (1xCO), front connection double hole, guide frame with shutter and w/o position signalling switch, with internal voltage tap on lower stab of circuit breaker, with voltage tap module VTM680 and power supply of ETU600, able to communication, integrated metering type PMF-2 Basic Power Monitoring, Voltage, Energy, Power, Power factor, Frequency, Unbalance, Temperature, Manual operating mechanism with mechanical closing, without Spring charging motor, Ready-to-close signal. switch, Auxiliary switches 2NO+2NC, without Closing coil (CC), manual operating mechanism with mechanical closing, without Remote trip alarm reset coil (RR), without 2nd shunt trip, without 1st Shunt trip | 212700 | 1 | Z\ | 1
3WA1120-2FE44-0AA0 |  | Withdrawable circuit breaker with guide frame, IEC 60947-2, frame size 1, 4-poles, N-pole left, In=2000A up to 690V AC 50/60Hz, breaking capacity N Icu=55/42kA at 500/690V, Trip unit ETU600 LSI upgrade ready , colordisplay, bluetooth and USB interface, Protection LT, ST, INST, include N-protection, (internal N-sensor available), incl. trip alarm switch (1xCO), rear connection flange, guide frame with shutter and w/o position signalling switch, with internal voltage tap on lower stab of circuit breaker, with voltage tap module VTM680 and power supply of ETU600, able to communication, integrated metering type PMF-2 Basic Power Monitoring, Voltage, Energy, Power, Power factor, Frequency, Unbalance, Temperature, Manual operating mechanism with mechanical closing, without Spring charging motor, Ready-to-close signal. switch, Auxiliary switches 2NO+2NC, without Closing coil (CC), manual operating mechanism with mechanical closing, without Remote trip alarm reset coil (RR), without 2nd shunt trip, without 1st Shunt trip | 199700 | 1 | Z\ | 1
3WA1120-2FF01-0AA0 |  | Fixed-mounted circuit breaker IEC 60947-2, frame size 1, 3-poles, In=2000A up to 690V AC 50/60Hz, breaking capacity N Icu=55/42kA at 500/690V, Trip unit ETU600 LSIG upgrade ready , colordisplay, bluetooth and USB interface, Protection LT, ST, INST, GFx, N-protection required an external N-sensor, incl. trip alarm switch (1xCO), rear connection vertical, with internal voltage tap on lower stab of circuit breaker, with voltage tap module VTM680 and power supply of ETU600, able to communication, integrated metering type PMF-2 Basic Power Monitoring, Voltage, Energy, Power, Power factor, Frequency, Unbalance, Temperature, Manual operating mechanism with mechanical closing, without Spring charging motor, Ready-to-close signal. switch, Auxiliary switches 2NO+2NC, without Closing coil (CC), manual operating mechanism with mechanical closing, without Remote trip alarm reset coil (RR), without 2nd shunt trip, without 1st Shunt trip | 135700 | 1 | Z\ | 1
3WA1120-2FF02-0AA0 |  | Fixed-mounted circuit breaker IEC 60947-2, frame size 1, 3-poles, In=2000A up to 690V AC 50/60Hz, breaking capacity N Icu=55/42kA at 500/690V, Trip unit ETU600 LSIG upgrade ready , colordisplay, bluetooth and USB interface, Protection LT, ST, INST, GFx, N-protection required an external N-sensor, incl. trip alarm switch (1xCO), rear connection horizontal, with internal voltage tap on lower stab of circuit breaker, with voltage tap module VTM680 and power supply of ETU600, able to communication, integrated metering type PMF-2 Basic Power Monitoring, Voltage, Energy, Power, Power factor, Frequency, Unbalance, Temperature, Manual operating mechanism with mechanical closing, without Spring charging motor, Ready-to-close signal. switch, Auxiliary switches 2NO+2NC, without Closing coil (CC), manual operating mechanism with mechanical closing, without Remote trip alarm reset coil (RR), without 2nd shunt trip, without 1st Shunt trip | 132700 | 1 | Z\ | 1
3WA1120-2FF03-0AA0 |  | Fixed-mounted circuit breaker IEC 60947-2, frame size 1, 3-poles, In=2000A up to 690V AC 50/60Hz, breaking capacity N Icu=55/42kA at 500/690V, Trip unit ETU600 LSIG upgrade ready , colordisplay, bluetooth and USB interface, Protection LT, ST, INST, GFx, N-protection required an external N-sensor, incl. trip alarm switch (1xCO), front connection double hole, with internal voltage tap on lower stab of circuit breaker, with voltage tap module VTM680 and power supply of ETU600, able to communication, integrated metering type PMF-2 Basic Power Monitoring, Voltage, Energy, Power, Power factor, Frequency, Unbalance, Temperature, Manual operating mechanism with mechanical closing, without Spring charging motor, Ready-to-close signal. switch, Auxiliary switches 2NO+2NC, without Closing coil (CC), manual operating mechanism with mechanical closing, without Remote trip alarm reset coil (RR), without 2nd shunt trip, without 1st Shunt trip | 142700 | 1 | Z\ | 1
3WA1120-2FF11-0AA0 |  | Fixed-mounted circuit breaker IEC 60947-2, frame size 1, 4-poles, N-pole left, In=2000A up to 690V AC 50/60Hz, breaking capacity N Icu=55/42kA at 500/690V, Trip unit ETU600 LSIG upgrade ready , colordisplay, bluetooth and USB interface, Protection LT, ST, INST, GFx, include N-protection, (internal N-sensor available), incl. trip alarm switch (1xCO), rear connection vertical, with internal voltage tap on lower stab of circuit breaker, with voltage tap module VTM680 and power supply of ETU600, able to communication, integrated metering type PMF-2 Basic Power Monitoring, Voltage, Energy, Power, Power factor, Frequency, Unbalance, Temperature, Manual operating mechanism with mechanical closing, without Spring charging motor, Ready-to-close signal. switch, Auxiliary switches 2NO+2NC, without Closing coil (CC), manual operating mechanism with mechanical closing, without Remote trip alarm reset coil (RR), without 2nd shunt trip, without 1st Shunt trip | 169700 | 1 | Z\ | 1
3WA1120-2FF12-0AA0 |  | Fixed-mounted circuit breaker IEC 60947-2, frame size 1, 4-poles, N-pole left, In=2000A up to 690V AC 50/60Hz, breaking capacity N Icu=55/42kA at 500/690V, Trip unit ETU600 LSIG upgrade ready , colordisplay, bluetooth and USB interface, Protection LT, ST, INST, GFx, include N-protection, (internal N-sensor available), incl. trip alarm switch (1xCO), rear connection horizontal, with internal voltage tap on lower stab of circuit breaker, with voltage tap module VTM680 and power supply of ETU600, able to communication, integrated metering type PMF-2 Basic Power Monitoring, Voltage, Energy, Power, Power factor, Frequency, Unbalance, Temperature, Manual operating mechanism with mechanical closing, without Spring charging motor, Ready-to-close signal. switch, Auxiliary switches 2NO+2NC, without Closing coil (CC), manual operating mechanism with mechanical closing, without Remote trip alarm reset coil (RR), without 2nd shunt trip, without 1st Shunt trip | 165700 | 1 | Z\ | 1
3WA1120-2FF13-0AA0 |  | Fixed-mounted circuit breaker IEC 60947-2, frame size 1, 4-poles, N-pole left, In=2000A up to 690V AC 50/60Hz, breaking capacity N Icu=55/42kA at 500/690V, Trip unit ETU600 LSIG upgrade ready , colordisplay, bluetooth and USB interface, Protection LT, ST, INST, GFx, include N-protection, (internal N-sensor available), incl. trip alarm switch (1xCO), front connection double hole, with internal voltage tap on lower stab of circuit breaker, with voltage tap module VTM680 and power supply of ETU600, able to communication, integrated metering type PMF-2 Basic Power Monitoring, Voltage, Energy, Power, Power factor, Frequency, Unbalance, Temperature, Manual operating mechanism with mechanical closing, without Spring charging motor, Ready-to-close signal. switch, Auxiliary switches 2NO+2NC, without Closing coil (CC), manual operating mechanism with mechanical closing, without Remote trip alarm reset coil (RR), without 2nd shunt trip, without 1st Shunt trip | 178700 | 1 | Z\ | 1
3WA1120-2FF21-0AA0 |  | fixed-mounted circuit breaker, IEC 60947-2, size 1, 4-pole, N pole on right, In=2000 A up to 690 V AC 50/60 Hz, breaking capacity N Icc=55/42 kA at 500/690 V, tripping unit ETU600 LSIG upgradeable, color display, Bluetooth, USB interface, basic protection LT, ST, INST, GFx, including protection of the N conductor (internal neutral point sensor available), trip alarm switch (1 x CO), connection at rear vertical, with internal voltage tap on lower stab of circuit breaker, with voltage tap module VTM680 and power supply of ETU600, able to communication, integrated metering type PMF-2 Basic Power Monitoring, Voltage, Energy, Power, Power factor, Frequency, Unbalance, Temperature, Manual operating mechanism with mechanical closing, without Spring charging motor, Ready-to-close signal. switch, Auxiliary switches 2NO+2NC, without Closing coil (CC), manual operating mechanism with mechanical closing, without Remote trip alarm reset coil (RR), without 2nd shunt trip, without 1st Shunt trip | 169700 | 1 | Z\ | 1
3WA1120-2FF22-0AA0 |  | fixed-mounted circuit breaker, IEC 60947-2, size 1, 4-pole, N pole on right, In=2000 A up to 690 V AC 50/60 Hz, breaking capacity N Icc=55/42 kA at 500/690 V, tripping unit ETU600 LSIG upgradeable, color display, Bluetooth, USB interface, basic protection LT, ST, INST, GFx, including protection of the N conductor (internal neutral point sensor available), trip alarm switch (1 x CO), connection at rear horizontal with internal voltage tap on lower stab of circuit breaker, with voltage tap module VTM680 and power supply of ETU600, able to communication, integrated metering type PMF-2 Basic Power Monitoring, Voltage, Energy, Power, Power factor, Frequency, Unbalance, Temperature, Manual operating mechanism with mechanical closing, without Spring charging motor, Ready-to-close signal. switch, Auxiliary switches 2NO+2NC, without Closing coil (CC), manual operating mechanism with mechanical closing, without Remote trip alarm reset coil (RR), without 2nd shunt trip, without 1st Shunt trip | 165700 | 1 | Z\ | 1
3WA1120-2FF23-0AA0 |  | fixed-mounted circuit breaker, IEC 60947-2, size 1, 4-pole, N pole on right, In=2000 A up to 690 V AC 50/60 Hz, breaking capacity N Icc=55/42 kA at 500/690 V, tripping unit ETU600 LSIG upgradeable, color display, Bluetooth, USB interface, basic protection LT, ST, INST, GFx, including protection of the N conductor (internal neutral point sensor available), trip alarm switch (1 x CO), front connection double hole, with internal voltage tap on lower stab of circuit breaker, with voltage tap module VTM680 and power supply of ETU600, able to communication, integrated metering type PMF-2 Basic Power Monitoring, Voltage, Energy, Power, Power factor, Frequency, Unbalance, Temperature, Manual operating mechanism with mechanical closing, without Spring charging motor, Ready-to-close signal. switch, Auxiliary switches 2NO+2NC, without Closing coil (CC), manual operating mechanism with mechanical closing, without Remote trip alarm reset coil (RR), without 2nd shunt trip, without 1st Shunt trip | 178700 | 1 | Z\ | 1
3WA1120-2FF31-0AA0 |  | Withdrawable circuit breaker with guide frame, IEC 60947-2, frame size 1, 3-poles, In=2000A up to 690V AC 50/60Hz, breaking capacity N Icu=55/42kA at 500/690V, Trip unit ETU600 LSIG upgrade ready , colordisplay, bluetooth and USB interface, Protection LT, ST, INST, GFx, N-protection required an external N-sensor, incl. trip alarm switch (1xCO), rear connection vertical, guide frame with shutter and w/o position signalling switch, with internal voltage tap on lower stab of circuit breaker, with voltage tap module VTM680 and power supply of ETU600, able to communication, integrated metering type PMF-2 Basic Power Monitoring, Voltage, Energy, Power, Power factor, Frequency, Unbalance, Temperature, Manual operating mechanism with mechanical closing, without Spring charging motor, Ready-to-close signal. switch, Auxiliary switches 2NO+2NC, without Closing coil (CC), manual operating mechanism with mechanical closing, without Remote trip alarm reset coil (RR), without 2nd shunt trip, without 1st Shunt trip | 169700 | 1 | Z\ | 1
3WA1120-2FF32-0AA0 |  | Withdrawable circuit breaker with guide frame, IEC 60947-2, frame size 1, 3-poles, In=2000A up to 690V AC 50/60Hz, breaking capacity N Icu=55/42kA at 500/690V, Trip unit ETU600 LSIG upgrade ready , colordisplay, bluetooth and USB interface, Protection LT, ST, INST, GFx, N-protection required an external N-sensor, incl. trip alarm switch (1xCO), rear connection horizontal, guide frame with shutter and w/o position signalling switch, with internal voltage tap on lower stab of circuit breaker, with voltage tap module VTM680 and power supply of ETU600, able to communication, integrated metering type PMF-2 Basic Power Monitoring, Voltage, Energy, Power, Power factor, Frequency, Unbalance, Temperature, Manual operating mechanism with mechanical closing, without Spring charging motor, Ready-to-close signal. switch, Auxiliary switches 2NO+2NC, without Closing coil (CC), manual operating mechanism with mechanical closing, without Remote trip alarm reset coil (RR), without 2nd shunt trip, without 1st Shunt trip | 165700 | 1 | Z\ | 1
3WA1120-2FF33-0AA0 |  | Withdrawable circuit breaker with guide frame, IEC 60947-2, frame size 1, 3-poles, In=2000A up to 690V AC 50/60Hz, breaking capacity N Icu=55/42kA at 500/690V, Trip unit ETU600 LSIG upgrade ready , colordisplay, bluetooth and USB interface, Protection LT, ST, INST, GFx, N-protection required an external N-sensor, incl. trip alarm switch (1xCO), front connection double hole, guide frame with shutter and w/o position signalling switch, with internal voltage tap on lower stab of circuit breaker, with voltage tap module VTM680 and power supply of ETU600, able to communication, integrated metering type PMF-2 Basic Power Monitoring, Voltage, Energy, Power, Power factor, Frequency, Unbalance, Temperature, Manual operating mechanism with mechanical closing, without Spring charging motor, Ready-to-close signal. switch, Auxiliary switches 2NO+2NC, without Closing coil (CC), manual operating mechanism with mechanical closing, without Remote trip alarm reset coil (RR), without 2nd shunt trip, without 1st Shunt trip | 175700 | 1 | Z\ | 1
3WA1120-2FF34-0AA0 |  | Withdrawable circuit breaker with guide frame, IEC 60947-2, frame size 1, 3-poles, In=2000A up to 690V AC 50/60Hz, breaking capacity N Icu=55/42kA at 500/690V, Trip unit ETU600 LSIG upgrade ready , colordisplay, bluetooth and USB interface, Protection LT, ST, INST, GFx, N-protection required an external N-sensor, incl. trip alarm switch (1xCO), rear connection flange, guide frame with shutter and w/o position signalling switch, with internal voltage tap on lower stab of circuit breaker, with voltage tap module VTM680 and power supply of ETU600, able to communication, integrated metering type PMF-2 Basic Power Monitoring, Voltage, Energy, Power, Power factor, Frequency, Unbalance, Temperature, Manual operating mechanism with mechanical closing, without Spring charging motor, Ready-to-close signal. switch, Auxiliary switches 2NO+2NC, without Closing coil (CC), manual operating mechanism with mechanical closing, without Remote trip alarm reset coil (RR), without 2nd shunt trip, without 1st Shunt trip | 165700 | 1 | Z\ | 1
3WA1120-2FF41-0AA0 |  | Withdrawable circuit breaker with guide frame, IEC 60947-2, frame size 1, 4-poles, N-pole left, In=2000A up to 690V AC 50/60Hz, breaking capacity N Icu=55/42kA at 500/690V, Trip unit ETU600 LSIG upgrade ready , colordisplay, bluetooth and USB interface, Protection LT, ST, INST, GFx, include N-protection, (internal N-sensor available), incl. trip alarm switch (1xCO), rear connection vertical, guide frame with shutter and w/o position signalling switch, with internal voltage tap on lower stab of circuit breaker, with voltage tap module VTM680 and power supply of ETU600, able to communication, integrated metering type PMF-2 Basic Power Monitoring, Voltage, Energy, Power, Power factor, Frequency, Unbalance, Temperature, Manual operating mechanism with mechanical closing, without Spring charging motor, Ready-to-close signal. switch, Auxiliary switches 2NO+2NC, without Closing coil (CC), manual operating mechanism with mechanical closing, without Remote trip alarm reset coil (RR), without 2nd shunt trip, without 1st Shunt trip | 214700 | 1 | Z\ | 1
3WA1120-2FF42-0AA0 |  | Withdrawable circuit breaker with guide frame, IEC 60947-2, frame size 1, 4-poles, N-pole left, In=2000A up to 690V AC 50/60Hz, breaking capacity N Icu=55/42kA at 500/690V, Trip unit ETU600 LSIG upgrade ready , colordisplay, bluetooth and USB interface, Protection LT, ST, INST, GFx, include N-protection, (internal N-sensor available), incl. trip alarm switch (1xCO), rear connection horizontal, guide frame with shutter and w/o position signalling switch, with internal voltage tap on lower stab of circuit breaker, with voltage tap module VTM680 and power supply of ETU600, able to communication, integrated metering type PMF-2 Basic Power Monitoring, Voltage, Energy, Power, Power factor, Frequency, Unbalance, Temperature, Manual operating mechanism with mechanical closing, without Spring charging motor, Ready-to-close signal. switch, Auxiliary switches 2NO+2NC, without Closing coil (CC), manual operating mechanism with mechanical closing, without Remote trip alarm reset coil (RR), without 2nd shunt trip, without 1st Shunt trip | 210700 | 1 | Z\ | 1
3WA1120-2FF43-0AA0 |  | Withdrawable circuit breaker with guide frame, IEC 60947-2, frame size 1, 4-poles, N-pole left, In=2000A up to 690V AC 50/60Hz, breaking capacity N Icu=55/42kA at 500/690V, Trip unit ETU600 LSIG upgrade ready , colordisplay, bluetooth and USB interface, Protection LT, ST, INST, GFx, include N-protection, (internal N-sensor available), incl. trip alarm switch (1xCO), front connection double hole, guide frame with shutter and w/o position signalling switch, with internal voltage tap on lower stab of circuit breaker, with voltage tap module VTM680 and power supply of ETU600, able to communication, integrated metering type PMF-2 Basic Power Monitoring, Voltage, Energy, Power, Power factor, Frequency, Unbalance, Temperature, Manual operating mechanism with mechanical closing, without Spring charging motor, Ready-to-close signal. switch, Auxiliary switches 2NO+2NC, without Closing coil (CC), manual operating mechanism with mechanical closing, without Remote trip alarm reset coil (RR), without 2nd shunt trip, without 1st Shunt trip | 223700 | 1 | Z\ | 1
3WA1120-2FF44-0AA0 |  | Withdrawable circuit breaker with guide frame, IEC 60947-2, frame size 1, 4-poles, N-pole left, In=2000A up to 690V AC 50/60Hz, breaking capacity N Icu=55/42kA at 500/690V, Trip unit ETU600 LSIG upgrade ready , colordisplay, bluetooth and USB interface, Protection LT, ST, INST, GFx, include N-protection, (internal N-sensor available), incl. trip alarm switch (1xCO), rear connection flange, guide frame with shutter and w/o position signalling switch, with internal voltage tap on lower stab of circuit breaker, with voltage tap module VTM680 and power supply of ETU600, able to communication, integrated metering type PMF-2 Basic Power Monitoring, Voltage, Energy, Power, Power factor, Frequency, Unbalance, Temperature, Manual operating mechanism with mechanical closing, without Spring charging motor, Ready-to-close signal. switch, Auxiliary switches 2NO+2NC, without Closing coil (CC), manual operating mechanism with mechanical closing, without Remote trip alarm reset coil (RR), without 2nd shunt trip, without 1st Shunt trip | 210700 | 1 | Z\ | 1
3WA1120-2GE01-0AA0 |  | Fixed-mounted circuit breaker IEC 60947-2, frame size 1, 3-poles, In=2000A up to 690V AC 50/60Hz, breaking capacity N Icu=55/42kA at 500/690V, Trip unit ETU600 LSI upgrade ready , colordisplay, bluetooth and USB interface, Protection LT, ST, INST, N-protection required an external N-sensor, incl. trip alarm switch (1xCO), rear connection vertical, with internal voltage tap on lower stab of circuit breaker, with voltage tap module VTM680 and power supply of ETU600, able to communication, integrated metering type PMF-3 Advanced Power Monitor., Voltage, Energy, Power, Power factor, Frequency, Unbalance, Temperature, Power quality, Manual operating mechanism with mechanical closing, without Spring charging motor, Ready-to-close signal. switch, Auxiliary switches 2NO+2NC, without Closing coil (CC), manual operating mechanism with mechanical closing, without Remote trip alarm reset coil (RR), without 2nd shunt trip, without 1st Shunt trip | 131100 | 1 | Z\ | 1
3WA1120-2GE02-0AA0 |  | Fixed-mounted circuit breaker IEC 60947-2, frame size 1, 3-poles, In=2000A up to 690V AC 50/60Hz, breaking capacity N Icu=55/42kA at 500/690V, Trip unit ETU600 LSI upgrade ready , colordisplay, bluetooth and USB interface, Protection LT, ST, INST, N-protection required an external N-sensor, incl. trip alarm switch (1xCO), rear connection horizontal, with internal voltage tap on lower stab of circuit breaker, with voltage tap module VTM680 and power supply of ETU600, able to communication, integrated metering type PMF-3 Advanced Power Monitor., Voltage, Energy, Power, Power factor, Frequency, Unbalance, Temperature, Power quality, Manual operating mechanism with mechanical closing, without Spring charging motor, Ready-to-close signal. switch, Auxiliary switches 2NO+2NC, without Closing coil (CC), manual operating mechanism with mechanical closing, without Remote trip alarm reset coil (RR), without 2nd shunt trip, without 1st Shunt trip | 128100 | 1 | Z\ | 1
3WA1120-2GE03-0AA0 |  | Fixed-mounted circuit breaker IEC 60947-2, frame size 1, 3-poles, In=2000A up to 690V AC 50/60Hz, breaking capacity N Icu=55/42kA at 500/690V, Trip unit ETU600 LSI upgrade ready , colordisplay, bluetooth and USB interface, Protection LT, ST, INST, N-protection required an external N-sensor, incl. trip alarm switch (1xCO), front connection double hole, with internal voltage tap on lower stab of circuit breaker, with voltage tap module VTM680 and power supply of ETU600, able to communication, integrated metering type PMF-3 Advanced Power Monitor., Voltage, Energy, Power, Power factor, Frequency, Unbalance, Temperature, Power quality, Manual operating mechanism with mechanical closing, without Spring charging motor, Ready-to-close signal. switch, Auxiliary switches 2NO+2NC, without Closing coil (CC), manual operating mechanism with mechanical closing, without Remote trip alarm reset coil (RR), without 2nd shunt trip, without 1st Shunt trip | 138100 | 1 | Z\ | 1
3WA1120-2GE11-0AA0 |  | Fixed-mounted circuit breaker IEC 60947-2, frame size 1, 4-poles, N-pole left, In=2000A up to 690V AC 50/60Hz, breaking capacity N Icu=55/42kA at 500/690V, Trip unit ETU600 LSI upgrade ready , colordisplay, bluetooth and USB interface, Protection LT, ST, INST, include N-protection, (internal N-sensor available), incl. trip alarm switch (1xCO), rear connection vertical, with internal voltage tap on lower stab of circuit breaker, with voltage tap module VTM680 and power supply of ETU600, able to communication, integrated metering type PMF-3 Advanced Power Monitor., Voltage, Energy, Power, Power factor, Frequency, Unbalance, Temperature, Power quality, Manual operating mechanism with mechanical closing, without Spring charging motor, Ready-to-close signal. switch, Auxiliary switches 2NO+2NC, without Closing coil (CC), manual operating mechanism with mechanical closing, without Remote trip alarm reset coil (RR), without 2nd shunt trip, without 1st Shunt trip | 166100 | 1 | Z\ | 1
3WA1120-2GE12-0AA0 |  | Fixed-mounted circuit breaker IEC 60947-2, frame size 1, 4-poles, N-pole left, In=2000A up to 690V AC 50/60Hz, breaking capacity N Icu=55/42kA at 500/690V, Trip unit ETU600 LSI upgrade ready , colordisplay, bluetooth and USB interface, Protection LT, ST, INST, include N-protection, (internal N-sensor available), incl. trip alarm switch (1xCO), rear connection horizontal, with internal voltage tap on lower stab of circuit breaker, with voltage tap module VTM680 and power supply of ETU600, able to communication, integrated metering type PMF-3 Advanced Power Monitor., Voltage, Energy, Power, Power factor, Frequency, Unbalance, Temperature, Power quality, Manual operating mechanism with mechanical closing, without Spring charging motor, Ready-to-close signal. switch, Auxiliary switches 2NO+2NC, without Closing coil (CC), manual operating mechanism with mechanical closing, without Remote trip alarm reset coil (RR), without 2nd shunt trip, without 1st Shunt trip | 161100 | 1 | Z\ | 1
3WA1120-2GE13-0AA0 |  | Fixed-mounted circuit breaker IEC 60947-2, frame size 1, 4-poles, N-pole left, In=2000A up to 690V AC 50/60Hz, breaking capacity N Icu=55/42kA at 500/690V, Trip unit ETU600 LSI upgrade ready , colordisplay, bluetooth and USB interface, Protection LT, ST, INST, include N-protection, (internal N-sensor available), incl. trip alarm switch (1xCO), front connection double hole, with internal voltage tap on lower stab of circuit breaker, with voltage tap module VTM680 and power supply of ETU600, able to communication, integrated metering type PMF-3 Advanced Power Monitor., Voltage, Energy, Power, Power factor, Frequency, Unbalance, Temperature, Power quality, Manual operating mechanism with mechanical closing, without Spring charging motor, Ready-to-close signal. switch, Auxiliary switches 2NO+2NC, without Closing coil (CC), manual operating mechanism with mechanical closing, without Remote trip alarm reset coil (RR), without 2nd shunt trip, without 1st Shunt trip | 175100 | 1 | Z\ | 1
3WA1120-2GE21-0AA0 |  | fixed-mounted circuit breaker, IEC 60947-2, size 1, 4-pole, N pole on right, In=2000 A up to 690 V AC 50/60 Hz, breaking capacity N Icc=55/42 kA at 500/690 V, tripping unit ETU600 LSI upgradeable, color display, Bluetooth, USB interface, basic protection LT, ST, INST, including protection of the N conductor (internal neutral point sensor available), trip alarm switch (1 x CO), connection at rear vertical, with internal voltage tap on lower stab of circuit breaker, with voltage tap module VTM680 and power supply of ETU600, able to communication, integrated metering type PMF-3 Advanced Power Monitor., Voltage, Energy, Power, Power factor, Frequency, Unbalance, Temperature, Power quality, Manual operating mechanism with mechanical closing, without Spring charging motor, Ready-to-close signal. switch, Auxiliary switches 2NO+2NC, without Closing coil (CC), manual operating mechanism with mechanical closing, without Remote trip alarm reset coil (RR), without 2nd shunt trip, without 1st Shunt trip | 166100 | 1 | Z\ | 1
3WA1120-2GE22-0AA0 |  | fixed-mounted circuit breaker, IEC 60947-2, size 1, 4-pole, N pole on right, In=2000 A up to 690 V AC 50/60 Hz, breaking capacity N Icc=55/42 kA at 500/690 V, tripping unit ETU600 LSI upgradeable, color display, Bluetooth, USB interface, basic protection LT, ST, INST, including protection of the N conductor (internal neutral point sensor available), trip alarm switch (1 x CO), connection at rear horizontal with internal voltage tap on lower stab of circuit breaker, with voltage tap module VTM680 and power supply of ETU600, able to communication, integrated metering type PMF-3 Advanced Power Monitor., Voltage, Energy, Power, Power factor, Frequency, Unbalance, Temperature, Power quality, Manual operating mechanism with mechanical closing, without Spring charging motor, Ready-to-close signal. switch, Auxiliary switches 2NO+2NC, without Closing coil (CC), manual operating mechanism with mechanical closing, without Remote trip alarm reset coil (RR), without 2nd shunt trip, without 1st Shunt trip | 161100 | 1 | Z\ | 1
3WA1120-2GE23-0AA0 |  | fixed-mounted circuit breaker, IEC 60947-2, size 1, 4-pole, N pole on right, In=2000 A up to 690 V AC 50/60 Hz, breaking capacity N Icc=55/42 kA at 500/690 V, tripping unit ETU600 LSI upgradeable, color display, Bluetooth, USB interface, basic protection LT, ST, INST, including protection of the N conductor (internal neutral point sensor available), trip alarm switch (1 x CO), front connection double hole, with internal voltage tap on lower stab of circuit breaker, with voltage tap module VTM680 and power supply of ETU600, able to communication, integrated metering type PMF-3 Advanced Power Monitor., Voltage, Energy, Power, Power factor, Frequency, Unbalance, Temperature, Power quality, Manual operating mechanism with mechanical closing, without Spring charging motor, Ready-to-close signal. switch, Auxiliary switches 2NO+2NC, without Closing coil (CC), manual operating mechanism with mechanical closing, without Remote trip alarm reset coil (RR), without 2nd shunt trip, without 1st Shunt trip | 175100 | 1 | Z\ | 1
3WA1120-2GE31-0AA0 |  | Withdrawable circuit breaker with guide frame, IEC 60947-2, frame size 1, 3-poles, In=2000A up to 690V AC 50/60Hz, breaking capacity N Icu=55/42kA at 500/690V, Trip unit ETU600 LSI upgrade ready , colordisplay, bluetooth and USB interface, Protection LT, ST, INST, N-protection required an external N-sensor, incl. trip alarm switch (1xCO), rear connection vertical, guide frame with shutter and w/o position signalling switch, with internal voltage tap on lower stab of circuit breaker, with voltage tap module VTM680 and power supply of ETU600, able to communication, integrated metering type PMF-3 Advanced Power Monitor., Voltage, Energy, Power, Power factor, Frequency, Unbalance, Temperature, Power quality, Manual operating mechanism with mechanical closing, without Spring charging motor, Ready-to-close signal. switch, Auxiliary switches 2NO+2NC, without Closing coil (CC), manual operating mechanism with mechanical closing, without Remote trip alarm reset coil (RR), without 2nd shunt trip, without 1st Shunt trip | 165100 | 1 | Z\ | 1
3WA1120-2GE32-0AA0 |  | Withdrawable circuit breaker with guide frame, IEC 60947-2, frame size 1, 3-poles, In=2000A up to 690V AC 50/60Hz, breaking capacity N Icu=55/42kA at 500/690V, Trip unit ETU600 LSI upgrade ready , colordisplay, bluetooth and USB interface, Protection LT, ST, INST, N-protection required an external N-sensor, incl. trip alarm switch (1xCO), rear connection horizontal, guide frame with shutter and w/o position signalling switch, with internal voltage tap on lower stab of circuit breaker, with voltage tap module VTM680 and power supply of ETU600, able to communication, integrated metering type PMF-3 Advanced Power Monitor., Voltage, Energy, Power, Power factor, Frequency, Unbalance, Temperature, Power quality, Manual operating mechanism with mechanical closing, without Spring charging motor, Ready-to-close signal. switch, Auxiliary switches 2NO+2NC, without Closing coil (CC), manual operating mechanism with mechanical closing, without Remote trip alarm reset coil (RR), without 2nd shunt trip, without 1st Shunt trip | 162100 | 1 | Z\ | 1
3WA1120-2GE33-0AA0 |  | Withdrawable circuit breaker with guide frame, IEC 60947-2, frame size 1, 3-poles, In=2000A up to 690V AC 50/60Hz, breaking capacity N Icu=55/42kA at 500/690V, Trip unit ETU600 LSI upgrade ready , colordisplay, bluetooth and USB interface, Protection LT, ST, INST, N-protection required an external N-sensor, incl. trip alarm switch (1xCO), front connection double hole, guide frame with shutter and w/o position signalling switch, with internal voltage tap on lower stab of circuit breaker, with voltage tap module VTM680 and power supply of ETU600, able to communication, integrated metering type PMF-3 Advanced Power Monitor., Voltage, Energy, Power, Power factor, Frequency, Unbalance, Temperature, Power quality, Manual operating mechanism with mechanical closing, without Spring charging motor, Ready-to-close signal. switch, Auxiliary switches 2NO+2NC, without Closing coil (CC), manual operating mechanism with mechanical closing, without Remote trip alarm reset coil (RR), without 2nd shunt trip, without 1st Shunt trip | 172100 | 1 | Z\ | 1
3WA1120-2GE34-0AA0 |  | Withdrawable circuit breaker with guide frame, IEC 60947-2, frame size 1, 3-poles, In=2000A up to 690V AC 50/60Hz, breaking capacity N Icu=55/42kA at 500/690V, Trip unit ETU600 LSI upgrade ready , colordisplay, bluetooth and USB interface, Protection LT, ST, INST, N-protection required an external N-sensor, incl. trip alarm switch (1xCO), rear connection flange, guide frame with shutter and w/o position signalling switch, with internal voltage tap on lower stab of circuit breaker, with voltage tap module VTM680 and power supply of ETU600, able to communication, integrated metering type PMF-3 Advanced Power Monitor., Voltage, Energy, Power, Power factor, Frequency, Unbalance, Temperature, Power quality, Manual operating mechanism with mechanical closing, without Spring charging motor, Ready-to-close signal. switch, Auxiliary switches 2NO+2NC, without Closing coil (CC), manual operating mechanism with mechanical closing, without Remote trip alarm reset coil (RR), without 2nd shunt trip, without 1st Shunt trip | 162100 | 1 | Z\ | 1
3WA1120-2GE41-0AA0 |  | Withdrawable circuit breaker with guide frame, IEC 60947-2, frame size 1, 4-poles, N-pole left, In=2000A up to 690V AC 50/60Hz, breaking capacity N Icu=55/42kA at 500/690V, Trip unit ETU600 LSI upgrade ready , colordisplay, bluetooth and USB interface, Protection LT, ST, INST, include N-protection, (internal N-sensor available), incl. trip alarm switch (1xCO), rear connection vertical, guide frame with shutter and w/o position signalling switch, with internal voltage tap on lower stab of circuit breaker, with voltage tap module VTM680 and power supply of ETU600, able to communication, integrated metering type PMF-3 Advanced Power Monitor., Voltage, Energy, Power, Power factor, Frequency, Unbalance, Temperature, Power quality, Manual operating mechanism with mechanical closing, without Spring charging motor, Ready-to-close signal. switch, Auxiliary switches 2NO+2NC, without Closing coil (CC), manual operating mechanism with mechanical closing, without Remote trip alarm reset coil (RR), without 2nd shunt trip, without 1st Shunt trip | 210100 | 1 | Z\ | 1
3WA1120-2GE42-0AA0 |  | Withdrawable circuit breaker with guide frame, IEC 60947-2, frame size 1, 4-poles, N-pole left, In=2000A up to 690V AC 50/60Hz, breaking capacity N Icu=55/42kA at 500/690V, Trip unit ETU600 LSI upgrade ready , colordisplay, bluetooth and USB interface, Protection LT, ST, INST, include N-protection, (internal N-sensor available), incl. trip alarm switch (1xCO), rear connection horizontal, guide frame with shutter and w/o position signalling switch, with internal voltage tap on lower stab of circuit breaker, with voltage tap module VTM680 and power supply of ETU600, able to communication, integrated metering type PMF-3 Advanced Power Monitor., Voltage, Energy, Power, Power factor, Frequency, Unbalance, Temperature, Power quality, Manual operating mechanism with mechanical closing, without Spring charging motor, Ready-to-close signal. switch, Auxiliary switches 2NO+2NC, without Closing coil (CC), manual operating mechanism with mechanical closing, without Remote trip alarm reset coil (RR), without 2nd shunt trip, without 1st Shunt trip | 206100 | 1 | Z\ | 1
3WA1120-2GE43-0AA0 |  | Withdrawable circuit breaker with guide frame, IEC 60947-2, frame size 1, 4-poles, N-pole left, In=2000A up to 690V AC 50/60Hz, breaking capacity N Icu=55/42kA at 500/690V, Trip unit ETU600 LSI upgrade ready , colordisplay, bluetooth and USB interface, Protection LT, ST, INST, include N-protection, (internal N-sensor available), incl. trip alarm switch (1xCO), front connection double hole, guide frame with shutter and w/o position signalling switch, with internal voltage tap on lower stab of circuit breaker, with voltage tap module VTM680 and power supply of ETU600, able to communication, integrated metering type PMF-3 Advanced Power Monitor., Voltage, Energy, Power, Power factor, Frequency, Unbalance, Temperature, Power quality, Manual operating mechanism with mechanical closing, without Spring charging motor, Ready-to-close signal. switch, Auxiliary switches 2NO+2NC, without Closing coil (CC), manual operating mechanism with mechanical closing, without Remote trip alarm reset coil (RR), without 2nd shunt trip, without 1st Shunt trip | 219100 | 1 | Z\ | 1
3WA1120-2GE44-0AA0 |  | Withdrawable circuit breaker with guide frame, IEC 60947-2, frame size 1, 4-poles, N-pole left, In=2000A up to 690V AC 50/60Hz, breaking capacity N Icu=55/42kA at 500/690V, Trip unit ETU600 LSI upgrade ready , colordisplay, bluetooth and USB interface, Protection LT, ST, INST, include N-protection, (internal N-sensor available), incl. trip alarm switch (1xCO), rear connection flange, guide frame with shutter and w/o position signalling switch, with internal voltage tap on lower stab of circuit breaker, with voltage tap module VTM680 and power supply of ETU600, able to communication, integrated metering type PMF-3 Advanced Power Monitor., Voltage, Energy, Power, Power factor, Frequency, Unbalance, Temperature, Power quality, Manual operating mechanism with mechanical closing, without Spring charging motor, Ready-to-close signal. switch, Auxiliary switches 2NO+2NC, without Closing coil (CC), manual operating mechanism with mechanical closing, without Remote trip alarm reset coil (RR), without 2nd shunt trip, without 1st Shunt trip | 206100 | 1 | Z\ | 1
3WA1120-2GF01-0AA0 |  | Fixed-mounted circuit breaker IEC 60947-2, frame size 1, 3-poles, In=2000A up to 690V AC 50/60Hz, breaking capacity N Icu=55/42kA at 500/690V, Trip unit ETU600 LSIG upgrade ready , colordisplay, bluetooth and USB interface, Protection LT, ST, INST, GFx, N-protection required an external N-sensor, incl. trip alarm switch (1xCO), rear connection vertical, with internal voltage tap on lower stab of circuit breaker, with voltage tap module VTM680 and power supply of ETU600, able to communication, integrated metering type PMF-3 Advanced Power Monitor., Voltage, Energy, Power, Power factor, Frequency, Unbalance, Temperature, Power quality, Manual operating mechanism with mechanical closing, without Spring charging motor, Ready-to-close signal. switch, Auxiliary switches 2NO+2NC, without Closing coil (CC), manual operating mechanism with mechanical closing, without Remote trip alarm reset coil (RR), without 2nd shunt trip, without 1st Shunt trip | 142100 | 1 | Z\ | 1
3WA1120-2GF02-0AA0 |  | Fixed-mounted circuit breaker IEC 60947-2, frame size 1, 3-poles, In=2000A up to 690V AC 50/60Hz, breaking capacity N Icu=55/42kA at 500/690V, Trip unit ETU600 LSIG upgrade ready , colordisplay, bluetooth and USB interface, Protection LT, ST, INST, GFx, N-protection required an external N-sensor, incl. trip alarm switch (1xCO), rear connection horizontal, with internal voltage tap on lower stab of circuit breaker, with voltage tap module VTM680 and power supply of ETU600, able to communication, integrated metering type PMF-3 Advanced Power Monitor., Voltage, Energy, Power, Power factor, Frequency, Unbalance, Temperature, Power quality, Manual operating mechanism with mechanical closing, without Spring charging motor, Ready-to-close signal. switch, Auxiliary switches 2NO+2NC, without Closing coil (CC), manual operating mechanism with mechanical closing, without Remote trip alarm reset coil (RR), without 2nd shunt trip, without 1st Shunt trip | 139100 | 1 | Z\ | 1
3WA1120-2GF03-0AA0 |  | Fixed-mounted circuit breaker IEC 60947-2, frame size 1, 3-poles, In=2000A up to 690V AC 50/60Hz, breaking capacity N Icu=55/42kA at 500/690V, Trip unit ETU600 LSIG upgrade ready , colordisplay, bluetooth and USB interface, Protection LT, ST, INST, GFx, N-protection required an external N-sensor, incl. trip alarm switch (1xCO), front connection double hole, with internal voltage tap on lower stab of circuit breaker, with voltage tap module VTM680 and power supply of ETU600, able to communication, integrated metering type PMF-3 Advanced Power Monitor., Voltage, Energy, Power, Power factor, Frequency, Unbalance, Temperature, Power quality, Manual operating mechanism with mechanical closing, without Spring charging motor, Ready-to-close signal. switch, Auxiliary switches 2NO+2NC, without Closing coil (CC), manual operating mechanism with mechanical closing, without Remote trip alarm reset coil (RR), without 2nd shunt trip, without 1st Shunt trip | 149100 | 1 | Z\ | 1
3WA1120-2GF11-0AA0 |  | Fixed-mounted circuit breaker IEC 60947-2, frame size 1, 4-poles, N-pole left, In=2000A up to 690V AC 50/60Hz, breaking capacity N Icu=55/42kA at 500/690V, Trip unit ETU600 LSIG upgrade ready , colordisplay, bluetooth and USB interface, Protection LT, ST, INST, GFx, include N-protection, (internal N-sensor available), incl. trip alarm switch (1xCO), rear connection vertical, with internal voltage tap on lower stab of circuit breaker, with voltage tap module VTM680 and power supply of ETU600, able to communication, integrated metering type PMF-3 Advanced Power Monitor., Voltage, Energy, Power, Power factor, Frequency, Unbalance, Temperature, Power quality, Manual operating mechanism with mechanical closing, without Spring charging motor, Ready-to-close signal. switch, Auxiliary switches 2NO+2NC, without Closing coil (CC), manual operating mechanism with mechanical closing, without Remote trip alarm reset coil (RR), without 2nd shunt trip, without 1st Shunt trip | 176100 | 1 | Z\ | 1
3WA1120-2GF12-0AA0 |  | Fixed-mounted circuit breaker IEC 60947-2, frame size 1, 4-poles, N-pole left, In=2000A up to 690V AC 50/60Hz, breaking capacity N Icu=55/42kA at 500/690V, Trip unit ETU600 LSIG upgrade ready , colordisplay, bluetooth and USB interface, Protection LT, ST, INST, GFx, include N-protection, (internal N-sensor available), incl. trip alarm switch (1xCO), rear connection horizontal, with internal voltage tap on lower stab of circuit breaker, with voltage tap module VTM680 and power supply of ETU600, able to communication, integrated metering type PMF-3 Advanced Power Monitor., Voltage, Energy, Power, Power factor, Frequency, Unbalance, Temperature, Power quality, Manual operating mechanism with mechanical closing, without Spring charging motor, Ready-to-close signal. switch, Auxiliary switches 2NO+2NC, without Closing coil (CC), manual operating mechanism with mechanical closing, without Remote trip alarm reset coil (RR), without 2nd shunt trip, without 1st Shunt trip | 172100 | 1 | Z\ | 1
3WA1120-2GF13-0AA0 |  | Fixed-mounted circuit breaker IEC 60947-2, frame size 1, 4-poles, N-pole left, In=2000A up to 690V AC 50/60Hz, breaking capacity N Icu=55/42kA at 500/690V, Trip unit ETU600 LSIG upgrade ready , colordisplay, bluetooth and USB interface, Protection LT, ST, INST, GFx, include N-protection, (internal N-sensor available), incl. trip alarm switch (1xCO), front connection double hole, with internal voltage tap on lower stab of circuit breaker, with voltage tap module VTM680 and power supply of ETU600, able to communication, integrated metering type PMF-3 Advanced Power Monitor., Voltage, Energy, Power, Power factor, Frequency, Unbalance, Temperature, Power quality, Manual operating mechanism with mechanical closing, without Spring charging motor, Ready-to-close signal. switch, Auxiliary switches 2NO+2NC, without Closing coil (CC), manual operating mechanism with mechanical closing, without Remote trip alarm reset coil (RR), without 2nd shunt trip, without 1st Shunt trip | 185100 | 1 | Z\ | 1
3WA1120-2GF21-0AA0 |  | fixed-mounted circuit breaker, IEC 60947-2, size 1, 4-pole, N pole on right, In=2000 A up to 690 V AC 50/60 Hz, breaking capacity N Icc=55/42 kA at 500/690 V, tripping unit ETU600 LSIG upgradeable, color display, Bluetooth, USB interface, basic protection LT, ST, INST, GFx, including protection of the N conductor (internal neutral point sensor available), trip alarm switch (1 x CO), connection at rear vertical, with internal voltage tap on lower stab of circuit breaker, with voltage tap module VTM680 and power supply of ETU600, able to communication, integrated metering type PMF-3 Advanced Power Monitor., Voltage, Energy, Power, Power factor, Frequency, Unbalance, Temperature, Power quality, Manual operating mechanism with mechanical closing, without Spring charging motor, Ready-to-close signal. switch, Auxiliary switches 2NO+2NC, without Closing coil (CC), manual operating mechanism with mechanical closing, without Remote trip alarm reset coil (RR), without 2nd shunt trip, without 1st Shunt trip | 176100 | 1 | Z\ | 1
3WA1120-2GF22-0AA0 |  | fixed-mounted circuit breaker, IEC 60947-2, size 1, 4-pole, N pole on right, In=2000 A up to 690 V AC 50/60 Hz, breaking capacity N Icc=55/42 kA at 500/690 V, tripping unit ETU600 LSIG upgradeable, color display, Bluetooth, USB interface, basic protection LT, ST, INST, GFx, including protection of the N conductor (internal neutral point sensor available), trip alarm switch (1 x CO), connection at rear horizontal with internal voltage tap on lower stab of circuit breaker, with voltage tap module VTM680 and power supply of ETU600, able to communication, integrated metering type PMF-3 Advanced Power Monitor., Voltage, Energy, Power, Power factor, Frequency, Unbalance, Temperature, Power quality, Manual operating mechanism with mechanical closing, without Spring charging motor, Ready-to-close signal. switch, Auxiliary switches 2NO+2NC, without Closing coil (CC), manual operating mechanism with mechanical closing, without Remote trip alarm reset coil (RR), without 2nd shunt trip, without 1st Shunt trip | 172100 | 1 | Z\ | 1
3WA1120-2GF23-0AA0 |  | fixed-mounted circuit breaker, IEC 60947-2, size 1, 4-pole, N pole on right, In=2000 A up to 690 V AC 50/60 Hz, breaking capacity N Icc=55/42 kA at 500/690 V, tripping unit ETU600 LSIG upgradeable, color display, Bluetooth, USB interface, basic protection LT, ST, INST, GFx, including protection of the N conductor (internal neutral point sensor available), trip alarm switch (1 x CO), front connection double hole, with internal voltage tap on lower stab of circuit breaker, with voltage tap module VTM680 and power supply of ETU600, able to communication, integrated metering type PMF-3 Advanced Power Monitor., Voltage, Energy, Power, Power factor, Frequency, Unbalance, Temperature, Power quality, Manual operating mechanism with mechanical closing, without Spring charging motor, Ready-to-close signal. switch, Auxiliary switches 2NO+2NC, without Closing coil (CC), manual operating mechanism with mechanical closing, without Remote trip alarm reset coil (RR), without 2nd shunt trip, without 1st Shunt trip | 185100 | 1 | Z\ | 1
3WA1120-2GF31-0AA0 |  | Withdrawable circuit breaker with guide frame, IEC 60947-2, frame size 1, 3-poles, In=2000A up to 690V AC 50/60Hz, breaking capacity N Icu=55/42kA at 500/690V, Trip unit ETU600 LSIG upgrade ready , colordisplay, bluetooth and USB interface, Protection LT, ST, INST, GFx, N-protection required an external N-sensor, incl. trip alarm switch (1xCO), rear connection vertical, guide frame with shutter and w/o position signalling switch, with internal voltage tap on lower stab of circuit breaker, with voltage tap module VTM680 and power supply of ETU600, able to communication, integrated metering type PMF-3 Advanced Power Monitor., Voltage, Energy, Power, Power factor, Frequency, Unbalance, Temperature, Power quality, Manual operating mechanism with mechanical closing, without Spring charging motor, Ready-to-close signal. switch, Auxiliary switches 2NO+2NC, without Closing coil (CC), manual operating mechanism with mechanical closing, without Remote trip alarm reset coil (RR), without 2nd shunt trip, without 1st Shunt trip | 176100 | 1 | Z\ | 1
3WA1120-2GF32-0AA0 |  | Withdrawable circuit breaker with guide frame, IEC 60947-2, frame size 1, 3-poles, In=2000A up to 690V AC 50/60Hz, breaking capacity N Icu=55/42kA at 500/690V, Trip unit ETU600 LSIG upgrade ready , colordisplay, bluetooth and USB interface, Protection LT, ST, INST, GFx, N-protection required an external N-sensor, incl. trip alarm switch (1xCO), rear connection horizontal, guide frame with shutter and w/o position signalling switch, with internal voltage tap on lower stab of circuit breaker, with voltage tap module VTM680 and power supply of ETU600, able to communication, integrated metering type PMF-3 Advanced Power Monitor., Voltage, Energy, Power, Power factor, Frequency, Unbalance, Temperature, Power quality, Manual operating mechanism with mechanical closing, without Spring charging motor, Ready-to-close signal. switch, Auxiliary switches 2NO+2NC, without Closing coil (CC), manual operating mechanism with mechanical closing, without Remote trip alarm reset coil (RR), without 2nd shunt trip, without 1st Shunt trip | 172100 | 1 | Z\ | 1
3WA1120-2GF33-0AA0 |  | Withdrawable circuit breaker with guide frame, IEC 60947-2, frame size 1, 3-poles, In=2000A up to 690V AC 50/60Hz, breaking capacity N Icu=55/42kA at 500/690V, Trip unit ETU600 LSIG upgrade ready , colordisplay, bluetooth and USB interface, Protection LT, ST, INST, GFx, N-protection required an external N-sensor, incl. trip alarm switch (1xCO), front connection double hole, guide frame with shutter and w/o position signalling switch, with internal voltage tap on lower stab of circuit breaker, with voltage tap module VTM680 and power supply of ETU600, able to communication, integrated metering type PMF-3 Advanced Power Monitor., Voltage, Energy, Power, Power factor, Frequency, Unbalance, Temperature, Power quality, Manual operating mechanism with mechanical closing, without Spring charging motor, Ready-to-close signal. switch, Auxiliary switches 2NO+2NC, without Closing coil (CC), manual operating mechanism with mechanical closing, without Remote trip alarm reset coil (RR), without 2nd shunt trip, without 1st Shunt trip | 182100 | 1 | Z\ | 1
3WA1120-2GF34-0AA0 |  | Withdrawable circuit breaker with guide frame, IEC 60947-2, frame size 1, 3-poles, In=2000A up to 690V AC 50/60Hz, breaking capacity N Icu=55/42kA at 500/690V, Trip unit ETU600 LSIG upgrade ready , colordisplay, bluetooth and USB interface, Protection LT, ST, INST, GFx, N-protection required an external N-sensor, incl. trip alarm switch (1xCO), rear connection flange, guide frame with shutter and w/o position signalling switch, with internal voltage tap on lower stab of circuit breaker, with voltage tap module VTM680 and power supply of ETU600, able to communication, integrated metering type PMF-3 Advanced Power Monitor., Voltage, Energy, Power, Power factor, Frequency, Unbalance, Temperature, Power quality, Manual operating mechanism with mechanical closing, without Spring charging motor, Ready-to-close signal. switch, Auxiliary switches 2NO+2NC, without Closing coil (CC), manual operating mechanism with mechanical closing, without Remote trip alarm reset coil (RR), without 2nd shunt trip, without 1st Shunt trip | 172100 | 1 | Z\ | 1
3WA1120-2GF41-0AA0 |  | Withdrawable circuit breaker with guide frame, IEC 60947-2, frame size 1, 4-poles, N-pole left, In=2000A up to 690V AC 50/60Hz, breaking capacity N Icu=55/42kA at 500/690V, Trip unit ETU600 LSIG upgrade ready , colordisplay, bluetooth and USB interface, Protection LT, ST, INST, GFx, include N-protection, (internal N-sensor available), incl. trip alarm switch (1xCO), rear connection vertical, guide frame with shutter and w/o position signalling switch, with internal voltage tap on lower stab of circuit breaker, with voltage tap module VTM680 and power supply of ETU600, able to communication, integrated metering type PMF-3 Advanced Power Monitor., Voltage, Energy, Power, Power factor, Frequency, Unbalance, Temperature, Power quality, Manual operating mechanism with mechanical closing, without Spring charging motor, Ready-to-close signal. switch, Auxiliary switches 2NO+2NC, without Closing coil (CC), manual operating mechanism with mechanical closing, without Remote trip alarm reset coil (RR), without 2nd shunt trip, without 1st Shunt trip | 221100 | 1 | Z\ | 1
3WA1120-2GF42-0AA0 |  | Withdrawable circuit breaker with guide frame, IEC 60947-2, frame size 1, 4-poles, N-pole left, In=2000A up to 690V AC 50/60Hz, breaking capacity N Icu=55/42kA at 500/690V, Trip unit ETU600 LSIG upgrade ready , colordisplay, bluetooth and USB interface, Protection LT, ST, INST, GFx, include N-protection, (internal N-sensor available), incl. trip alarm switch (1xCO), rear connection horizontal, guide frame with shutter and w/o position signalling switch, with internal voltage tap on lower stab of circuit breaker, with voltage tap module VTM680 and power supply of ETU600, able to communication, integrated metering type PMF-3 Advanced Power Monitor., Voltage, Energy, Power, Power factor, Frequency, Unbalance, Temperature, Power quality, Manual operating mechanism with mechanical closing, without Spring charging motor, Ready-to-close signal. switch, Auxiliary switches 2NO+2NC, without Closing coil (CC), manual operating mechanism with mechanical closing, without Remote trip alarm reset coil (RR), without 2nd shunt trip, without 1st Shunt trip | 217100 | 1 | Z\ | 1
3WA1120-2GF43-0AA0 |  | Withdrawable circuit breaker with guide frame, IEC 60947-2, frame size 1, 4-poles, N-pole left, In=2000A up to 690V AC 50/60Hz, breaking capacity N Icu=55/42kA at 500/690V, Trip unit ETU600 LSIG upgrade ready , colordisplay, bluetooth and USB interface, Protection LT, ST, INST, GFx, include N-protection, (internal N-sensor available), incl. trip alarm switch (1xCO), front connection double hole, guide frame with shutter and w/o position signalling switch, with internal voltage tap on lower stab of circuit breaker, with voltage tap module VTM680 and power supply of ETU600, able to communication, integrated metering type PMF-3 Advanced Power Monitor., Voltage, Energy, Power, Power factor, Frequency, Unbalance, Temperature, Power quality, Manual operating mechanism with mechanical closing, without Spring charging motor, Ready-to-close signal. switch, Auxiliary switches 2NO+2NC, without Closing coil (CC), manual operating mechanism with mechanical closing, without Remote trip alarm reset coil (RR), without 2nd shunt trip, without 1st Shunt trip | 230100 | 1 | Z\ | 1
3WA1120-2GF44-0AA0 |  | Withdrawable circuit breaker with guide frame, IEC 60947-2, frame size 1, 4-poles, N-pole left, In=2000A up to 690V AC 50/60Hz, breaking capacity N Icu=55/42kA at 500/690V, Trip unit ETU600 LSIG upgrade ready , colordisplay, bluetooth and USB interface, Protection LT, ST, INST, GFx, include N-protection, (internal N-sensor available), incl. trip alarm switch (1xCO), rear connection flange, guide frame with shutter and w/o position signalling switch, with internal voltage tap on lower stab of circuit breaker, with voltage tap module VTM680 and power supply of ETU600, able to communication, integrated metering type PMF-3 Advanced Power Monitor., Voltage, Energy, Power, Power factor, Frequency, Unbalance, Temperature, Power quality, Manual operating mechanism with mechanical closing, without Spring charging motor, Ready-to-close signal. switch, Auxiliary switches 2NO+2NC, without Closing coil (CC), manual operating mechanism with mechanical closing, without Remote trip alarm reset coil (RR), without 2nd shunt trip, without 1st Shunt trip | 217100 | 1 | Z\ | 1
3WA1120-2LE01-0AA0 |  | Fixed-mounted circuit breaker IEC 60947-2, frame size 1, 3-poles, In=2000A up to 690V AC 50/60Hz, breaking capacity N Icu=55/42kA at 500/690V, Trip unit ETU600 LSI upgrade ready , colordisplay, bluetooth and USB interface, Protection LT, ST, INST, N-protection required an external N-sensor, incl. trip alarm switch (1xCO), rear connection vertical, with internal voltage tap on upper stab of circuit breaker, with voltage tap module VTM680 and power supply of ETU600, able to communication, integrated metering type PMF-1 Energy Efficiency, Voltage, Active energy Ea Manual operating mechanism with mechanical closing, without Spring charging motor, Ready-to-close signal. switch, Auxiliary switches 2NO+2NC, without Closing coil (CC), manual operating mechanism with mechanical closing, without Remote trip alarm reset coil (RR), without 2nd shunt trip, without 1st Shunt trip | 115870 | 1 | Z\ | 1
3WA1120-2LE02-0AA0 |  | Fixed-mounted circuit breaker IEC 60947-2, frame size 1, 3-poles, In=2000A up to 690V AC 50/60Hz, breaking capacity N Icu=55/42kA at 500/690V, Trip unit ETU600 LSI upgrade ready , colordisplay, bluetooth and USB interface, Protection LT, ST, INST, N-protection required an external N-sensor, incl. trip alarm switch (1xCO), rear connection horizontal, with internal voltage tap on upper stab of circuit breaker, with voltage tap module VTM680 and power supply of ETU600, able to communication, integrated metering type PMF-1 Energy Efficiency, Voltage, Active energy Ea Manual operating mechanism with mechanical closing, without Spring charging motor, Ready-to-close signal. switch, Auxiliary switches 2NO+2NC, without Closing coil (CC), manual operating mechanism with mechanical closing, without Remote trip alarm reset coil (RR), without 2nd shunt trip, without 1st Shunt trip | 112870 | 1 | Z\ | 1
3WA1120-2LE03-0AA0 |  | Fixed-mounted circuit breaker IEC 60947-2, frame size 1, 3-poles, In=2000A up to 690V AC 50/60Hz, breaking capacity N Icu=55/42kA at 500/690V, Trip unit ETU600 LSI upgrade ready , colordisplay, bluetooth and USB interface, Protection LT, ST, INST, N-protection required an external N-sensor, incl. trip alarm switch (1xCO), front connection double hole, with internal voltage tap on upper stab of circuit breaker, with voltage tap module VTM680 and power supply of ETU600, able to communication, integrated metering type PMF-1 Energy Efficiency, Voltage, Active energy Ea Manual operating mechanism with mechanical closing, without Spring charging motor, Ready-to-close signal. switch, Auxiliary switches 2NO+2NC, without Closing coil (CC), manual operating mechanism with mechanical closing, without Remote trip alarm reset coil (RR), without 2nd shunt trip, without 1st Shunt trip | 122870 | 1 | Z\ | 1
3WA1120-2LE11-0AA0 |  | Fixed-mounted circuit breaker IEC 60947-2, frame size 1, 4-poles, N-pole left, In=2000A up to 690V AC 50/60Hz, breaking capacity N Icu=55/42kA at 500/690V, Trip unit ETU600 LSI upgrade ready , colordisplay, bluetooth and USB interface, Protection LT, ST, INST, include N-protection, (internal N-sensor available), incl. trip alarm switch (1xCO), rear connection vertical, with internal voltage tap on upper stab of circuit breaker, with voltage tap module VTM680 and power supply of ETU600, able to communication, integrated metering type PMF-1 Energy Efficiency, Voltage, Active energy Ea Manual operating mechanism with mechanical closing, without Spring charging motor, Ready-to-close signal. switch, Auxiliary switches 2NO+2NC, without Closing coil (CC), manual operating mechanism with mechanical closing, without Remote trip alarm reset coil (RR), without 2nd shunt trip, without 1st Shunt trip | 150870 | 1 | Z\ | 1
3WA1120-2LE12-0AA0 |  | Fixed-mounted circuit breaker IEC 60947-2, frame size 1, 4-poles, N-pole left, In=2000A up to 690V AC 50/60Hz, breaking capacity N Icu=55/42kA at 500/690V, Trip unit ETU600 LSI upgrade ready , colordisplay, bluetooth and USB interface, Protection LT, ST, INST, include N-protection, (internal N-sensor available), incl. trip alarm switch (1xCO), rear connection horizontal, with internal voltage tap on upper stab of circuit breaker, with voltage tap module VTM680 and power supply of ETU600, able to communication, integrated metering type PMF-1 Energy Efficiency, Voltage, Active energy Ea Manual operating mechanism with mechanical closing, without Spring charging motor, Ready-to-close signal. switch, Auxiliary switches 2NO+2NC, without Closing coil (CC), manual operating mechanism with mechanical closing, without Remote trip alarm reset coil (RR), without 2nd shunt trip, without 1st Shunt trip | 145870 | 1 | Z\ | 1
3WA1120-2LE13-0AA0 |  | Fixed-mounted circuit breaker IEC 60947-2, frame size 1, 4-poles, N-pole left, In=2000A up to 690V AC 50/60Hz, breaking capacity N Icu=55/42kA at 500/690V, Trip unit ETU600 LSI upgrade ready , colordisplay, bluetooth and USB interface, Protection LT, ST, INST, include N-protection, (internal N-sensor available), incl. trip alarm switch (1xCO), front connection double hole, with internal voltage tap on upper stab of circuit breaker, with voltage tap module VTM680 and power supply of ETU600, able to communication, integrated metering type PMF-1 Energy Efficiency, Voltage, Active energy Ea Manual operating mechanism with mechanical closing, without Spring charging motor, Ready-to-close signal. switch, Auxiliary switches 2NO+2NC, without Closing coil (CC), manual operating mechanism with mechanical closing, without Remote trip alarm reset coil (RR), without 2nd shunt trip, without 1st Shunt trip | 159870 | 1 | Z\ | 1
3WA1120-2LE21-0AA0 |  | fixed-mounted circuit breaker, IEC 60947-2, size 1, 4-pole, N pole on right, In=2000 A up to 690 V AC 50/60 Hz, breaking capacity N Icc=55/42 kA at 500/690 V, tripping unit ETU600 LSI upgradeable, color display, Bluetooth, USB interface, basic protection LT, ST, INST, including protection of the N conductor (internal neutral point sensor available), trip alarm switch (1 x CO), connection at rear vertical, with internal voltage tap on upper stab of circuit breaker, with voltage tap module VTM680 and power supply of ETU600, able to communication, integrated metering type PMF-1 Energy Efficiency, Voltage, Active energy Ea Manual operating mechanism with mechanical closing, without Spring charging motor, Ready-to-close signal. switch, Auxiliary switches 2NO+2NC, without Closing coil (CC), manual operating mechanism with mechanical closing, without Remote trip alarm reset coil (RR), without 2nd shunt trip, without 1st Shunt trip | 150870 | 1 | Z\ | 1
3WA1120-2LE22-0AA0 |  | fixed-mounted circuit breaker, IEC 60947-2, size 1, 4-pole, N pole on right, In=2000 A up to 690 V AC 50/60 Hz, breaking capacity N Icc=55/42 kA at 500/690 V, tripping unit ETU600 LSI upgradeable, color display, Bluetooth, USB interface, basic protection LT, ST, INST, including protection of the N conductor (internal neutral point sensor available), trip alarm switch (1 x CO), connection at rear horizontal with internal voltage tap on upper stab of circuit breaker, with voltage tap module VTM680 and power supply of ETU600, able to communication, integrated metering type PMF-1 Energy Efficiency, Voltage, Active energy Ea Manual operating mechanism with mechanical closing, without Spring charging motor, Ready-to-close signal. switch, Auxiliary switches 2NO+2NC, without Closing coil (CC), manual operating mechanism with mechanical closing, without Remote trip alarm reset coil (RR), without 2nd shunt trip, without 1st Shunt trip | 145870 | 1 | Z\ | 1
3WA1120-2LE23-0AA0 |  | fixed-mounted circuit breaker, IEC 60947-2, size 1, 4-pole, N pole on right, In=2000 A up to 690 V AC 50/60 Hz, breaking capacity N Icc=55/42 kA at 500/690 V, tripping unit ETU600 LSI upgradeable, color display, Bluetooth, USB interface, basic protection LT, ST, INST, including protection of the N conductor (internal neutral point sensor available), trip alarm switch (1 x CO), front connection double hole, with internal voltage tap on upper stab of circuit breaker, with voltage tap module VTM680 and power supply of ETU600, able to communication, integrated metering type PMF-1 Energy Efficiency, Voltage, Active energy Ea Manual operating mechanism with mechanical closing, without Spring charging motor, Ready-to-close signal. switch, Auxiliary switches 2NO+2NC, without Closing coil (CC), manual operating mechanism with mechanical closing, without Remote trip alarm reset coil (RR), without 2nd shunt trip, without 1st Shunt trip | 159870 | 1 | Z\ | 1
3WA1120-2LE31-0AA0 |  | Withdrawable circuit breaker with guide frame, IEC 60947-2, frame size 1, 3-poles, In=2000A up to 690V AC 50/60Hz, breaking capacity N Icu=55/42kA at 500/690V, Trip unit ETU600 LSI upgrade ready , colordisplay, bluetooth and USB interface, Protection LT, ST, INST, N-protection required an external N-sensor, incl. trip alarm switch (1xCO), rear connection vertical, guide frame with shutter and w/o position signalling switch, with internal voltage tap on upper stab of circuit breaker, with voltage tap module VTM680 and power supply of ETU600, able to communication, integrated metering type PMF-1 Energy Efficiency, Voltage, Active energy Ea Manual operating mechanism with mechanical closing, without Spring charging motor, Ready-to-close signal. switch, Auxiliary switches 2NO+2NC, without Closing coil (CC), manual operating mechanism with mechanical closing, without Remote trip alarm reset coil (RR), without 2nd shunt trip, without 1st Shunt trip | 149870 | 1 | Z\ | 1
3WA1120-2LE32-0AA0 |  | Withdrawable circuit breaker with guide frame, IEC 60947-2, frame size 1, 3-poles, In=2000A up to 690V AC 50/60Hz, breaking capacity N Icu=55/42kA at 500/690V, Trip unit ETU600 LSI upgrade ready , colordisplay, bluetooth and USB interface, Protection LT, ST, INST, N-protection required an external N-sensor, incl. trip alarm switch (1xCO), rear connection horizontal, guide frame with shutter and w/o position signalling switch, with internal voltage tap on upper stab of circuit breaker, with voltage tap module VTM680 and power supply of ETU600, able to communication, integrated metering type PMF-1 Energy Efficiency, Voltage, Active energy Ea Manual operating mechanism with mechanical closing, without Spring charging motor, Ready-to-close signal. switch, Auxiliary switches 2NO+2NC, without Closing coil (CC), manual operating mechanism with mechanical closing, without Remote trip alarm reset coil (RR), without 2nd shunt trip, without 1st Shunt trip | 146870 | 1 | Z\ | 1
3WA1120-2LE33-0AA0 |  | Withdrawable circuit breaker with guide frame, IEC 60947-2, frame size 1, 3-poles, In=2000A up to 690V AC 50/60Hz, breaking capacity N Icu=55/42kA at 500/690V, Trip unit ETU600 LSI upgrade ready , colordisplay, bluetooth and USB interface, Protection LT, ST, INST, N-protection required an external N-sensor, incl. trip alarm switch (1xCO), front connection double hole, guide frame with shutter and w/o position signalling switch, with internal voltage tap on upper stab of circuit breaker, with voltage tap module VTM680 and power supply of ETU600, able to communication, integrated metering type PMF-1 Energy Efficiency, Voltage, Active energy Ea Manual operating mechanism with mechanical closing, without Spring charging motor, Ready-to-close signal. switch, Auxiliary switches 2NO+2NC, without Closing coil (CC), manual operating mechanism with mechanical closing, without Remote trip alarm reset coil (RR), without 2nd shunt trip, without 1st Shunt trip | 156870 | 1 | Z\ | 1
3WA1120-2LE34-0AA0 |  | Withdrawable circuit breaker with guide frame, IEC 60947-2, frame size 1, 3-poles, In=2000A up to 690V AC 50/60Hz, breaking capacity N Icu=55/42kA at 500/690V, Trip unit ETU600 LSI upgrade ready , colordisplay, bluetooth and USB interface, Protection LT, ST, INST, N-protection required an external N-sensor, incl. trip alarm switch (1xCO), rear connection flange, guide frame with shutter and w/o position signalling switch, with internal voltage tap on upper stab of circuit breaker, with voltage tap module VTM680 and power supply of ETU600, able to communication, integrated metering type PMF-1 Energy Efficiency, Voltage, Active energy Ea Manual operating mechanism with mechanical closing, without Spring charging motor, Ready-to-close signal. switch, Auxiliary switches 2NO+2NC, without Closing coil (CC), manual operating mechanism with mechanical closing, without Remote trip alarm reset coil (RR), without 2nd shunt trip, without 1st Shunt trip | 146870 | 1 | Z\ | 1
3WA1120-2LE41-0AA0 |  | Withdrawable circuit breaker with guide frame, IEC 60947-2, frame size 1, 4-poles, N-pole left, In=2000A up to 690V AC 50/60Hz, breaking capacity N Icu=55/42kA at 500/690V, Trip unit ETU600 LSI upgrade ready , colordisplay, bluetooth and USB interface, Protection LT, ST, INST, include N-protection, (internal N-sensor available), incl. trip alarm switch (1xCO), rear connection vertical, guide frame with shutter and w/o position signalling switch, with internal voltage tap on upper stab of circuit breaker, with voltage tap module VTM680 and power supply of ETU600, able to communication, integrated metering type PMF-1 Energy Efficiency, Voltage, Active energy Ea Manual operating mechanism with mechanical closing, without Spring charging motor, Ready-to-close signal. switch, Auxiliary switches 2NO+2NC, without Closing coil (CC), manual operating mechanism with mechanical closing, without Remote trip alarm reset coil (RR), without 2nd shunt trip, without 1st Shunt trip | 194870 | 1 | Z\ | 1
3WA1120-2LE42-0AA0 |  | Withdrawable circuit breaker with guide frame, IEC 60947-2, frame size 1, 4-poles, N-pole left, In=2000A up to 690V AC 50/60Hz, breaking capacity N Icu=55/42kA at 500/690V, Trip unit ETU600 LSI upgrade ready , colordisplay, bluetooth and USB interface, Protection LT, ST, INST, include N-protection, (internal N-sensor available), incl. trip alarm switch (1xCO), rear connection horizontal, guide frame with shutter and w/o position signalling switch, with internal voltage tap on upper stab of circuit breaker, with voltage tap module VTM680 and power supply of ETU600, able to communication, integrated metering type PMF-1 Energy Efficiency, Voltage, Active energy Ea Manual operating mechanism with mechanical closing, without Spring charging motor, Ready-to-close signal. switch, Auxiliary switches 2NO+2NC, without Closing coil (CC), manual operating mechanism with mechanical closing, without Remote trip alarm reset coil (RR), without 2nd shunt trip, without 1st Shunt trip | 190870 | 1 | Z\ | 1
3WA1120-2LE43-0AA0 |  | Withdrawable circuit breaker with guide frame, IEC 60947-2, frame size 1, 4-poles, N-pole left, In=2000A up to 690V AC 50/60Hz, breaking capacity N Icu=55/42kA at 500/690V, Trip unit ETU600 LSI upgrade ready , colordisplay, bluetooth and USB interface, Protection LT, ST, INST, include N-protection, (internal N-sensor available), incl. trip alarm switch (1xCO), front connection double hole, guide frame with shutter and w/o position signalling switch, with internal voltage tap on upper stab of circuit breaker, with voltage tap module VTM680 and power supply of ETU600, able to communication, integrated metering type PMF-1 Energy Efficiency, Voltage, Active energy Ea Manual operating mechanism with mechanical closing, without Spring charging motor, Ready-to-close signal. switch, Auxiliary switches 2NO+2NC, without Closing coil (CC), manual operating mechanism with mechanical closing, without Remote trip alarm reset coil (RR), without 2nd shunt trip, without 1st Shunt trip | 203870 | 1 | Z\ | 1
3WA1120-2LE44-0AA0 |  | Withdrawable circuit breaker with guide frame, IEC 60947-2, frame size 1, 4-poles, N-pole left, In=2000A up to 690V AC 50/60Hz, breaking capacity N Icu=55/42kA at 500/690V, Trip unit ETU600 LSI upgrade ready , colordisplay, bluetooth and USB interface, Protection LT, ST, INST, include N-protection, (internal N-sensor available), incl. trip alarm switch (1xCO), rear connection flange, guide frame with shutter and w/o position signalling switch, with internal voltage tap on upper stab of circuit breaker, with voltage tap module VTM680 and power supply of ETU600, able to communication, integrated metering type PMF-1 Energy Efficiency, Voltage, Active energy Ea Manual operating mechanism with mechanical closing, without Spring charging motor, Ready-to-close signal. switch, Auxiliary switches 2NO+2NC, without Closing coil (CC), manual operating mechanism with mechanical closing, without Remote trip alarm reset coil (RR), without 2nd shunt trip, without 1st Shunt trip | 190870 | 1 | Z\ | 1
3WA1120-2LF01-0AA0 |  | Fixed-mounted circuit breaker IEC 60947-2, frame size 1, 3-poles, In=2000A up to 690V AC 50/60Hz, breaking capacity N Icu=55/42kA at 500/690V, Trip unit ETU600 LSIG upgrade ready , colordisplay, bluetooth and USB interface, Protection LT, ST, INST, GFx, N-protection required an external N-sensor, incl. trip alarm switch (1xCO), rear connection vertical, with internal voltage tap on upper stab of circuit breaker, with voltage tap module VTM680 and power supply of ETU600, able to communication, integrated metering type PMF-1 Energy Efficiency, Voltage, Active energy Ea Manual operating mechanism with mechanical closing, without Spring charging motor, Ready-to-close signal. switch, Auxiliary switches 2NO+2NC, without Closing coil (CC), manual operating mechanism with mechanical closing, without Remote trip alarm reset coil (RR), without 2nd shunt trip, without 1st Shunt trip | 126870 | 1 | Z\ | 1
3WA1120-2LF02-0AA0 |  | Fixed-mounted circuit breaker IEC 60947-2, frame size 1, 3-poles, In=2000A up to 690V AC 50/60Hz, breaking capacity N Icu=55/42kA at 500/690V, Trip unit ETU600 LSIG upgrade ready , colordisplay, bluetooth and USB interface, Protection LT, ST, INST, GFx, N-protection required an external N-sensor, incl. trip alarm switch (1xCO), rear connection horizontal, with internal voltage tap on upper stab of circuit breaker, with voltage tap module VTM680 and power supply of ETU600, able to communication, integrated metering type PMF-1 Energy Efficiency, Voltage, Active energy Ea Manual operating mechanism with mechanical closing, without Spring charging motor, Ready-to-close signal. switch, Auxiliary switches 2NO+2NC, without Closing coil (CC), manual operating mechanism with mechanical closing, without Remote trip alarm reset coil (RR), without 2nd shunt trip, without 1st Shunt trip | 123870 | 1 | Z\ | 1
3WA1120-2LF03-0AA0 |  | Fixed-mounted circuit breaker IEC 60947-2, frame size 1, 3-poles, In=2000A up to 690V AC 50/60Hz, breaking capacity N Icu=55/42kA at 500/690V, Trip unit ETU600 LSIG upgrade ready , colordisplay, bluetooth and USB interface, Protection LT, ST, INST, GFx, N-protection required an external N-sensor, incl. trip alarm switch (1xCO), front connection double hole, with internal voltage tap on upper stab of circuit breaker, with voltage tap module VTM680 and power supply of ETU600, able to communication, integrated metering type PMF-1 Energy Efficiency, Voltage, Active energy Ea Manual operating mechanism with mechanical closing, without Spring charging motor, Ready-to-close signal. switch, Auxiliary switches 2NO+2NC, without Closing coil (CC), manual operating mechanism with mechanical closing, without Remote trip alarm reset coil (RR), without 2nd shunt trip, without 1st Shunt trip | 133870 | 1 | Z\ | 1
3WA1120-2LF11-0AA0 |  | Fixed-mounted circuit breaker IEC 60947-2, frame size 1, 4-poles, N-pole left, In=2000A up to 690V AC 50/60Hz, breaking capacity N Icu=55/42kA at 500/690V, Trip unit ETU600 LSIG upgrade ready , colordisplay, bluetooth and USB interface, Protection LT, ST, INST, GFx, include N-protection, (internal N-sensor available), incl. trip alarm switch (1xCO), rear connection vertical, with internal voltage tap on upper stab of circuit breaker, with voltage tap module VTM680 and power supply of ETU600, able to communication, integrated metering type PMF-1 Energy Efficiency, Voltage, Active energy Ea Manual operating mechanism with mechanical closing, without Spring charging motor, Ready-to-close signal. switch, Auxiliary switches 2NO+2NC, without Closing coil (CC), manual operating mechanism with mechanical closing, without Remote trip alarm reset coil (RR), without 2nd shunt trip, without 1st Shunt trip | 160870 | 1 | Z\ | 1
3WA1120-2LF12-0AA0 |  | Fixed-mounted circuit breaker IEC 60947-2, frame size 1, 4-poles, N-pole left, In=2000A up to 690V AC 50/60Hz, breaking capacity N Icu=55/42kA at 500/690V, Trip unit ETU600 LSIG upgrade ready , colordisplay, bluetooth and USB interface, Protection LT, ST, INST, GFx, include N-protection, (internal N-sensor available), incl. trip alarm switch (1xCO), rear connection horizontal, with internal voltage tap on upper stab of circuit breaker, with voltage tap module VTM680 and power supply of ETU600, able to communication, integrated metering type PMF-1 Energy Efficiency, Voltage, Active energy Ea Manual operating mechanism with mechanical closing, without Spring charging motor, Ready-to-close signal. switch, Auxiliary switches 2NO+2NC, without Closing coil (CC), manual operating mechanism with mechanical closing, without Remote trip alarm reset coil (RR), without 2nd shunt trip, without 1st Shunt trip | 156870 | 1 | Z\ | 1
3WA1120-2LF13-0AA0 |  | Fixed-mounted circuit breaker IEC 60947-2, frame size 1, 4-poles, N-pole left, In=2000A up to 690V AC 50/60Hz, breaking capacity N Icu=55/42kA at 500/690V, Trip unit ETU600 LSIG upgrade ready , colordisplay, bluetooth and USB interface, Protection LT, ST, INST, GFx, include N-protection, (internal N-sensor available), incl. trip alarm switch (1xCO), front connection double hole, with internal voltage tap on upper stab of circuit breaker, with voltage tap module VTM680 and power supply of ETU600, able to communication, integrated metering type PMF-1 Energy Efficiency, Voltage, Active energy Ea Manual operating mechanism with mechanical closing, without Spring charging motor, Ready-to-close signal. switch, Auxiliary switches 2NO+2NC, without Closing coil (CC), manual operating mechanism with mechanical closing, without Remote trip alarm reset coil (RR), without 2nd shunt trip, without 1st Shunt trip | 169870 | 1 | Z\ | 1
3WA1120-2LF21-0AA0 |  | fixed-mounted circuit breaker, IEC 60947-2, size 1, 4-pole, N pole on right, In=2000 A up to 690 V AC 50/60 Hz, breaking capacity N Icc=55/42 kA at 500/690 V, tripping unit ETU600 LSIG upgradeable, color display, Bluetooth, USB interface, basic protection LT, ST, INST, GFx, including protection of the N conductor (internal neutral point sensor available), trip alarm switch (1 x CO), connection at rear vertical, with internal voltage tap on upper stab of circuit breaker, with voltage tap module VTM680 and power supply of ETU600, able to communication, integrated metering type PMF-1 Energy Efficiency, Voltage, Active energy Ea Manual operating mechanism with mechanical closing, without Spring charging motor, Ready-to-close signal. switch, Auxiliary switches 2NO+2NC, without Closing coil (CC), manual operating mechanism with mechanical closing, without Remote trip alarm reset coil (RR), without 2nd shunt trip, without 1st Shunt trip | 160870 | 1 | Z\ | 1
3WA1120-2LF22-0AA0 |  | fixed-mounted circuit breaker, IEC 60947-2, size 1, 4-pole, N pole on right, In=2000 A up to 690 V AC 50/60 Hz, breaking capacity N Icc=55/42 kA at 500/690 V, tripping unit ETU600 LSIG upgradeable, color display, Bluetooth, USB interface, basic protection LT, ST, INST, GFx, including protection of the N conductor (internal neutral point sensor available), trip alarm switch (1 x CO), connection at rear horizontal with internal voltage tap on upper stab of circuit breaker, with voltage tap module VTM680 and power supply of ETU600, able to communication, integrated metering type PMF-1 Energy Efficiency, Voltage, Active energy Ea Manual operating mechanism with mechanical closing, without Spring charging motor, Ready-to-close signal. switch, Auxiliary switches 2NO+2NC, without Closing coil (CC), manual operating mechanism with mechanical closing, without Remote trip alarm reset coil (RR), without 2nd shunt trip, without 1st Shunt trip | 156870 | 1 | Z\ | 1
3WA1120-2LF23-0AA0 |  | fixed-mounted circuit breaker, IEC 60947-2, size 1, 4-pole, N pole on right, In=2000 A up to 690 V AC 50/60 Hz, breaking capacity N Icc=55/42 kA at 500/690 V, tripping unit ETU600 LSIG upgradeable, color display, Bluetooth, USB interface, basic protection LT, ST, INST, GFx, including protection of the N conductor (internal neutral point sensor available), trip alarm switch (1 x CO), front connection double hole, with internal voltage tap on upper stab of circuit breaker, with voltage tap module VTM680 and power supply of ETU600, able to communication, integrated metering type PMF-1 Energy Efficiency, Voltage, Active energy Ea Manual operating mechanism with mechanical closing, without Spring charging motor, Ready-to-close signal. switch, Auxiliary switches 2NO+2NC, without Closing coil (CC), manual operating mechanism with mechanical closing, without Remote trip alarm reset coil (RR), without 2nd shunt trip, without 1st Shunt trip | 169870 | 1 | Z\ | 1
3WA1120-2LF31-0AA0 |  | Withdrawable circuit breaker with guide frame, IEC 60947-2, frame size 1, 3-poles, In=2000A up to 690V AC 50/60Hz, breaking capacity N Icu=55/42kA at 500/690V, Trip unit ETU600 LSIG upgrade ready , colordisplay, bluetooth and USB interface, Protection LT, ST, INST, GFx, N-protection required an external N-sensor, incl. trip alarm switch (1xCO), rear connection vertical, guide frame with shutter and w/o position signalling switch, with internal voltage tap on upper stab of circuit breaker, with voltage tap module VTM680 and power supply of ETU600, able to communication, integrated metering type PMF-1 Energy Efficiency, Voltage, Active energy Ea Manual operating mechanism with mechanical closing, without Spring charging motor, Ready-to-close signal. switch, Auxiliary switches 2NO+2NC, without Closing coil (CC), manual operating mechanism with mechanical closing, without Remote trip alarm reset coil (RR), without 2nd shunt trip, without 1st Shunt trip | 160870 | 1 | Z\ | 1
3WA1120-2LF32-0AA0 |  | Withdrawable circuit breaker with guide frame, IEC 60947-2, frame size 1, 3-poles, In=2000A up to 690V AC 50/60Hz, breaking capacity N Icu=55/42kA at 500/690V, Trip unit ETU600 LSIG upgrade ready , colordisplay, bluetooth and USB interface, Protection LT, ST, INST, GFx, N-protection required an external N-sensor, incl. trip alarm switch (1xCO), rear connection horizontal, guide frame with shutter and w/o position signalling switch, with internal voltage tap on upper stab of circuit breaker, with voltage tap module VTM680 and power supply of ETU600, able to communication, integrated metering type PMF-1 Energy Efficiency, Voltage, Active energy Ea Manual operating mechanism with mechanical closing, without Spring charging motor, Ready-to-close signal. switch, Auxiliary switches 2NO+2NC, without Closing coil (CC), manual operating mechanism with mechanical closing, without Remote trip alarm reset coil (RR), without 2nd shunt trip, without 1st Shunt trip | 156870 | 1 | Z\ | 1
3WA1120-2LF33-0AA0 |  | Withdrawable circuit breaker with guide frame, IEC 60947-2, frame size 1, 3-poles, In=2000A up to 690V AC 50/60Hz, breaking capacity N Icu=55/42kA at 500/690V, Trip unit ETU600 LSIG upgrade ready , colordisplay, bluetooth and USB interface, Protection LT, ST, INST, GFx, N-protection required an external N-sensor, incl. trip alarm switch (1xCO), front connection double hole, guide frame with shutter and w/o position signalling switch, with internal voltage tap on upper stab of circuit breaker, with voltage tap module VTM680 and power supply of ETU600, able to communication, integrated metering type PMF-1 Energy Efficiency, Voltage, Active energy Ea Manual operating mechanism with mechanical closing, without Spring charging motor, Ready-to-close signal. switch, Auxiliary switches 2NO+2NC, without Closing coil (CC), manual operating mechanism with mechanical closing, without Remote trip alarm reset coil (RR), without 2nd shunt trip, without 1st Shunt trip | 166870 | 1 | Z\ | 1
3WA1120-2LF34-0AA0 |  | Withdrawable circuit breaker with guide frame, IEC 60947-2, frame size 1, 3-poles, In=2000A up to 690V AC 50/60Hz, breaking capacity N Icu=55/42kA at 500/690V, Trip unit ETU600 LSIG upgrade ready , colordisplay, bluetooth and USB interface, Protection LT, ST, INST, GFx, N-protection required an external N-sensor, incl. trip alarm switch (1xCO), rear connection flange, guide frame with shutter and w/o position signalling switch, with internal voltage tap on upper stab of circuit breaker, with voltage tap module VTM680 and power supply of ETU600, able to communication, integrated metering type PMF-1 Energy Efficiency, Voltage, Active energy Ea Manual operating mechanism with mechanical closing, without Spring charging motor, Ready-to-close signal. switch, Auxiliary switches 2NO+2NC, without Closing coil (CC), manual operating mechanism with mechanical closing, without Remote trip alarm reset coil (RR), without 2nd shunt trip, without 1st Shunt trip | 156870 | 1 | Z\ | 1
3WA1120-2LF41-0AA0 |  | Withdrawable circuit breaker with guide frame, IEC 60947-2, frame size 1, 4-poles, N-pole left, In=2000A up to 690V AC 50/60Hz, breaking capacity N Icu=55/42kA at 500/690V, Trip unit ETU600 LSIG upgrade ready , colordisplay, bluetooth and USB interface, Protection LT, ST, INST, GFx, include N-protection, (internal N-sensor available), incl. trip alarm switch (1xCO), rear connection vertical, guide frame with shutter and w/o position signalling switch, with internal voltage tap on upper stab of circuit breaker, with voltage tap module VTM680 and power supply of ETU600, able to communication, integrated metering type PMF-1 Energy Efficiency, Voltage, Active energy Ea Manual operating mechanism with mechanical closing, without Spring charging motor, Ready-to-close signal. switch, Auxiliary switches 2NO+2NC, without Closing coil (CC), manual operating mechanism with mechanical closing, without Remote trip alarm reset coil (RR), without 2nd shunt trip, without 1st Shunt trip | 205870 | 1 | Z\ | 1
3WA1120-2LF42-0AA0 |  | Withdrawable circuit breaker with guide frame, IEC 60947-2, frame size 1, 4-poles, N-pole left, In=2000A up to 690V AC 50/60Hz, breaking capacity N Icu=55/42kA at 500/690V, Trip unit ETU600 LSIG upgrade ready , colordisplay, bluetooth and USB interface, Protection LT, ST, INST, GFx, include N-protection, (internal N-sensor available), incl. trip alarm switch (1xCO), rear connection horizontal, guide frame with shutter and w/o position signalling switch, with internal voltage tap on upper stab of circuit breaker, with voltage tap module VTM680 and power supply of ETU600, able to communication, integrated metering type PMF-1 Energy Efficiency, Voltage, Active energy Ea Manual operating mechanism with mechanical closing, without Spring charging motor, Ready-to-close signal. switch, Auxiliary switches 2NO+2NC, without Closing coil (CC), manual operating mechanism with mechanical closing, without Remote trip alarm reset coil (RR), without 2nd shunt trip, without 1st Shunt trip | 201870 | 1 | Z\ | 1
3WA1120-2LF43-0AA0 |  | Withdrawable circuit breaker with guide frame, IEC 60947-2, frame size 1, 4-poles, N-pole left, In=2000A up to 690V AC 50/60Hz, breaking capacity N Icu=55/42kA at 500/690V, Trip unit ETU600 LSIG upgrade ready , colordisplay, bluetooth and USB interface, Protection LT, ST, INST, GFx, include N-protection, (internal N-sensor available), incl. trip alarm switch (1xCO), front connection double hole, guide frame with shutter and w/o position signalling switch, with internal voltage tap on upper stab of circuit breaker, with voltage tap module VTM680 and power supply of ETU600, able to communication, integrated metering type PMF-1 Energy Efficiency, Voltage, Active energy Ea Manual operating mechanism with mechanical closing, without Spring charging motor, Ready-to-close signal. switch, Auxiliary switches 2NO+2NC, without Closing coil (CC), manual operating mechanism with mechanical closing, without Remote trip alarm reset coil (RR), without 2nd shunt trip, without 1st Shunt trip | 214870 | 1 | Z\ | 1
3WA1120-2LF44-0AA0 |  | Withdrawable circuit breaker with guide frame, IEC 60947-2, frame size 1, 4-poles, N-pole left, In=2000A up to 690V AC 50/60Hz, breaking capacity N Icu=55/42kA at 500/690V, Trip unit ETU600 LSIG upgrade ready , colordisplay, bluetooth and USB interface, Protection LT, ST, INST, GFx, include N-protection, (internal N-sensor available), incl. trip alarm switch (1xCO), rear connection flange, guide frame with shutter and w/o position signalling switch, with internal voltage tap on upper stab of circuit breaker, with voltage tap module VTM680 and power supply of ETU600, able to communication, integrated metering type PMF-1 Energy Efficiency, Voltage, Active energy Ea Manual operating mechanism with mechanical closing, without Spring charging motor, Ready-to-close signal. switch, Auxiliary switches 2NO+2NC, without Closing coil (CC), manual operating mechanism with mechanical closing, without Remote trip alarm reset coil (RR), without 2nd shunt trip, without 1st Shunt trip | 201870 | 1 | Z\ | 1
3WA1120-2ME01-0AA0 |  | Fixed-mounted circuit breaker IEC 60947-2, frame size 1, 3-poles, In=2000A up to 690V AC 50/60Hz, breaking capacity N Icu=55/42kA at 500/690V, Trip unit ETU600 LSI upgrade ready , colordisplay, bluetooth and USB interface, Protection LT, ST, INST, N-protection required an external N-sensor, incl. trip alarm switch (1xCO), rear connection vertical, with internal voltage tap on upper stab of circuit breaker, with voltage tap module VTM680 and power supply of ETU600, able to communication, integrated metering type PMF-2 Basic Power Monitoring, Voltage, Energy, Power, Power factor, Frequency, Unbalance, Temperature, Manual operating mechanism with mechanical closing, without Spring charging motor, Ready-to-close signal. switch, Auxiliary switches 2NO+2NC, without Closing coil (CC), manual operating mechanism with mechanical closing, without Remote trip alarm reset coil (RR), without 2nd shunt trip, without 1st Shunt trip | 124700 | 1 | Z\ | 1
3WA1120-2ME02-0AA0 |  | Fixed-mounted circuit breaker IEC 60947-2, frame size 1, 3-poles, In=2000A up to 690V AC 50/60Hz, breaking capacity N Icu=55/42kA at 500/690V, Trip unit ETU600 LSI upgrade ready , colordisplay, bluetooth and USB interface, Protection LT, ST, INST, N-protection required an external N-sensor, incl. trip alarm switch (1xCO), rear connection horizontal, with internal voltage tap on upper stab of circuit breaker, with voltage tap module VTM680 and power supply of ETU600, able to communication, integrated metering type PMF-2 Basic Power Monitoring, Voltage, Energy, Power, Power factor, Frequency, Unbalance, Temperature, Manual operating mechanism with mechanical closing, without Spring charging motor, Ready-to-close signal. switch, Auxiliary switches 2NO+2NC, without Closing coil (CC), manual operating mechanism with mechanical closing, without Remote trip alarm reset coil (RR), without 2nd shunt trip, without 1st Shunt trip | 121700 | 1 | Z\ | 1
3WA1120-2ME03-0AA0 |  | Fixed-mounted circuit breaker IEC 60947-2, frame size 1, 3-poles, In=2000A up to 690V AC 50/60Hz, breaking capacity N Icu=55/42kA at 500/690V, Trip unit ETU600 LSI upgrade ready , colordisplay, bluetooth and USB interface, Protection LT, ST, INST, N-protection required an external N-sensor, incl. trip alarm switch (1xCO), front connection double hole, with internal voltage tap on upper stab of circuit breaker, with voltage tap module VTM680 and power supply of ETU600, able to communication, integrated metering type PMF-2 Basic Power Monitoring, Voltage, Energy, Power, Power factor, Frequency, Unbalance, Temperature, Manual operating mechanism with mechanical closing, without Spring charging motor, Ready-to-close signal. switch, Auxiliary switches 2NO+2NC, without Closing coil (CC), manual operating mechanism with mechanical closing, without Remote trip alarm reset coil (RR), without 2nd shunt trip, without 1st Shunt trip | 131700 | 1 | Z\ | 1
3WA1120-2ME11-0AA0 |  | Fixed-mounted circuit breaker IEC 60947-2, frame size 1, 4-poles, N-pole left, In=2000A up to 690V AC 50/60Hz, breaking capacity N Icu=55/42kA at 500/690V, Trip unit ETU600 LSI upgrade ready , colordisplay, bluetooth and USB interface, Protection LT, ST, INST, include N-protection, (internal N-sensor available), incl. trip alarm switch (1xCO), rear connection vertical, with internal voltage tap on upper stab of circuit breaker, with voltage tap module VTM680 and power supply of ETU600, able to communication, integrated metering type PMF-2 Basic Power Monitoring, Voltage, Energy, Power, Power factor, Frequency, Unbalance, Temperature, Manual operating mechanism with mechanical closing, without Spring charging motor, Ready-to-close signal. switch, Auxiliary switches 2NO+2NC, without Closing coil (CC), manual operating mechanism with mechanical closing, without Remote trip alarm reset coil (RR), without 2nd shunt trip, without 1st Shunt trip | 159700 | 1 | Z\ | 1
3WA1120-2ME12-0AA0 |  | Fixed-mounted circuit breaker IEC 60947-2, frame size 1, 4-poles, N-pole left, In=2000A up to 690V AC 50/60Hz, breaking capacity N Icu=55/42kA at 500/690V, Trip unit ETU600 LSI upgrade ready , colordisplay, bluetooth and USB interface, Protection LT, ST, INST, include N-protection, (internal N-sensor available), incl. trip alarm switch (1xCO), rear connection horizontal, with internal voltage tap on upper stab of circuit breaker, with voltage tap module VTM680 and power supply of ETU600, able to communication, integrated metering type PMF-2 Basic Power Monitoring, Voltage, Energy, Power, Power factor, Frequency, Unbalance, Temperature, Manual operating mechanism with mechanical closing, without Spring charging motor, Ready-to-close signal. switch, Auxiliary switches 2NO+2NC, without Closing coil (CC), manual operating mechanism with mechanical closing, without Remote trip alarm reset coil (RR), without 2nd shunt trip, without 1st Shunt trip | 154700 | 1 | Z\ | 1
3WA1120-2ME13-0AA0 |  | Fixed-mounted circuit breaker IEC 60947-2, frame size 1, 4-poles, N-pole left, In=2000A up to 690V AC 50/60Hz, breaking capacity N Icu=55/42kA at 500/690V, Trip unit ETU600 LSI upgrade ready , colordisplay, bluetooth and USB interface, Protection LT, ST, INST, include N-protection, (internal N-sensor available), incl. trip alarm switch (1xCO), front connection double hole, with internal voltage tap on upper stab of circuit breaker, with voltage tap module VTM680 and power supply of ETU600, able to communication, integrated metering type PMF-2 Basic Power Monitoring, Voltage, Energy, Power, Power factor, Frequency, Unbalance, Temperature, Manual operating mechanism with mechanical closing, without Spring charging motor, Ready-to-close signal. switch, Auxiliary switches 2NO+2NC, without Closing coil (CC), manual operating mechanism with mechanical closing, without Remote trip alarm reset coil (RR), without 2nd shunt trip, without 1st Shunt trip | 168700 | 1 | Z\ | 1
3WA1120-2ME21-0AA0 |  | fixed-mounted circuit breaker, IEC 60947-2, size 1, 4-pole, N pole on right, In=2000 A up to 690 V AC 50/60 Hz, breaking capacity N Icc=55/42 kA at 500/690 V, tripping unit ETU600 LSI upgradeable, color display, Bluetooth, USB interface, basic protection LT, ST, INST, including protection of the N conductor (internal neutral point sensor available), trip alarm switch (1 x CO), connection at rear vertical, with internal voltage tap on upper stab of circuit breaker, with voltage tap module VTM680 and power supply of ETU600, able to communication, integrated metering type PMF-2 Basic Power Monitoring, Voltage, Energy, Power, Power factor, Frequency, Unbalance, Temperature, Manual operating mechanism with mechanical closing, without Spring charging motor, Ready-to-close signal. switch, Auxiliary switches 2NO+2NC, without Closing coil (CC), manual operating mechanism with mechanical closing, without Remote trip alarm reset coil (RR), without 2nd shunt trip, without 1st Shunt trip | 159700 | 1 | Z\ | 1
3WA1120-2ME22-0AA0 |  | fixed-mounted circuit breaker, IEC 60947-2, size 1, 4-pole, N pole on right, In=2000 A up to 690 V AC 50/60 Hz, breaking capacity N Icc=55/42 kA at 500/690 V, tripping unit ETU600 LSI upgradeable, color display, Bluetooth, USB interface, basic protection LT, ST, INST, including protection of the N conductor (internal neutral point sensor available), trip alarm switch (1 x CO), connection at rear horizontal with internal voltage tap on upper stab of circuit breaker, with voltage tap module VTM680 and power supply of ETU600, able to communication, integrated metering type PMF-2 Basic Power Monitoring, Voltage, Energy, Power, Power factor, Frequency, Unbalance, Temperature, Manual operating mechanism with mechanical closing, without Spring charging motor, Ready-to-close signal. switch, Auxiliary switches 2NO+2NC, without Closing coil (CC), manual operating mechanism with mechanical closing, without Remote trip alarm reset coil (RR), without 2nd shunt trip, without 1st Shunt trip | 154700 | 1 | Z\ | 1
3WA1120-2ME23-0AA0 |  | fixed-mounted circuit breaker, IEC 60947-2, size 1, 4-pole, N pole on right, In=2000 A up to 690 V AC 50/60 Hz, breaking capacity N Icc=55/42 kA at 500/690 V, tripping unit ETU600 LSI upgradeable, color display, Bluetooth, USB interface, basic protection LT, ST, INST, including protection of the N conductor (internal neutral point sensor available), trip alarm switch (1 x CO), front connection double hole, with internal voltage tap on upper stab of circuit breaker, with voltage tap module VTM680 and power supply of ETU600, able to communication, integrated metering type PMF-2 Basic Power Monitoring, Voltage, Energy, Power, Power factor, Frequency, Unbalance, Temperature, Manual operating mechanism with mechanical closing, without Spring charging motor, Ready-to-close signal. switch, Auxiliary switches 2NO+2NC, without Closing coil (CC), manual operating mechanism with mechanical closing, without Remote trip alarm reset coil (RR), without 2nd shunt trip, without 1st Shunt trip | 168700 | 1 | Z\ | 1
3WA1120-2ME31-0AA0 |  | Withdrawable circuit breaker with guide frame, IEC 60947-2, frame size 1, 3-poles, In=2000A up to 690V AC 50/60Hz, breaking capacity N Icu=55/42kA at 500/690V, Trip unit ETU600 LSI upgrade ready , colordisplay, bluetooth and USB interface, Protection LT, ST, INST, N-protection required an external N-sensor, incl. trip alarm switch (1xCO), rear connection vertical, guide frame with shutter and w/o position signalling switch, with internal voltage tap on upper stab of circuit breaker, with voltage tap module VTM680 and power supply of ETU600, able to communication, integrated metering type PMF-2 Basic Power Monitoring, Voltage, Energy, Power, Power factor, Frequency, Unbalance, Temperature, Manual operating mechanism with mechanical closing, without Spring charging motor, Ready-to-close signal. switch, Auxiliary switches 2NO+2NC, without Closing coil (CC), manual operating mechanism with mechanical closing, without Remote trip alarm reset coil (RR), without 2nd shunt trip, without 1st Shunt trip | 158700 | 1 | Z\ | 1
3WA1120-2ME32-0AA0 |  | Withdrawable circuit breaker with guide frame, IEC 60947-2, frame size 1, 3-poles, In=2000A up to 690V AC 50/60Hz, breaking capacity N Icu=55/42kA at 500/690V, Trip unit ETU600 LSI upgrade ready , colordisplay, bluetooth and USB interface, Protection LT, ST, INST, N-protection required an external N-sensor, incl. trip alarm switch (1xCO), rear connection horizontal, guide frame with shutter and w/o position signalling switch, with internal voltage tap on upper stab of circuit breaker, with voltage tap module VTM680 and power supply of ETU600, able to communication, integrated metering type PMF-2 Basic Power Monitoring, Voltage, Energy, Power, Power factor, Frequency, Unbalance, Temperature, Manual operating mechanism with mechanical closing, without Spring charging motor, Ready-to-close signal. switch, Auxiliary switches 2NO+2NC, without Closing coil (CC), manual operating mechanism with mechanical closing, without Remote trip alarm reset coil (RR), without 2nd shunt trip, without 1st Shunt trip | 155700 | 1 | Z\ | 1
3WA1120-2ME33-0AA0 |  | Withdrawable circuit breaker with guide frame, IEC 60947-2, frame size 1, 3-poles, In=2000A up to 690V AC 50/60Hz, breaking capacity N Icu=55/42kA at 500/690V, Trip unit ETU600 LSI upgrade ready , colordisplay, bluetooth and USB interface, Protection LT, ST, INST, N-protection required an external N-sensor, incl. trip alarm switch (1xCO), front connection double hole, guide frame with shutter and w/o position signalling switch, with internal voltage tap on upper stab of circuit breaker, with voltage tap module VTM680 and power supply of ETU600, able to communication, integrated metering type PMF-2 Basic Power Monitoring, Voltage, Energy, Power, Power factor, Frequency, Unbalance, Temperature, Manual operating mechanism with mechanical closing, without Spring charging motor, Ready-to-close signal. switch, Auxiliary switches 2NO+2NC, without Closing coil (CC), manual operating mechanism with mechanical closing, without Remote trip alarm reset coil (RR), without 2nd shunt trip, without 1st Shunt trip | 165700 | 1 | Z\ | 1
3WA1120-2ME34-0AA0 |  | Withdrawable circuit breaker with guide frame, IEC 60947-2, frame size 1, 3-poles, In=2000A up to 690V AC 50/60Hz, breaking capacity N Icu=55/42kA at 500/690V, Trip unit ETU600 LSI upgrade ready , colordisplay, bluetooth and USB interface, Protection LT, ST, INST, N-protection required an external N-sensor, incl. trip alarm switch (1xCO), rear connection flange, guide frame with shutter and w/o position signalling switch, with internal voltage tap on upper stab of circuit breaker, with voltage tap module VTM680 and power supply of ETU600, able to communication, integrated metering type PMF-2 Basic Power Monitoring, Voltage, Energy, Power, Power factor, Frequency, Unbalance, Temperature, Manual operating mechanism with mechanical closing, without Spring charging motor, Ready-to-close signal. switch, Auxiliary switches 2NO+2NC, without Closing coil (CC), manual operating mechanism with mechanical closing, without Remote trip alarm reset coil (RR), without 2nd shunt trip, without 1st Shunt trip | 155700 | 1 | Z\ | 1
3WA1120-2ME41-0AA0 |  | Withdrawable circuit breaker with guide frame, IEC 60947-2, frame size 1, 4-poles, N-pole left, In=2000A up to 690V AC 50/60Hz, breaking capacity N Icu=55/42kA at 500/690V, Trip unit ETU600 LSI upgrade ready , colordisplay, bluetooth and USB interface, Protection LT, ST, INST, include N-protection, (internal N-sensor available), incl. trip alarm switch (1xCO), rear connection vertical, guide frame with shutter and w/o position signalling switch, with internal voltage tap on upper stab of circuit breaker, with voltage tap module VTM680 and power supply of ETU600, able to communication, integrated metering type PMF-2 Basic Power Monitoring, Voltage, Energy, Power, Power factor, Frequency, Unbalance, Temperature, Manual operating mechanism with mechanical closing, without Spring charging motor, Ready-to-close signal. switch, Auxiliary switches 2NO+2NC, without Closing coil (CC), manual operating mechanism with mechanical closing, without Remote trip alarm reset coil (RR), without 2nd shunt trip, without 1st Shunt trip | 203700 | 1 | Z\ | 1
3WA1120-2ME42-0AA0 |  | Withdrawable circuit breaker with guide frame, IEC 60947-2, frame size 1, 4-poles, N-pole left, In=2000A up to 690V AC 50/60Hz, breaking capacity N Icu=55/42kA at 500/690V, Trip unit ETU600 LSI upgrade ready , colordisplay, bluetooth and USB interface, Protection LT, ST, INST, include N-protection, (internal N-sensor available), incl. trip alarm switch (1xCO), rear connection horizontal, guide frame with shutter and w/o position signalling switch, with internal voltage tap on upper stab of circuit breaker, with voltage tap module VTM680 and power supply of ETU600, able to communication, integrated metering type PMF-2 Basic Power Monitoring, Voltage, Energy, Power, Power factor, Frequency, Unbalance, Temperature, Manual operating mechanism with mechanical closing, without Spring charging motor, Ready-to-close signal. switch, Auxiliary switches 2NO+2NC, without Closing coil (CC), manual operating mechanism with mechanical closing, without Remote trip alarm reset coil (RR), without 2nd shunt trip, without 1st Shunt trip | 199700 | 1 | Z\ | 1
3WA1120-2ME43-0AA0 |  | Withdrawable circuit breaker with guide frame, IEC 60947-2, frame size 1, 4-poles, N-pole left, In=2000A up to 690V AC 50/60Hz, breaking capacity N Icu=55/42kA at 500/690V, Trip unit ETU600 LSI upgrade ready , colordisplay, bluetooth and USB interface, Protection LT, ST, INST, include N-protection, (internal N-sensor available), incl. trip alarm switch (1xCO), front connection double hole, guide frame with shutter and w/o position signalling switch, with internal voltage tap on upper stab of circuit breaker, with voltage tap module VTM680 and power supply of ETU600, able to communication, integrated metering type PMF-2 Basic Power Monitoring, Voltage, Energy, Power, Power factor, Frequency, Unbalance, Temperature, Manual operating mechanism with mechanical closing, without Spring charging motor, Ready-to-close signal. switch, Auxiliary switches 2NO+2NC, without Closing coil (CC), manual operating mechanism with mechanical closing, without Remote trip alarm reset coil (RR), without 2nd shunt trip, without 1st Shunt trip | 212700 | 1 | Z\ | 1
3WA1120-2ME44-0AA0 |  | Withdrawable circuit breaker with guide frame, IEC 60947-2, frame size 1, 4-poles, N-pole left, In=2000A up to 690V AC 50/60Hz, breaking capacity N Icu=55/42kA at 500/690V, Trip unit ETU600 LSI upgrade ready , colordisplay, bluetooth and USB interface, Protection LT, ST, INST, include N-protection, (internal N-sensor available), incl. trip alarm switch (1xCO), rear connection flange, guide frame with shutter and w/o position signalling switch, with internal voltage tap on upper stab of circuit breaker, with voltage tap module VTM680 and power supply of ETU600, able to communication, integrated metering type PMF-2 Basic Power Monitoring, Voltage, Energy, Power, Power factor, Frequency, Unbalance, Temperature, Manual operating mechanism with mechanical closing, without Spring charging motor, Ready-to-close signal. switch, Auxiliary switches 2NO+2NC, without Closing coil (CC), manual operating mechanism with mechanical closing, without Remote trip alarm reset coil (RR), without 2nd shunt trip, without 1st Shunt trip | 199700 | 1 | Z\ | 1
3WA1120-2MF01-0AA0 |  | Fixed-mounted circuit breaker IEC 60947-2, frame size 1, 3-poles, In=2000A up to 690V AC 50/60Hz, breaking capacity N Icu=55/42kA at 500/690V, Trip unit ETU600 LSIG upgrade ready , colordisplay, bluetooth and USB interface, Protection LT, ST, INST, GFx, N-protection required an external N-sensor, incl. trip alarm switch (1xCO), rear connection vertical, with internal voltage tap on upper stab of circuit breaker, with voltage tap module VTM680 and power supply of ETU600, able to communication, integrated metering type PMF-2 Basic Power Monitoring, Voltage, Energy, Power, Power factor, Frequency, Unbalance, Temperature, Manual operating mechanism with mechanical closing, without Spring charging motor, Ready-to-close signal. switch, Auxiliary switches 2NO+2NC, without Closing coil (CC), manual operating mechanism with mechanical closing, without Remote trip alarm reset coil (RR), without 2nd shunt trip, without 1st Shunt trip | 135700 | 1 | Z\ | 1
3WA1120-2MF02-0AA0 |  | Fixed-mounted circuit breaker IEC 60947-2, frame size 1, 3-poles, In=2000A up to 690V AC 50/60Hz, breaking capacity N Icu=55/42kA at 500/690V, Trip unit ETU600 LSIG upgrade ready , colordisplay, bluetooth and USB interface, Protection LT, ST, INST, GFx, N-protection required an external N-sensor, incl. trip alarm switch (1xCO), rear connection horizontal, with internal voltage tap on upper stab of circuit breaker, with voltage tap module VTM680 and power supply of ETU600, able to communication, integrated metering type PMF-2 Basic Power Monitoring, Voltage, Energy, Power, Power factor, Frequency, Unbalance, Temperature, Manual operating mechanism with mechanical closing, without Spring charging motor, Ready-to-close signal. switch, Auxiliary switches 2NO+2NC, without Closing coil (CC), manual operating mechanism with mechanical closing, without Remote trip alarm reset coil (RR), without 2nd shunt trip, without 1st Shunt trip | 132700 | 1 | Z\ | 1
3WA1120-2MF03-0AA0 |  | Fixed-mounted circuit breaker IEC 60947-2, frame size 1, 3-poles, In=2000A up to 690V AC 50/60Hz, breaking capacity N Icu=55/42kA at 500/690V, Trip unit ETU600 LSIG upgrade ready , colordisplay, bluetooth and USB interface, Protection LT, ST, INST, GFx, N-protection required an external N-sensor, incl. trip alarm switch (1xCO), front connection double hole, with internal voltage tap on upper stab of circuit breaker, with voltage tap module VTM680 and power supply of ETU600, able to communication, integrated metering type PMF-2 Basic Power Monitoring, Voltage, Energy, Power, Power factor, Frequency, Unbalance, Temperature, Manual operating mechanism with mechanical closing, without Spring charging motor, Ready-to-close signal. switch, Auxiliary switches 2NO+2NC, without Closing coil (CC), manual operating mechanism with mechanical closing, without Remote trip alarm reset coil (RR), without 2nd shunt trip, without 1st Shunt trip | 142700 | 1 | Z\ | 1
3WA1120-2MF11-0AA0 |  | Fixed-mounted circuit breaker IEC 60947-2, frame size 1, 4-poles, N-pole left, In=2000A up to 690V AC 50/60Hz, breaking capacity N Icu=55/42kA at 500/690V, Trip unit ETU600 LSIG upgrade ready , colordisplay, bluetooth and USB interface, Protection LT, ST, INST, GFx, include N-protection, (internal N-sensor available), incl. trip alarm switch (1xCO), rear connection vertical, with internal voltage tap on upper stab of circuit breaker, with voltage tap module VTM680 and power supply of ETU600, able to communication, integrated metering type PMF-2 Basic Power Monitoring, Voltage, Energy, Power, Power factor, Frequency, Unbalance, Temperature, Manual operating mechanism with mechanical closing, without Spring charging motor, Ready-to-close signal. switch, Auxiliary switches 2NO+2NC, without Closing coil (CC), manual operating mechanism with mechanical closing, without Remote trip alarm reset coil (RR), without 2nd shunt trip, without 1st Shunt trip | 169700 | 1 | Z\ | 1
3WA1120-2MF12-0AA0 |  | Fixed-mounted circuit breaker IEC 60947-2, frame size 1, 4-poles, N-pole left, In=2000A up to 690V AC 50/60Hz, breaking capacity N Icu=55/42kA at 500/690V, Trip unit ETU600 LSIG upgrade ready , colordisplay, bluetooth and USB interface, Protection LT, ST, INST, GFx, include N-protection, (internal N-sensor available), incl. trip alarm switch (1xCO), rear connection horizontal, with internal voltage tap on upper stab of circuit breaker, with voltage tap module VTM680 and power supply of ETU600, able to communication, integrated metering type PMF-2 Basic Power Monitoring, Voltage, Energy, Power, Power factor, Frequency, Unbalance, Temperature, Manual operating mechanism with mechanical closing, without Spring charging motor, Ready-to-close signal. switch, Auxiliary switches 2NO+2NC, without Closing coil (CC), manual operating mechanism with mechanical closing, without Remote trip alarm reset coil (RR), without 2nd shunt trip, without 1st Shunt trip | 165700 | 1 | Z\ | 1
3WA1120-2MF13-0AA0 |  | Fixed-mounted circuit breaker IEC 60947-2, frame size 1, 4-poles, N-pole left, In=2000A up to 690V AC 50/60Hz, breaking capacity N Icu=55/42kA at 500/690V, Trip unit ETU600 LSIG upgrade ready , colordisplay, bluetooth and USB interface, Protection LT, ST, INST, GFx, include N-protection, (internal N-sensor available), incl. trip alarm switch (1xCO), front connection double hole, with internal voltage tap on upper stab of circuit breaker, with voltage tap module VTM680 and power supply of ETU600, able to communication, integrated metering type PMF-2 Basic Power Monitoring, Voltage, Energy, Power, Power factor, Frequency, Unbalance, Temperature, Manual operating mechanism with mechanical closing, without Spring charging motor, Ready-to-close signal. switch, Auxiliary switches 2NO+2NC, without Closing coil (CC), manual operating mechanism with mechanical closing, without Remote trip alarm reset coil (RR), without 2nd shunt trip, without 1st Shunt trip | 178700 | 1 | Z\ | 1
3WA1120-2MF21-0AA0 |  | fixed-mounted circuit breaker, IEC 60947-2, size 1, 4-pole, N pole on right, In=2000 A up to 690 V AC 50/60 Hz, breaking capacity N Icc=55/42 kA at 500/690 V, tripping unit ETU600 LSIG upgradeable, color display, Bluetooth, USB interface, basic protection LT, ST, INST, GFx, including protection of the N conductor (internal neutral point sensor available), trip alarm switch (1 x CO), connection at rear vertical, with internal voltage tap on upper stab of circuit breaker, with voltage tap module VTM680 and power supply of ETU600, able to communication, integrated metering type PMF-2 Basic Power Monitoring, Voltage, Energy, Power, Power factor, Frequency, Unbalance, Temperature, Manual operating mechanism with mechanical closing, without Spring charging motor, Ready-to-close signal. switch, Auxiliary switches 2NO+2NC, without Closing coil (CC), manual operating mechanism with mechanical closing, without Remote trip alarm reset coil (RR), without 2nd shunt trip, without 1st Shunt trip | 169700 | 1 | Z\ | 1
3WA1120-2MF22-0AA0 |  | fixed-mounted circuit breaker, IEC 60947-2, size 1, 4-pole, N pole on right, In=2000 A up to 690 V AC 50/60 Hz, breaking capacity N Icc=55/42 kA at 500/690 V, tripping unit ETU600 LSIG upgradeable, color display, Bluetooth, USB interface, basic protection LT, ST, INST, GFx, including protection of the N conductor (internal neutral point sensor available), trip alarm switch (1 x CO), connection at rear horizontal with internal voltage tap on upper stab of circuit breaker, with voltage tap module VTM680 and power supply of ETU600, able to communication, integrated metering type PMF-2 Basic Power Monitoring, Voltage, Energy, Power, Power factor, Frequency, Unbalance, Temperature, Manual operating mechanism with mechanical closing, without Spring charging motor, Ready-to-close signal. switch, Auxiliary switches 2NO+2NC, without Closing coil (CC), manual operating mechanism with mechanical closing, without Remote trip alarm reset coil (RR), without 2nd shunt trip, without 1st Shunt trip | 165700 | 1 | Z\ | 1
3WA1120-2MF23-0AA0 |  | fixed-mounted circuit breaker, IEC 60947-2, size 1, 4-pole, N pole on right, In=2000 A up to 690 V AC 50/60 Hz, breaking capacity N Icc=55/42 kA at 500/690 V, tripping unit ETU600 LSIG upgradeable, color display, Bluetooth, USB interface, basic protection LT, ST, INST, GFx, including protection of the N conductor (internal neutral point sensor available), trip alarm switch (1 x CO), front connection double hole, with internal voltage tap on upper stab of circuit breaker, with voltage tap module VTM680 and power supply of ETU600, able to communication, integrated metering type PMF-2 Basic Power Monitoring, Voltage, Energy, Power, Power factor, Frequency, Unbalance, Temperature, Manual operating mechanism with mechanical closing, without Spring charging motor, Ready-to-close signal. switch, Auxiliary switches 2NO+2NC, without Closing coil (CC), manual operating mechanism with mechanical closing, without Remote trip alarm reset coil (RR), without 2nd shunt trip, without 1st Shunt trip | 178700 | 1 | Z\ | 1
3WA1120-2MF31-0AA0 |  | Withdrawable circuit breaker with guide frame, IEC 60947-2, frame size 1, 3-poles, In=2000A up to 690V AC 50/60Hz, breaking capacity N Icu=55/42kA at 500/690V, Trip unit ETU600 LSIG upgrade ready , colordisplay, bluetooth and USB interface, Protection LT, ST, INST, GFx, N-protection required an external N-sensor, incl. trip alarm switch (1xCO), rear connection vertical, guide frame with shutter and w/o position signalling switch, with internal voltage tap on upper stab of circuit breaker, with voltage tap module VTM680 and power supply of ETU600, able to communication, integrated metering type PMF-2 Basic Power Monitoring, Voltage, Energy, Power, Power factor, Frequency, Unbalance, Temperature, Manual operating mechanism with mechanical closing, without Spring charging motor, Ready-to-close signal. switch, Auxiliary switches 2NO+2NC, without Closing coil (CC), manual operating mechanism with mechanical closing, without Remote trip alarm reset coil (RR), without 2nd shunt trip, without 1st Shunt trip | 169700 | 1 | Z\ | 1
3WA1120-2MF32-0AA0 |  | Withdrawable circuit breaker with guide frame, IEC 60947-2, frame size 1, 3-poles, In=2000A up to 690V AC 50/60Hz, breaking capacity N Icu=55/42kA at 500/690V, Trip unit ETU600 LSIG upgrade ready , colordisplay, bluetooth and USB interface, Protection LT, ST, INST, GFx, N-protection required an external N-sensor, incl. trip alarm switch (1xCO), rear connection horizontal, guide frame with shutter and w/o position signalling switch, with internal voltage tap on upper stab of circuit breaker, with voltage tap module VTM680 and power supply of ETU600, able to communication, integrated metering type PMF-2 Basic Power Monitoring, Voltage, Energy, Power, Power factor, Frequency, Unbalance, Temperature, Manual operating mechanism with mechanical closing, without Spring charging motor, Ready-to-close signal. switch, Auxiliary switches 2NO+2NC, without Closing coil (CC), manual operating mechanism with mechanical closing, without Remote trip alarm reset coil (RR), without 2nd shunt trip, without 1st Shunt trip | 165700 | 1 | Z\ | 1
3WA1120-2MF33-0AA0 |  | Withdrawable circuit breaker with guide frame, IEC 60947-2, frame size 1, 3-poles, In=2000A up to 690V AC 50/60Hz, breaking capacity N Icu=55/42kA at 500/690V, Trip unit ETU600 LSIG upgrade ready , colordisplay, bluetooth and USB interface, Protection LT, ST, INST, GFx, N-protection required an external N-sensor, incl. trip alarm switch (1xCO), front connection double hole, guide frame with shutter and w/o position signalling switch, with internal voltage tap on upper stab of circuit breaker, with voltage tap module VTM680 and power supply of ETU600, able to communication, integrated metering type PMF-2 Basic Power Monitoring, Voltage, Energy, Power, Power factor, Frequency, Unbalance, Temperature, Manual operating mechanism with mechanical closing, without Spring charging motor, Ready-to-close signal. switch, Auxiliary switches 2NO+2NC, without Closing coil (CC), manual operating mechanism with mechanical closing, without Remote trip alarm reset coil (RR), without 2nd shunt trip, without 1st Shunt trip | 175700 | 1 | Z\ | 1
3WA1120-2MF34-0AA0 |  | Withdrawable circuit breaker with guide frame, IEC 60947-2, frame size 1, 3-poles, In=2000A up to 690V AC 50/60Hz, breaking capacity N Icu=55/42kA at 500/690V, Trip unit ETU600 LSIG upgrade ready , colordisplay, bluetooth and USB interface, Protection LT, ST, INST, GFx, N-protection required an external N-sensor, incl. trip alarm switch (1xCO), rear connection flange, guide frame with shutter and w/o position signalling switch, with internal voltage tap on upper stab of circuit breaker, with voltage tap module VTM680 and power supply of ETU600, able to communication, integrated metering type PMF-2 Basic Power Monitoring, Voltage, Energy, Power, Power factor, Frequency, Unbalance, Temperature, Manual operating mechanism with mechanical closing, without Spring charging motor, Ready-to-close signal. switch, Auxiliary switches 2NO+2NC, without Closing coil (CC), manual operating mechanism with mechanical closing, without Remote trip alarm reset coil (RR), without 2nd shunt trip, without 1st Shunt trip | 165700 | 1 | Z\ | 1
3WA1120-2MF41-0AA0 |  | Withdrawable circuit breaker with guide frame, IEC 60947-2, frame size 1, 4-poles, N-pole left, In=2000A up to 690V AC 50/60Hz, breaking capacity N Icu=55/42kA at 500/690V, Trip unit ETU600 LSIG upgrade ready , colordisplay, bluetooth and USB interface, Protection LT, ST, INST, GFx, include N-protection, (internal N-sensor available), incl. trip alarm switch (1xCO), rear connection vertical, guide frame with shutter and w/o position signalling switch, with internal voltage tap on upper stab of circuit breaker, with voltage tap module VTM680 and power supply of ETU600, able to communication, integrated metering type PMF-2 Basic Power Monitoring, Voltage, Energy, Power, Power factor, Frequency, Unbalance, Temperature, Manual operating mechanism with mechanical closing, without Spring charging motor, Ready-to-close signal. switch, Auxiliary switches 2NO+2NC, without Closing coil (CC), manual operating mechanism with mechanical closing, without Remote trip alarm reset coil (RR), without 2nd shunt trip, without 1st Shunt trip | 214700 | 1 | Z\ | 1
3WA1120-2MF42-0AA0 |  | Withdrawable circuit breaker with guide frame, IEC 60947-2, frame size 1, 4-poles, N-pole left, In=2000A up to 690V AC 50/60Hz, breaking capacity N Icu=55/42kA at 500/690V, Trip unit ETU600 LSIG upgrade ready , colordisplay, bluetooth and USB interface, Protection LT, ST, INST, GFx, include N-protection, (internal N-sensor available), incl. trip alarm switch (1xCO), rear connection horizontal, guide frame with shutter and w/o position signalling switch, with internal voltage tap on upper stab of circuit breaker, with voltage tap module VTM680 and power supply of ETU600, able to communication, integrated metering type PMF-2 Basic Power Monitoring, Voltage, Energy, Power, Power factor, Frequency, Unbalance, Temperature, Manual operating mechanism with mechanical closing, without Spring charging motor, Ready-to-close signal. switch, Auxiliary switches 2NO+2NC, without Closing coil (CC), manual operating mechanism with mechanical closing, without Remote trip alarm reset coil (RR), without 2nd shunt trip, without 1st Shunt trip | 210700 | 1 | Z\ | 1
3WA1120-2MF43-0AA0 |  | Withdrawable circuit breaker with guide frame, IEC 60947-2, frame size 1, 4-poles, N-pole left, In=2000A up to 690V AC 50/60Hz, breaking capacity N Icu=55/42kA at 500/690V, Trip unit ETU600 LSIG upgrade ready , colordisplay, bluetooth and USB interface, Protection LT, ST, INST, GFx, include N-protection, (internal N-sensor available), incl. trip alarm switch (1xCO), front connection double hole, guide frame with shutter and w/o position signalling switch, with internal voltage tap on upper stab of circuit breaker, with voltage tap module VTM680 and power supply of ETU600, able to communication, integrated metering type PMF-2 Basic Power Monitoring, Voltage, Energy, Power, Power factor, Frequency, Unbalance, Temperature, Manual operating mechanism with mechanical closing, without Spring charging motor, Ready-to-close signal. switch, Auxiliary switches 2NO+2NC, without Closing coil (CC), manual operating mechanism with mechanical closing, without Remote trip alarm reset coil (RR), without 2nd shunt trip, without 1st Shunt trip | 223700 | 1 | Z\ | 1
3WA1120-2MF44-0AA0 |  | Withdrawable circuit breaker with guide frame, IEC 60947-2, frame size 1, 4-poles, N-pole left, In=2000A up to 690V AC 50/60Hz, breaking capacity N Icu=55/42kA at 500/690V, Trip unit ETU600 LSIG upgrade ready , colordisplay, bluetooth and USB interface, Protection LT, ST, INST, GFx, include N-protection, (internal N-sensor available), incl. trip alarm switch (1xCO), rear connection flange, guide frame with shutter and w/o position signalling switch, with internal voltage tap on upper stab of circuit breaker, with voltage tap module VTM680 and power supply of ETU600, able to communication, integrated metering type PMF-2 Basic Power Monitoring, Voltage, Energy, Power, Power factor, Frequency, Unbalance, Temperature, Manual operating mechanism with mechanical closing, without Spring charging motor, Ready-to-close signal. switch, Auxiliary switches 2NO+2NC, without Closing coil (CC), manual operating mechanism with mechanical closing, without Remote trip alarm reset coil (RR), without 2nd shunt trip, without 1st Shunt trip | 210700 | 1 | Z\ | 1
3WA1120-2NE01-0AA0 |  | Fixed-mounted circuit breaker IEC 60947-2, frame size 1, 3-poles, In=2000A up to 690V AC 50/60Hz, breaking capacity N Icu=55/42kA at 500/690V, Trip unit ETU600 LSI upgrade ready , colordisplay, bluetooth and USB interface, Protection LT, ST, INST, N-protection required an external N-sensor, incl. trip alarm switch (1xCO), rear connection vertical, with internal voltage tap on upper stab of circuit breaker, with voltage tap module VTM680 and power supply of ETU600, able to communication, integrated metering type PMF-3 Advanced Power Monitor., Voltage, Energy, Power, Power factor, Frequency, Unbalance, Temperature, Power quality, Manual operating mechanism with mechanical closing, without Spring charging motor, Ready-to-close signal. switch, Auxiliary switches 2NO+2NC, without Closing coil (CC), manual operating mechanism with mechanical closing, without Remote trip alarm reset coil (RR), without 2nd shunt trip, without 1st Shunt trip | 131100 | 1 | Z\ | 1
3WA1120-2NE02-0AA0 |  | Fixed-mounted circuit breaker IEC 60947-2, frame size 1, 3-poles, In=2000A up to 690V AC 50/60Hz, breaking capacity N Icu=55/42kA at 500/690V, Trip unit ETU600 LSI upgrade ready , colordisplay, bluetooth and USB interface, Protection LT, ST, INST, N-protection required an external N-sensor, incl. trip alarm switch (1xCO), rear connection horizontal, with internal voltage tap on upper stab of circuit breaker, with voltage tap module VTM680 and power supply of ETU600, able to communication, integrated metering type PMF-3 Advanced Power Monitor., Voltage, Energy, Power, Power factor, Frequency, Unbalance, Temperature, Power quality, Manual operating mechanism with mechanical closing, without Spring charging motor, Ready-to-close signal. switch, Auxiliary switches 2NO+2NC, without Closing coil (CC), manual operating mechanism with mechanical closing, without Remote trip alarm reset coil (RR), without 2nd shunt trip, without 1st Shunt trip | 128100 | 1 | Z\ | 1
3WA1120-2NE03-0AA0 |  | Fixed-mounted circuit breaker IEC 60947-2, frame size 1, 3-poles, In=2000A up to 690V AC 50/60Hz, breaking capacity N Icu=55/42kA at 500/690V, Trip unit ETU600 LSI upgrade ready , colordisplay, bluetooth and USB interface, Protection LT, ST, INST, N-protection required an external N-sensor, incl. trip alarm switch (1xCO), front connection double hole, with internal voltage tap on upper stab of circuit breaker, with voltage tap module VTM680 and power supply of ETU600, able to communication, integrated metering type PMF-3 Advanced Power Monitor., Voltage, Energy, Power, Power factor, Frequency, Unbalance, Temperature, Power quality, Manual operating mechanism with mechanical closing, without Spring charging motor, Ready-to-close signal. switch, Auxiliary switches 2NO+2NC, without Closing coil (CC), manual operating mechanism with mechanical closing, without Remote trip alarm reset coil (RR), without 2nd shunt trip, without 1st Shunt trip | 138100 | 1 | Z\ | 1
3WA1120-2NE11-0AA0 |  | Fixed-mounted circuit breaker IEC 60947-2, frame size 1, 4-poles, N-pole left, In=2000A up to 690V AC 50/60Hz, breaking capacity N Icu=55/42kA at 500/690V, Trip unit ETU600 LSI upgrade ready , colordisplay, bluetooth and USB interface, Protection LT, ST, INST, include N-protection, (internal N-sensor available), incl. trip alarm switch (1xCO), rear connection vertical, with internal voltage tap on upper stab of circuit breaker, with voltage tap module VTM680 and power supply of ETU600, able to communication, integrated metering type PMF-3 Advanced Power Monitor., Voltage, Energy, Power, Power factor, Frequency, Unbalance, Temperature, Power quality, Manual operating mechanism with mechanical closing, without Spring charging motor, Ready-to-close signal. switch, Auxiliary switches 2NO+2NC, without Closing coil (CC), manual operating mechanism with mechanical closing, without Remote trip alarm reset coil (RR), without 2nd shunt trip, without 1st Shunt trip | 166100 | 1 | Z\ | 1
3WA1120-2NE12-0AA0 |  | Fixed-mounted circuit breaker IEC 60947-2, frame size 1, 4-poles, N-pole left, In=2000A up to 690V AC 50/60Hz, breaking capacity N Icu=55/42kA at 500/690V, Trip unit ETU600 LSI upgrade ready , colordisplay, bluetooth and USB interface, Protection LT, ST, INST, include N-protection, (internal N-sensor available), incl. trip alarm switch (1xCO), rear connection horizontal, with internal voltage tap on upper stab of circuit breaker, with voltage tap module VTM680 and power supply of ETU600, able to communication, integrated metering type PMF-3 Advanced Power Monitor., Voltage, Energy, Power, Power factor, Frequency, Unbalance, Temperature, Power quality, Manual operating mechanism with mechanical closing, without Spring charging motor, Ready-to-close signal. switch, Auxiliary switches 2NO+2NC, without Closing coil (CC), manual operating mechanism with mechanical closing, without Remote trip alarm reset coil (RR), without 2nd shunt trip, without 1st Shunt trip | 161100 | 1 | Z\ | 1
3WA1120-2NE13-0AA0 |  | Fixed-mounted circuit breaker IEC 60947-2, frame size 1, 4-poles, N-pole left, In=2000A up to 690V AC 50/60Hz, breaking capacity N Icu=55/42kA at 500/690V, Trip unit ETU600 LSI upgrade ready , colordisplay, bluetooth and USB interface, Protection LT, ST, INST, include N-protection, (internal N-sensor available), incl. trip alarm switch (1xCO), front connection double hole, with internal voltage tap on upper stab of circuit breaker, with voltage tap module VTM680 and power supply of ETU600, able to communication, integrated metering type PMF-3 Advanced Power Monitor., Voltage, Energy, Power, Power factor, Frequency, Unbalance, Temperature, Power quality, Manual operating mechanism with mechanical closing, without Spring charging motor, Ready-to-close signal. switch, Auxiliary switches 2NO+2NC, without Closing coil (CC), manual operating mechanism with mechanical closing, without Remote trip alarm reset coil (RR), without 2nd shunt trip, without 1st Shunt trip | 175100 | 1 | Z\ | 1
3WA1120-2NE21-0AA0 |  | fixed-mounted circuit breaker, IEC 60947-2, size 1, 4-pole, N pole on right, In=2000 A up to 690 V AC 50/60 Hz, breaking capacity N Icc=55/42 kA at 500/690 V, tripping unit ETU600 LSI upgradeable, color display, Bluetooth, USB interface, basic protection LT, ST, INST, including protection of the N conductor (internal neutral point sensor available), trip alarm switch (1 x CO), connection at rear vertical, with internal voltage tap on upper stab of circuit breaker, with voltage tap module VTM680 and power supply of ETU600, able to communication, integrated metering type PMF-3 Advanced Power Monitor., Voltage, Energy, Power, Power factor, Frequency, Unbalance, Temperature, Power quality, Manual operating mechanism with mechanical closing, without Spring charging motor, Ready-to-close signal. switch, Auxiliary switches 2NO+2NC, without Closing coil (CC), manual operating mechanism with mechanical closing, without Remote trip alarm reset coil (RR), without 2nd shunt trip, without 1st Shunt trip | 166100 | 1 | Z\ | 1
3WA1120-2NE22-0AA0 |  | fixed-mounted circuit breaker, IEC 60947-2, size 1, 4-pole, N pole on right, In=2000 A up to 690 V AC 50/60 Hz, breaking capacity N Icc=55/42 kA at 500/690 V, tripping unit ETU600 LSI upgradeable, color display, Bluetooth, USB interface, basic protection LT, ST, INST, including protection of the N conductor (internal neutral point sensor available), trip alarm switch (1 x CO), connection at rear horizontal with internal voltage tap on upper stab of circuit breaker, with voltage tap module VTM680 and power supply of ETU600, able to communication, integrated metering type PMF-3 Advanced Power Monitor., Voltage, Energy, Power, Power factor, Frequency, Unbalance, Temperature, Power quality, Manual operating mechanism with mechanical closing, without Spring charging motor, Ready-to-close signal. switch, Auxiliary switches 2NO+2NC, without Closing coil (CC), manual operating mechanism with mechanical closing, without Remote trip alarm reset coil (RR), without 2nd shunt trip, without 1st Shunt trip | 161100 | 1 | Z\ | 1
3WA1120-2NE23-0AA0 |  | fixed-mounted circuit breaker, IEC 60947-2, size 1, 4-pole, N pole on right, In=2000 A up to 690 V AC 50/60 Hz, breaking capacity N Icc=55/42 kA at 500/690 V, tripping unit ETU600 LSI upgradeable, color display, Bluetooth, USB interface, basic protection LT, ST, INST, including protection of the N conductor (internal neutral point sensor available), trip alarm switch (1 x CO), front connection double hole, with internal voltage tap on upper stab of circuit breaker, with voltage tap module VTM680 and power supply of ETU600, able to communication, integrated metering type PMF-3 Advanced Power Monitor., Voltage, Energy, Power, Power factor, Frequency, Unbalance, Temperature, Power quality, Manual operating mechanism with mechanical closing, without Spring charging motor, Ready-to-close signal. switch, Auxiliary switches 2NO+2NC, without Closing coil (CC), manual operating mechanism with mechanical closing, without Remote trip alarm reset coil (RR), without 2nd shunt trip, without 1st Shunt trip | 175100 | 1 | Z\ | 1
3WA1120-2NE31-0AA0 |  | Withdrawable circuit breaker with guide frame, IEC 60947-2, frame size 1, 3-poles, In=2000A up to 690V AC 50/60Hz, breaking capacity N Icu=55/42kA at 500/690V, Trip unit ETU600 LSI upgrade ready , colordisplay, bluetooth and USB interface, Protection LT, ST, INST, N-protection required an external N-sensor, incl. trip alarm switch (1xCO), rear connection vertical, guide frame with shutter and w/o position signalling switch, with internal voltage tap on upper stab of circuit breaker, with voltage tap module VTM680 and power supply of ETU600, able to communication, integrated metering type PMF-3 Advanced Power Monitor., Voltage, Energy, Power, Power factor, Frequency, Unbalance, Temperature, Power quality, Manual operating mechanism with mechanical closing, without Spring charging motor, Ready-to-close signal. switch, Auxiliary switches 2NO+2NC, without Closing coil (CC), manual operating mechanism with mechanical closing, without Remote trip alarm reset coil (RR), without 2nd shunt trip, without 1st Shunt trip | 165100 | 1 | Z\ | 1
3WA1120-2NE32-0AA0 |  | Withdrawable circuit breaker with guide frame, IEC 60947-2, frame size 1, 3-poles, In=2000A up to 690V AC 50/60Hz, breaking capacity N Icu=55/42kA at 500/690V, Trip unit ETU600 LSI upgrade ready , colordisplay, bluetooth and USB interface, Protection LT, ST, INST, N-protection required an external N-sensor, incl. trip alarm switch (1xCO), rear connection horizontal, guide frame with shutter and w/o position signalling switch, with internal voltage tap on upper stab of circuit breaker, with voltage tap module VTM680 and power supply of ETU600, able to communication, integrated metering type PMF-3 Advanced Power Monitor., Voltage, Energy, Power, Power factor, Frequency, Unbalance, Temperature, Power quality, Manual operating mechanism with mechanical closing, without Spring charging motor, Ready-to-close signal. switch, Auxiliary switches 2NO+2NC, without Closing coil (CC), manual operating mechanism with mechanical closing, without Remote trip alarm reset coil (RR), without 2nd shunt trip, without 1st Shunt trip | 162100 | 1 | Z\ | 1
3WA1120-2NE33-0AA0 |  | Withdrawable circuit breaker with guide frame, IEC 60947-2, frame size 1, 3-poles, In=2000A up to 690V AC 50/60Hz, breaking capacity N Icu=55/42kA at 500/690V, Trip unit ETU600 LSI upgrade ready , colordisplay, bluetooth and USB interface, Protection LT, ST, INST, N-protection required an external N-sensor, incl. trip alarm switch (1xCO), front connection double hole, guide frame with shutter and w/o position signalling switch, with internal voltage tap on upper stab of circuit breaker, with voltage tap module VTM680 and power supply of ETU600, able to communication, integrated metering type PMF-3 Advanced Power Monitor., Voltage, Energy, Power, Power factor, Frequency, Unbalance, Temperature, Power quality, Manual operating mechanism with mechanical closing, without Spring charging motor, Ready-to-close signal. switch, Auxiliary switches 2NO+2NC, without Closing coil (CC), manual operating mechanism with mechanical closing, without Remote trip alarm reset coil (RR), without 2nd shunt trip, without 1st Shunt trip | 172100 | 1 | Z\ | 1
3WA1120-2NE34-0AA0 |  | Withdrawable circuit breaker with guide frame, IEC 60947-2, frame size 1, 3-poles, In=2000A up to 690V AC 50/60Hz, breaking capacity N Icu=55/42kA at 500/690V, Trip unit ETU600 LSI upgrade ready , colordisplay, bluetooth and USB interface, Protection LT, ST, INST, N-protection required an external N-sensor, incl. trip alarm switch (1xCO), rear connection flange, guide frame with shutter and w/o position signalling switch, with internal voltage tap on upper stab of circuit breaker, with voltage tap module VTM680 and power supply of ETU600, able to communication, integrated metering type PMF-3 Advanced Power Monitor., Voltage, Energy, Power, Power factor, Frequency, Unbalance, Temperature, Power quality, Manual operating mechanism with mechanical closing, without Spring charging motor, Ready-to-close signal. switch, Auxiliary switches 2NO+2NC, without Closing coil (CC), manual operating mechanism with mechanical closing, without Remote trip alarm reset coil (RR), without 2nd shunt trip, without 1st Shunt trip | 162100 | 1 | Z\ | 1
3WA1120-2NE41-0AA0 |  | Withdrawable circuit breaker with guide frame, IEC 60947-2, frame size 1, 4-poles, N-pole left, In=2000A up to 690V AC 50/60Hz, breaking capacity N Icu=55/42kA at 500/690V, Trip unit ETU600 LSI upgrade ready , colordisplay, bluetooth and USB interface, Protection LT, ST, INST, include N-protection, (internal N-sensor available), incl. trip alarm switch (1xCO), rear connection vertical, guide frame with shutter and w/o position signalling switch, with internal voltage tap on upper stab of circuit breaker, with voltage tap module VTM680 and power supply of ETU600, able to communication, integrated metering type PMF-3 Advanced Power Monitor., Voltage, Energy, Power, Power factor, Frequency, Unbalance, Temperature, Power quality, Manual operating mechanism with mechanical closing, without Spring charging motor, Ready-to-close signal. switch, Auxiliary switches 2NO+2NC, without Closing coil (CC), manual operating mechanism with mechanical closing, without Remote trip alarm reset coil (RR), without 2nd shunt trip, without 1st Shunt trip | 210100 | 1 | Z\ | 1
3WA1120-2NE42-0AA0 |  | Withdrawable circuit breaker with guide frame, IEC 60947-2, frame size 1, 4-poles, N-pole left, In=2000A up to 690V AC 50/60Hz, breaking capacity N Icu=55/42kA at 500/690V, Trip unit ETU600 LSI upgrade ready , colordisplay, bluetooth and USB interface, Protection LT, ST, INST, include N-protection, (internal N-sensor available), incl. trip alarm switch (1xCO), rear connection horizontal, guide frame with shutter and w/o position signalling switch, with internal voltage tap on upper stab of circuit breaker, with voltage tap module VTM680 and power supply of ETU600, able to communication, integrated metering type PMF-3 Advanced Power Monitor., Voltage, Energy, Power, Power factor, Frequency, Unbalance, Temperature, Power quality, Manual operating mechanism with mechanical closing, without Spring charging motor, Ready-to-close signal. switch, Auxiliary switches 2NO+2NC, without Closing coil (CC), manual operating mechanism with mechanical closing, without Remote trip alarm reset coil (RR), without 2nd shunt trip, without 1st Shunt trip | 206100 | 1 | Z\ | 1
3WA1120-2NE43-0AA0 |  | Withdrawable circuit breaker with guide frame, IEC 60947-2, frame size 1, 4-poles, N-pole left, In=2000A up to 690V AC 50/60Hz, breaking capacity N Icu=55/42kA at 500/690V, Trip unit ETU600 LSI upgrade ready , colordisplay, bluetooth and USB interface, Protection LT, ST, INST, include N-protection, (internal N-sensor available), incl. trip alarm switch (1xCO), front connection double hole, guide frame with shutter and w/o position signalling switch, with internal voltage tap on upper stab of circuit breaker, with voltage tap module VTM680 and power supply of ETU600, able to communication, integrated metering type PMF-3 Advanced Power Monitor., Voltage, Energy, Power, Power factor, Frequency, Unbalance, Temperature, Power quality, Manual operating mechanism with mechanical closing, without Spring charging motor, Ready-to-close signal. switch, Auxiliary switches 2NO+2NC, without Closing coil (CC), manual operating mechanism with mechanical closing, without Remote trip alarm reset coil (RR), without 2nd shunt trip, without 1st Shunt trip | 219100 | 1 | Z\ | 1
3WA1120-2NE44-0AA0 |  | Withdrawable circuit breaker with guide frame, IEC 60947-2, frame size 1, 4-poles, N-pole left, In=2000A up to 690V AC 50/60Hz, breaking capacity N Icu=55/42kA at 500/690V, Trip unit ETU600 LSI upgrade ready , colordisplay, bluetooth and USB interface, Protection LT, ST, INST, include N-protection, (internal N-sensor available), incl. trip alarm switch (1xCO), rear connection flange, guide frame with shutter and w/o position signalling switch, with internal voltage tap on upper stab of circuit breaker, with voltage tap module VTM680 and power supply of ETU600, able to communication, integrated metering type PMF-3 Advanced Power Monitor., Voltage, Energy, Power, Power factor, Frequency, Unbalance, Temperature, Power quality, Manual operating mechanism with mechanical closing, without Spring charging motor, Ready-to-close signal. switch, Auxiliary switches 2NO+2NC, without Closing coil (CC), manual operating mechanism with mechanical closing, without Remote trip alarm reset coil (RR), without 2nd shunt trip, without 1st Shunt trip | 206100 | 1 | Z\ | 1
3WA1120-2NF01-0AA0 |  | Fixed-mounted circuit breaker IEC 60947-2, frame size 1, 3-poles, In=2000A up to 690V AC 50/60Hz, breaking capacity N Icu=55/42kA at 500/690V, Trip unit ETU600 LSIG upgrade ready , colordisplay, bluetooth and USB interface, Protection LT, ST, INST, GFx, N-protection required an external N-sensor, incl. trip alarm switch (1xCO), rear connection vertical, with internal voltage tap on upper stab of circuit breaker, with voltage tap module VTM680 and power supply of ETU600, able to communication, integrated metering type PMF-3 Advanced Power Monitor., Voltage, Energy, Power, Power factor, Frequency, Unbalance, Temperature, Power quality, Manual operating mechanism with mechanical closing, without Spring charging motor, Ready-to-close signal. switch, Auxiliary switches 2NO+2NC, without Closing coil (CC), manual operating mechanism with mechanical closing, without Remote trip alarm reset coil (RR), without 2nd shunt trip, without 1st Shunt trip | 142100 | 1 | Z\ | 1
3WA1120-2NF02-0AA0 |  | Fixed-mounted circuit breaker IEC 60947-2, frame size 1, 3-poles, In=2000A up to 690V AC 50/60Hz, breaking capacity N Icu=55/42kA at 500/690V, Trip unit ETU600 LSIG upgrade ready , colordisplay, bluetooth and USB interface, Protection LT, ST, INST, GFx, N-protection required an external N-sensor, incl. trip alarm switch (1xCO), rear connection horizontal, with internal voltage tap on upper stab of circuit breaker, with voltage tap module VTM680 and power supply of ETU600, able to communication, integrated metering type PMF-3 Advanced Power Monitor., Voltage, Energy, Power, Power factor, Frequency, Unbalance, Temperature, Power quality, Manual operating mechanism with mechanical closing, without Spring charging motor, Ready-to-close signal. switch, Auxiliary switches 2NO+2NC, without Closing coil (CC), manual operating mechanism with mechanical closing, without Remote trip alarm reset coil (RR), without 2nd shunt trip, without 1st Shunt trip | 139100 | 1 | Z\ | 1
3WA1120-2NF03-0AA0 |  | Fixed-mounted circuit breaker IEC 60947-2, frame size 1, 3-poles, In=2000A up to 690V AC 50/60Hz, breaking capacity N Icu=55/42kA at 500/690V, Trip unit ETU600 LSIG upgrade ready , colordisplay, bluetooth and USB interface, Protection LT, ST, INST, GFx, N-protection required an external N-sensor, incl. trip alarm switch (1xCO), front connection double hole, with internal voltage tap on upper stab of circuit breaker, with voltage tap module VTM680 and power supply of ETU600, able to communication, integrated metering type PMF-3 Advanced Power Monitor., Voltage, Energy, Power, Power factor, Frequency, Unbalance, Temperature, Power quality, Manual operating mechanism with mechanical closing, without Spring charging motor, Ready-to-close signal. switch, Auxiliary switches 2NO+2NC, without Closing coil (CC), manual operating mechanism with mechanical closing, without Remote trip alarm reset coil (RR), without 2nd shunt trip, without 1st Shunt trip | 149100 | 1 | Z\ | 1
3WA1120-2NF11-0AA0 |  | Fixed-mounted circuit breaker IEC 60947-2, frame size 1, 4-poles, N-pole left, In=2000A up to 690V AC 50/60Hz, breaking capacity N Icu=55/42kA at 500/690V, Trip unit ETU600 LSIG upgrade ready , colordisplay, bluetooth and USB interface, Protection LT, ST, INST, GFx, include N-protection, (internal N-sensor available), incl. trip alarm switch (1xCO), rear connection vertical, with internal voltage tap on upper stab of circuit breaker, with voltage tap module VTM680 and power supply of ETU600, able to communication, integrated metering type PMF-3 Advanced Power Monitor., Voltage, Energy, Power, Power factor, Frequency, Unbalance, Temperature, Power quality, Manual operating mechanism with mechanical closing, without Spring charging motor, Ready-to-close signal. switch, Auxiliary switches 2NO+2NC, without Closing coil (CC), manual operating mechanism with mechanical closing, without Remote trip alarm reset coil (RR), without 2nd shunt trip, without 1st Shunt trip | 176100 | 1 | Z\ | 1
3WA1120-2NF12-0AA0 |  | Fixed-mounted circuit breaker IEC 60947-2, frame size 1, 4-poles, N-pole left, In=2000A up to 690V AC 50/60Hz, breaking capacity N Icu=55/42kA at 500/690V, Trip unit ETU600 LSIG upgrade ready , colordisplay, bluetooth and USB interface, Protection LT, ST, INST, GFx, include N-protection, (internal N-sensor available), incl. trip alarm switch (1xCO), rear connection horizontal, with internal voltage tap on upper stab of circuit breaker, with voltage tap module VTM680 and power supply of ETU600, able to communication, integrated metering type PMF-3 Advanced Power Monitor., Voltage, Energy, Power, Power factor, Frequency, Unbalance, Temperature, Power quality, Manual operating mechanism with mechanical closing, without Spring charging motor, Ready-to-close signal. switch, Auxiliary switches 2NO+2NC, without Closing coil (CC), manual operating mechanism with mechanical closing, without Remote trip alarm reset coil (RR), without 2nd shunt trip, without 1st Shunt trip | 172100 | 1 | Z\ | 1
3WA1120-2NF13-0AA0 |  | Fixed-mounted circuit breaker IEC 60947-2, frame size 1, 4-poles, N-pole left, In=2000A up to 690V AC 50/60Hz, breaking capacity N Icu=55/42kA at 500/690V, Trip unit ETU600 LSIG upgrade ready , colordisplay, bluetooth and USB interface, Protection LT, ST, INST, GFx, include N-protection, (internal N-sensor available), incl. trip alarm switch (1xCO), front connection double hole, with internal voltage tap on upper stab of circuit breaker, with voltage tap module VTM680 and power supply of ETU600, able to communication, integrated metering type PMF-3 Advanced Power Monitor., Voltage, Energy, Power, Power factor, Frequency, Unbalance, Temperature, Power quality, Manual operating mechanism with mechanical closing, without Spring charging motor, Ready-to-close signal. switch, Auxiliary switches 2NO+2NC, without Closing coil (CC), manual operating mechanism with mechanical closing, without Remote trip alarm reset coil (RR), without 2nd shunt trip, without 1st Shunt trip | 185100 | 1 | Z\ | 1
3WA1120-2NF21-0AA0 |  | fixed-mounted circuit breaker, IEC 60947-2, size 1, 4-pole, N pole on right, In=2000 A up to 690 V AC 50/60 Hz, breaking capacity N Icc=55/42 kA at 500/690 V, tripping unit ETU600 LSIG upgradeable, color display, Bluetooth, USB interface, basic protection LT, ST, INST, GFx, including protection of the N conductor (internal neutral point sensor available), trip alarm switch (1 x CO), connection at rear vertical, with internal voltage tap on upper stab of circuit breaker, with voltage tap module VTM680 and power supply of ETU600, able to communication, integrated metering type PMF-3 Advanced Power Monitor., Voltage, Energy, Power, Power factor, Frequency, Unbalance, Temperature, Power quality, Manual operating mechanism with mechanical closing, without Spring charging motor, Ready-to-close signal. switch, Auxiliary switches 2NO+2NC, without Closing coil (CC), manual operating mechanism with mechanical closing, without Remote trip alarm reset coil (RR), without 2nd shunt trip, without 1st Shunt trip | 176100 | 1 | Z\ | 1
3WA1120-2NF22-0AA0 |  | fixed-mounted circuit breaker, IEC 60947-2, size 1, 4-pole, N pole on right, In=2000 A up to 690 V AC 50/60 Hz, breaking capacity N Icc=55/42 kA at 500/690 V, tripping unit ETU600 LSIG upgradeable, color display, Bluetooth, USB interface, basic protection LT, ST, INST, GFx, including protection of the N conductor (internal neutral point sensor available), trip alarm switch (1 x CO), connection at rear horizontal with internal voltage tap on upper stab of circuit breaker, with voltage tap module VTM680 and power supply of ETU600, able to communication, integrated metering type PMF-3 Advanced Power Monitor., Voltage, Energy, Power, Power factor, Frequency, Unbalance, Temperature, Power quality, Manual operating mechanism with mechanical closing, without Spring charging motor, Ready-to-close signal. switch, Auxiliary switches 2NO+2NC, without Closing coil (CC), manual operating mechanism with mechanical closing, without Remote trip alarm reset coil (RR), without 2nd shunt trip, without 1st Shunt trip | 172100 | 1 | Z\ | 1
3WA1120-2NF23-0AA0 |  | fixed-mounted circuit breaker, IEC 60947-2, size 1, 4-pole, N pole on right, In=2000 A up to 690 V AC 50/60 Hz, breaking capacity N Icc=55/42 kA at 500/690 V, tripping unit ETU600 LSIG upgradeable, color display, Bluetooth, USB interface, basic protection LT, ST, INST, GFx, including protection of the N conductor (internal neutral point sensor available), trip alarm switch (1 x CO), front connection double hole, with internal voltage tap on upper stab of circuit breaker, with voltage tap module VTM680 and power supply of ETU600, able to communication, integrated metering type PMF-3 Advanced Power Monitor., Voltage, Energy, Power, Power factor, Frequency, Unbalance, Temperature, Power quality, Manual operating mechanism with mechanical closing, without Spring charging motor, Ready-to-close signal. switch, Auxiliary switches 2NO+2NC, without Closing coil (CC), manual operating mechanism with mechanical closing, without Remote trip alarm reset coil (RR), without 2nd shunt trip, without 1st Shunt trip | 185100 | 1 | Z\ | 1
3WA1120-2NF31-0AA0 |  | Withdrawable circuit breaker with guide frame, IEC 60947-2, frame size 1, 3-poles, In=2000A up to 690V AC 50/60Hz, breaking capacity N Icu=55/42kA at 500/690V, Trip unit ETU600 LSIG upgrade ready , colordisplay, bluetooth and USB interface, Protection LT, ST, INST, GFx, N-protection required an external N-sensor, incl. trip alarm switch (1xCO), rear connection vertical, guide frame with shutter and w/o position signalling switch, with internal voltage tap on upper stab of circuit breaker, with voltage tap module VTM680 and power supply of ETU600, able to communication, integrated metering type PMF-3 Advanced Power Monitor., Voltage, Energy, Power, Power factor, Frequency, Unbalance, Temperature, Power quality, Manual operating mechanism with mechanical closing, without Spring charging motor, Ready-to-close signal. switch, Auxiliary switches 2NO+2NC, without Closing coil (CC), manual operating mechanism with mechanical closing, without Remote trip alarm reset coil (RR), without 2nd shunt trip, without 1st Shunt trip | 176100 | 1 | Z\ | 1
3WA1120-2NF32-0AA0 |  | Withdrawable circuit breaker with guide frame, IEC 60947-2, frame size 1, 3-poles, In=2000A up to 690V AC 50/60Hz, breaking capacity N Icu=55/42kA at 500/690V, Trip unit ETU600 LSIG upgrade ready , colordisplay, bluetooth and USB interface, Protection LT, ST, INST, GFx, N-protection required an external N-sensor, incl. trip alarm switch (1xCO), rear connection horizontal, guide frame with shutter and w/o position signalling switch, with internal voltage tap on upper stab of circuit breaker, with voltage tap module VTM680 and power supply of ETU600, able to communication, integrated metering type PMF-3 Advanced Power Monitor., Voltage, Energy, Power, Power factor, Frequency, Unbalance, Temperature, Power quality, Manual operating mechanism with mechanical closing, without Spring charging motor, Ready-to-close signal. switch, Auxiliary switches 2NO+2NC, without Closing coil (CC), manual operating mechanism with mechanical closing, without Remote trip alarm reset coil (RR), without 2nd shunt trip, without 1st Shunt trip | 172100 | 1 | Z\ | 1
3WA1120-2NF33-0AA0 |  | Withdrawable circuit breaker with guide frame, IEC 60947-2, frame size 1, 3-poles, In=2000A up to 690V AC 50/60Hz, breaking capacity N Icu=55/42kA at 500/690V, Trip unit ETU600 LSIG upgrade ready , colordisplay, bluetooth and USB interface, Protection LT, ST, INST, GFx, N-protection required an external N-sensor, incl. trip alarm switch (1xCO), front connection double hole, guide frame with shutter and w/o position signalling switch, with internal voltage tap on upper stab of circuit breaker, with voltage tap module VTM680 and power supply of ETU600, able to communication, integrated metering type PMF-3 Advanced Power Monitor., Voltage, Energy, Power, Power factor, Frequency, Unbalance, Temperature, Power quality, Manual operating mechanism with mechanical closing, without Spring charging motor, Ready-to-close signal. switch, Auxiliary switches 2NO+2NC, without Closing coil (CC), manual operating mechanism with mechanical closing, without Remote trip alarm reset coil (RR), without 2nd shunt trip, without 1st Shunt trip | 182100 | 1 | Z\ | 1
3WA1120-2NF34-0AA0 |  | Withdrawable circuit breaker with guide frame, IEC 60947-2, frame size 1, 3-poles, In=2000A up to 690V AC 50/60Hz, breaking capacity N Icu=55/42kA at 500/690V, Trip unit ETU600 LSIG upgrade ready , colordisplay, bluetooth and USB interface, Protection LT, ST, INST, GFx, N-protection required an external N-sensor, incl. trip alarm switch (1xCO), rear connection flange, guide frame with shutter and w/o position signalling switch, with internal voltage tap on upper stab of circuit breaker, with voltage tap module VTM680 and power supply of ETU600, able to communication, integrated metering type PMF-3 Advanced Power Monitor., Voltage, Energy, Power, Power factor, Frequency, Unbalance, Temperature, Power quality, Manual operating mechanism with mechanical closing, without Spring charging motor, Ready-to-close signal. switch, Auxiliary switches 2NO+2NC, without Closing coil (CC), manual operating mechanism with mechanical closing, without Remote trip alarm reset coil (RR), without 2nd shunt trip, without 1st Shunt trip | 172100 | 1 | Z\ | 1
3WA1120-2NF41-0AA0 |  | Withdrawable circuit breaker with guide frame, IEC 60947-2, frame size 1, 4-poles, N-pole left, In=2000A up to 690V AC 50/60Hz, breaking capacity N Icu=55/42kA at 500/690V, Trip unit ETU600 LSIG upgrade ready , colordisplay, bluetooth and USB interface, Protection LT, ST, INST, GFx, include N-protection, (internal N-sensor available), incl. trip alarm switch (1xCO), rear connection vertical, guide frame with shutter and w/o position signalling switch, with internal voltage tap on upper stab of circuit breaker, with voltage tap module VTM680 and power supply of ETU600, able to communication, integrated metering type PMF-3 Advanced Power Monitor., Voltage, Energy, Power, Power factor, Frequency, Unbalance, Temperature, Power quality, Manual operating mechanism with mechanical closing, without Spring charging motor, Ready-to-close signal. switch, Auxiliary switches 2NO+2NC, without Closing coil (CC), manual operating mechanism with mechanical closing, without Remote trip alarm reset coil (RR), without 2nd shunt trip, without 1st Shunt trip | 221100 | 1 | Z\ | 1
3WA1120-2NF42-0AA0 |  | Withdrawable circuit breaker with guide frame, IEC 60947-2, frame size 1, 4-poles, N-pole left, In=2000A up to 690V AC 50/60Hz, breaking capacity N Icu=55/42kA at 500/690V, Trip unit ETU600 LSIG upgrade ready , colordisplay, bluetooth and USB interface, Protection LT, ST, INST, GFx, include N-protection, (internal N-sensor available), incl. trip alarm switch (1xCO), rear connection horizontal, guide frame with shutter and w/o position signalling switch, with internal voltage tap on upper stab of circuit breaker, with voltage tap module VTM680 and power supply of ETU600, able to communication, integrated metering type PMF-3 Advanced Power Monitor., Voltage, Energy, Power, Power factor, Frequency, Unbalance, Temperature, Power quality, Manual operating mechanism with mechanical closing, without Spring charging motor, Ready-to-close signal. switch, Auxiliary switches 2NO+2NC, without Closing coil (CC), manual operating mechanism with mechanical closing, without Remote trip alarm reset coil (RR), without 2nd shunt trip, without 1st Shunt trip | 217100 | 1 | Z\ | 1
3WA1120-2NF43-0AA0 |  | Withdrawable circuit breaker with guide frame, IEC 60947-2, frame size 1, 4-poles, N-pole left, In=2000A up to 690V AC 50/60Hz, breaking capacity N Icu=55/42kA at 500/690V, Trip unit ETU600 LSIG upgrade ready , colordisplay, bluetooth and USB interface, Protection LT, ST, INST, GFx, include N-protection, (internal N-sensor available), incl. trip alarm switch (1xCO), front connection double hole, guide frame with shutter and w/o position signalling switch, with internal voltage tap on upper stab of circuit breaker, with voltage tap module VTM680 and power supply of ETU600, able to communication, integrated metering type PMF-3 Advanced Power Monitor., Voltage, Energy, Power, Power factor, Frequency, Unbalance, Temperature, Power quality, Manual operating mechanism with mechanical closing, without Spring charging motor, Ready-to-close signal. switch, Auxiliary switches 2NO+2NC, without Closing coil (CC), manual operating mechanism with mechanical closing, without Remote trip alarm reset coil (RR), without 2nd shunt trip, without 1st Shunt trip | 230100 | 1 | Z\ | 1
3WA1120-2NF44-0AA0 |  | Withdrawable circuit breaker with guide frame, IEC 60947-2, frame size 1, 4-poles, N-pole left, In=2000A up to 690V AC 50/60Hz, breaking capacity N Icu=55/42kA at 500/690V, Trip unit ETU600 LSIG upgrade ready , colordisplay, bluetooth and USB interface, Protection LT, ST, INST, GFx, include N-protection, (internal N-sensor available), incl. trip alarm switch (1xCO), rear connection flange, guide frame with shutter and w/o position signalling switch, with internal voltage tap on upper stab of circuit breaker, with voltage tap module VTM680 and power supply of ETU600, able to communication, integrated metering type PMF-3 Advanced Power Monitor., Voltage, Energy, Power, Power factor, Frequency, Unbalance, Temperature, Power quality, Manual operating mechanism with mechanical closing, without Spring charging motor, Ready-to-close signal. switch, Auxiliary switches 2NO+2NC, without Closing coil (CC), manual operating mechanism with mechanical closing, without Remote trip alarm reset coil (RR), without 2nd shunt trip, without 1st Shunt trip | 217100 | 1 | Z\ | 1
3WA1120-3AA01-0AA0 |  | Non-automatic circuit breaker Fixed-mounted version, IEC 60947-2, frame size 1, 3-poles, In=2000A up to 690V AC 50/60Hz, breaking capacity S Icc=66/50kA at 500/690V, without electr. trip unit ETU, rear connection vertical, without Com & metering function Manual operating mechanism with mechanical closing, without Spring charging motor, Ready-to-close signal. switch, Auxiliary switches 2NO+2NC, without Closing coil (CC), manual operating mechanism with mechanical closing, without Remote trip alarm reset coil (RR), without 2nd shunt trip, without 1st Shunt trip | 98600 | 1 | Z\ | 1
3WA1120-3AA02-0AA0 |  | Non-automatic circuit breaker Fixed-mounted version, IEC 60947-2, frame size 1, 3-poles, In=2000A up to 690V AC 50/60Hz, breaking capacity S Icc=66/50kA at 500/690V, without electr. trip unit ETU, rear connection horizontal, without Com & metering function Manual operating mechanism with mechanical closing, without Spring charging motor, Ready-to-close signal. switch, Auxiliary switches 2NO+2NC, without Closing coil (CC), manual operating mechanism with mechanical closing, without Remote trip alarm reset coil (RR), without 2nd shunt trip, without 1st Shunt trip | 95300 | 1 | Z\ | 1
3WA1120-3AA03-0AA0 |  | Non-automatic circuit breaker Fixed-mounted version, IEC 60947-2, frame size 1, 3-poles, In=2000A up to 690V AC 50/60Hz, breaking capacity S Icc=66/50kA at 500/690V, without electr. trip unit ETU, front connection double hole, without Com & metering function Manual operating mechanism with mechanical closing, without Spring charging motor, Ready-to-close signal. switch, Auxiliary switches 2NO+2NC, without Closing coil (CC), manual operating mechanism with mechanical closing, without Remote trip alarm reset coil (RR), without 2nd shunt trip, without 1st Shunt trip | 105000 | 1 | Z\ | 1
3WA1120-3AA11-0AA0 |  | Non-automatic circuit breaker Fixed-mounted version, IEC 60947-2, frame size 1, 4-poles, N-pole left, In=2000A up to 690V AC 50/60Hz, breaking capacity S Icc=66/50kA at 500/690V, without electr. trip unit ETU, rear connection vertical, without Com & metering function Manual operating mechanism with mechanical closing, without Spring charging motor, Ready-to-close signal. switch, Auxiliary switches 2NO+2NC, without Closing coil (CC), manual operating mechanism with mechanical closing, without Remote trip alarm reset coil (RR), without 2nd shunt trip, without 1st Shunt trip | 130000 | 1 | Z\ | 1
3WA1120-3AA12-0AA0 |  | Non-automatic circuit breaker Fixed-mounted version, IEC 60947-2, frame size 1, 4-poles, N-pole left, In=2000A up to 690V AC 50/60Hz, breaking capacity S Icc=66/50kA at 500/690V, without electr. trip unit ETU, rear connection horizontal, without Com & metering function Manual operating mechanism with mechanical closing, without Spring charging motor, Ready-to-close signal. switch, Auxiliary switches 2NO+2NC, without Closing coil (CC), manual operating mechanism with mechanical closing, without Remote trip alarm reset coil (RR), without 2nd shunt trip, without 1st Shunt trip | 126000 | 1 | Z\ | 1
3WA1120-3AA13-0AA0 |  | Non-automatic circuit breaker Fixed-mounted version, IEC 60947-2, frame size 1, 4-poles, N-pole left, In=2000A up to 690V AC 50/60Hz, breaking capacity S Icc=66/50kA at 500/690V, without electr. trip unit ETU, front connection double hole, without Com & metering function Manual operating mechanism with mechanical closing, without Spring charging motor, Ready-to-close signal. switch, Auxiliary switches 2NO+2NC, without Closing coil (CC), manual operating mechanism with mechanical closing, without Remote trip alarm reset coil (RR), without 2nd shunt trip, without 1st Shunt trip | 139000 | 1 | Z\ | 1
3WA1120-3AA21-0AA0 |  | AC non-automatic air circuit breaker 3WA, fixed-mounted version, IEC 60947-2, size 1, 4-pole, N pole on right, In=2000 A up to 690 V AC 50/60 Hz, breaking capacity S, Icc=66/50 kA at 500/690 V, without electronic trip unit ETU, connection at rear vertical, without Com & metering function Manual operating mechanism with mechanical closing, without Spring charging motor, Ready-to-close signal. switch, Auxiliary switches 2NO+2NC, without Closing coil (CC), manual operating mechanism with mechanical closing, without Remote trip alarm reset coil (RR), without 2nd shunt trip, without 1st Shunt trip | 130000 | 1 | Z\ | 1
3WA1120-3AA22-0AA0 |  | AC non-automatic air circuit breaker 3WA, fixed-mounted version, IEC 60947-2, size 1, 4-pole, N pole on right, In=2000 A up to 690 V AC 50/60 Hz, breaking capacity S, Icc=66/50 kA at 500/690 V, without electronic trip unit ETU, connection at rear horizontal without Com & metering function Manual operating mechanism with mechanical closing, without Spring charging motor, Ready-to-close signal. switch, Auxiliary switches 2NO+2NC, without Closing coil (CC), manual operating mechanism with mechanical closing, without Remote trip alarm reset coil (RR), without 2nd shunt trip, without 1st Shunt trip | 126000 | 1 | Z\ | 1
3WA1120-3AA23-0AA0 |  | AC non-automatic air circuit breaker 3WA, fixed-mounted version, IEC 60947-2, size 1, 4-pole, N pole on right, In=2000 A up to 690 V AC 50/60 Hz, breaking capacity S, Icc=66/50 kA at 500/690 V, without electronic trip unit ETU, front connection double hole, without Com & metering function Manual operating mechanism with mechanical closing, without Spring charging motor, Ready-to-close signal. switch, Auxiliary switches 2NO+2NC, without Closing coil (CC), manual operating mechanism with mechanical closing, without Remote trip alarm reset coil (RR), without 2nd shunt trip, without 1st Shunt trip | 139000 | 1 | Z\ | 1
3WA1120-3AA31-0AA0 |  | Non-automatic circuit breaker withdrawable version, with guide frame, IEC 60947-2, frame size 1, 3-poles, In=2000A up to 690V AC 50/60Hz, breaking capacity S Icc=66/50kA at 500/690V, without electr. trip unit ETU, rear connection vertical, guide frame with shutter and w/o position signalling switch, without Com & metering function Manual operating mechanism with mechanical closing, without Spring charging motor, Ready-to-close signal. switch, Auxiliary switches 2NO+2NC, without Closing coil (CC), manual operating mechanism with mechanical closing, without Remote trip alarm reset coil (RR), without 2nd shunt trip, without 1st Shunt trip | 129000 | 1 | Z\ | 1
3WA1120-3AA32-0AA0 |  | Non-automatic circuit breaker withdrawable version, with guide frame, IEC 60947-2, frame size 1, 3-poles, In=2000A up to 690V AC 50/60Hz, breaking capacity S Icc=66/50kA at 500/690V, without electr. trip unit ETU, rear connection horizontal, guide frame with shutter and w/o position signalling switch, without Com & metering function Manual operating mechanism with mechanical closing, without Spring charging motor, Ready-to-close signal. switch, Auxiliary switches 2NO+2NC, without Closing coil (CC), manual operating mechanism with mechanical closing, without Remote trip alarm reset coil (RR), without 2nd shunt trip, without 1st Shunt trip | 126000 | 1 | Z\ | 1
3WA1120-3AA33-0AA0 |  | Non-automatic circuit breaker withdrawable version, with guide frame, IEC 60947-2, frame size 1, 3-poles, In=2000A up to 690V AC 50/60Hz, breaking capacity S Icc=66/50kA at 500/690V, without electr. trip unit ETU, front connection double hole, guide frame with shutter and w/o position signalling switch, without Com & metering function Manual operating mechanism with mechanical closing, without Spring charging motor, Ready-to-close signal. switch, Auxiliary switches 2NO+2NC, without Closing coil (CC), manual operating mechanism with mechanical closing, without Remote trip alarm reset coil (RR), without 2nd shunt trip, without 1st Shunt trip | 136000 | 1 | Z\ | 1
3WA1120-3AA34-0AA0 |  | Non-automatic circuit breaker withdrawable version, with guide frame, IEC 60947-2, frame size 1, 3-poles, In=2000A up to 690V AC 50/60Hz, breaking capacity S Icc=66/50kA at 500/690V, without electr. trip unit ETU, rear connection flange, guide frame with shutter and w/o position signalling switch, without Com & metering function Manual operating mechanism with mechanical closing, without Spring charging motor, Ready-to-close signal. switch, Auxiliary switches 2NO+2NC, without Closing coil (CC), manual operating mechanism with mechanical closing, without Remote trip alarm reset coil (RR), without 2nd shunt trip, without 1st Shunt trip | 126000 | 1 | Z\ | 1
3WA1120-3AA41-0AA0 |  | Non-automatic circuit breaker withdrawable version, with guide frame, IEC 60947-2, frame size 1, 4-poles, N-pole left, In=2000A up to 690V AC 50/60Hz, breaking capacity S Icc=66/50kA at 500/690V, without electr. trip unit ETU, rear connection vertical, guide frame with shutter and w/o position signalling switch, without Com & metering function Manual operating mechanism with mechanical closing, without Spring charging motor, Ready-to-close signal. switch, Auxiliary switches 2NO+2NC, without Closing coil (CC), manual operating mechanism with mechanical closing, without Remote trip alarm reset coil (RR), without 2nd shunt trip, without 1st Shunt trip | 170000 | 1 | Z\ | 1
3WA1120-3AA42-0AA0 |  | Non-automatic circuit breaker withdrawable version, with guide frame, IEC 60947-2, frame size 1, 4-poles, N-pole left, In=2000A up to 690V AC 50/60Hz, breaking capacity S Icc=66/50kA at 500/690V, without electr. trip unit ETU, rear connection horizontal, guide frame with shutter and w/o position signalling switch, without Com & metering function Manual operating mechanism with mechanical closing, without Spring charging motor, Ready-to-close signal. switch, Auxiliary switches 2NO+2NC, without Closing coil (CC), manual operating mechanism with mechanical closing, without Remote trip alarm reset coil (RR), without 2nd shunt trip, without 1st Shunt trip | 166000 | 1 | Z\ | 1
3WA1120-3AA43-0AA0 |  | Non-automatic circuit breaker withdrawable version, with guide frame, IEC 60947-2, frame size 1, 4-poles, N-pole left, In=2000A up to 690V AC 50/60Hz, breaking capacity S Icc=66/50kA at 500/690V, without electr. trip unit ETU, front connection double hole, guide frame with shutter and w/o position signalling switch, without Com & metering function Manual operating mechanism with mechanical closing, without Spring charging motor, Ready-to-close signal. switch, Auxiliary switches 2NO+2NC, without Closing coil (CC), manual operating mechanism with mechanical closing, without Remote trip alarm reset coil (RR), without 2nd shunt trip, without 1st Shunt trip | 179000 | 1 | Z\ | 1
3WA1120-3AA44-0AA0 |  | Non-automatic circuit breaker withdrawable version, with guide frame, IEC 60947-2, frame size 1, 4-poles, N-pole left, In=2000A up to 690V AC 50/60Hz, breaking capacity S Icc=66/50kA at 500/690V, without electr. trip unit ETU, rear connection flange, guide frame with shutter and w/o position signalling switch, without Com & metering function Manual operating mechanism with mechanical closing, without Spring charging motor, Ready-to-close signal. switch, Auxiliary switches 2NO+2NC, without Closing coil (CC), manual operating mechanism with mechanical closing, without Remote trip alarm reset coil (RR), without 2nd shunt trip, without 1st Shunt trip | 166000 | 1 | Z\ | 1
3WA1120-3AB01-0AA0 |  | Fixed-mounted circuit breaker IEC 60947-2, frame size 1, 3-poles, In=2000A up to 690V AC 50/60Hz, breaking capacity S Icu=66/50kA at 500/690V, Trip unit ETU300 LSI optimized for standard applica- tions, without display Protection LT, ST, INST, N-protection required an external N-sensor, incl. trip alarm switch (1xCO), rear connection vertical, without Com & metering function Manual operating mechanism with mechanical closing, without Spring charging motor, Ready-to-close signal. switch, Auxiliary switches 2NO+2NC, without Closing coil (CC), manual operating mechanism with mechanical closing, without Remote trip alarm reset coil (RR), without 2nd shunt trip, without 1st Shunt trip | 109000 | 1 | Z\ | 1
3WA1120-3AB02-0AA0 |  | Fixed-mounted circuit breaker IEC 60947-2, frame size 1, 3-poles, In=2000A up to 690V AC 50/60Hz, breaking capacity S Icu=66/50kA at 500/690V, Trip unit ETU300 LSI optimized for standard applica- tions, without display Protection LT, ST, INST, N-protection required an external N-sensor, incl. trip alarm switch (1xCO), rear connection horizontal, without Com & metering function Manual operating mechanism with mechanical closing, without Spring charging motor, Ready-to-close signal. switch, Auxiliary switches 2NO+2NC, without Closing coil (CC), manual operating mechanism with mechanical closing, without Remote trip alarm reset coil (RR), without 2nd shunt trip, without 1st Shunt trip | 106000 | 1 | Z\ | 1
3WA1120-3AB03-0AA0 |  | Fixed-mounted circuit breaker IEC 60947-2, frame size 1, 3-poles, In=2000A up to 690V AC 50/60Hz, breaking capacity S Icu=66/50kA at 500/690V, Trip unit ETU300 LSI optimized for standard applica- tions, without display Protection LT, ST, INST, N-protection required an external N-sensor, incl. trip alarm switch (1xCO), front connection double hole, without Com & metering function Manual operating mechanism with mechanical closing, without Spring charging motor, Ready-to-close signal. switch, Auxiliary switches 2NO+2NC, without Closing coil (CC), manual operating mechanism with mechanical closing, without Remote trip alarm reset coil (RR), without 2nd shunt trip, without 1st Shunt trip | 116000 | 1 | Z\ | 1
3WA1120-3AB11-0AA0 |  | Fixed-mounted circuit breaker IEC 60947-2, frame size 1, 4-poles, N-pole left, In=2000A up to 690V AC 50/60Hz, breaking capacity S Icu=66/50kA at 500/690V, Trip unit ETU300 LSI optimized for standard applica- tions, without display Protection LT, ST, INST, include N-protection, (internal N-sensor available), incl. trip alarm switch (1xCO), rear connection vertical, without Com & metering function Manual operating mechanism with mechanical closing, without Spring charging motor, Ready-to-close signal. switch, Auxiliary switches 2NO+2NC, without Closing coil (CC), manual operating mechanism with mechanical closing, without Remote trip alarm reset coil (RR), without 2nd shunt trip, without 1st Shunt trip | 145000 | 1 | Z\ | 1
3WA1120-3AB12-0AA0 |  | Fixed-mounted circuit breaker IEC 60947-2, frame size 1, 4-poles, N-pole left, In=2000A up to 690V AC 50/60Hz, breaking capacity S Icu=66/50kA at 500/690V, Trip unit ETU300 LSI optimized for standard applica- tions, without display Protection LT, ST, INST, include N-protection, (internal N-sensor available), incl. trip alarm switch (1xCO), rear connection horizontal, without Com & metering function Manual operating mechanism with mechanical closing, without Spring charging motor, Ready-to-close signal. switch, Auxiliary switches 2NO+2NC, without Closing coil (CC), manual operating mechanism with mechanical closing, without Remote trip alarm reset coil (RR), without 2nd shunt trip, without 1st Shunt trip | 141000 | 1 | Z\ | 1
3WA1120-3AB13-0AA0 |  | Fixed-mounted circuit breaker IEC 60947-2, frame size 1, 4-poles, N-pole left, In=2000A up to 690V AC 50/60Hz, breaking capacity S Icu=66/50kA at 500/690V, Trip unit ETU300 LSI optimized for standard applica- tions, without display Protection LT, ST, INST, include N-protection, (internal N-sensor available), incl. trip alarm switch (1xCO), front connection double hole, without Com & metering function Manual operating mechanism with mechanical closing, without Spring charging motor, Ready-to-close signal. switch, Auxiliary switches 2NO+2NC, without Closing coil (CC), manual operating mechanism with mechanical closing, without Remote trip alarm reset coil (RR), without 2nd shunt trip, without 1st Shunt trip | 154000 | 1 | Z\ | 1
3WA1120-3AB21-0AA0 |  | fixed-mounted circuit breaker, IEC 60947-2, size 1, 4-pole, N pole on right, In=2000 A up to 690 V AC 50/60 Hz, breaking capacity S Icu=66/50 kA at 500/690 V, tripping unit ETU300 LSI optimized for standard applications, without display, basic protection LT, ST, INST, including protection of the N conductor (internal neutral point sensor available) trip alarm switch (1 x CO), connection at rear vertical, without Com & metering function Manual operating mechanism with mechanical closing, without Spring charging motor, Ready-to-close signal. switch, Auxiliary switches 2NO+2NC, without Closing coil (CC), manual operating mechanism with mechanical closing, without Remote trip alarm reset coil (RR), without 2nd shunt trip, without 1st Shunt trip | 145000 | 1 | Z\ | 1
3WA1120-3AB22-0AA0 |  | fixed-mounted circuit breaker, IEC 60947-2, size 1, 4-pole, N pole on right, In=2000 A up to 690 V AC 50/60 Hz, breaking capacity S Icu=66/50 kA at 500/690 V, tripping unit ETU300 LSI optimized for standard applications, without display, basic protection LT, ST, INST, including protection of the N conductor (internal neutral point sensor available) trip alarm switch (1 x CO), connection at rear horizontal without Com & metering function Manual operating mechanism with mechanical closing, without Spring charging motor, Ready-to-close signal. switch, Auxiliary switches 2NO+2NC, without Closing coil (CC), manual operating mechanism with mechanical closing, without Remote trip alarm reset coil (RR), without 2nd shunt trip, without 1st Shunt trip | 141000 | 1 | Z\ | 1
3WA1120-3AB23-0AA0 |  | fixed-mounted circuit breaker, IEC 60947-2, size 1, 4-pole, N pole on right, In=2000 A up to 690 V AC 50/60 Hz, breaking capacity S Icu=66/50 kA at 500/690 V, tripping unit ETU300 LSI optimized for standard applications, without display, basic protection LT, ST, INST, including protection of the N conductor (internal neutral point sensor available) trip alarm switch (1 x CO), front connection double hole, without Com & metering function Manual operating mechanism with mechanical closing, without Spring charging motor, Ready-to-close signal. switch, Auxiliary switches 2NO+2NC, without Closing coil (CC), manual operating mechanism with mechanical closing, without Remote trip alarm reset coil (RR), without 2nd shunt trip, without 1st Shunt trip | 154000 | 1 | Z\ | 1
3WA1120-3AB31-0AA0 |  | Withdrawable circuit breaker with guide frame, IEC 60947-2, frame size 1, 3-poles, In=2000A up to 690V AC 50/60Hz, breaking capacity S Icu=66/50kA at 500/690V, Trip unit ETU300 LSI optimized for standard applica- tions, without display Protection LT, ST, INST, N-protection required an external N-sensor, incl. trip alarm switch (1xCO), rear connection vertical, guide frame with shutter and w/o position signalling switch, without Com & metering function Manual operating mechanism with mechanical closing, without Spring charging motor, Ready-to-close signal. switch, Auxiliary switches 2NO+2NC, without Closing coil (CC), manual operating mechanism with mechanical closing, without Remote trip alarm reset coil (RR), without 2nd shunt trip, without 1st Shunt trip | 144000 | 1 | Z\ | 1
3WA1120-3AB32-0AA0 |  | Withdrawable circuit breaker with guide frame, IEC 60947-2, frame size 1, 3-poles, In=2000A up to 690V AC 50/60Hz, breaking capacity S Icu=66/50kA at 500/690V, Trip unit ETU300 LSI optimized for standard applica- tions, without display Protection LT, ST, INST, N-protection required an external N-sensor, incl. trip alarm switch (1xCO), rear connection horizontal, guide frame with shutter and w/o position signalling switch, without Com & metering function Manual operating mechanism with mechanical closing, without Spring charging motor, Ready-to-close signal. switch, Auxiliary switches 2NO+2NC, without Closing coil (CC), manual operating mechanism with mechanical closing, without Remote trip alarm reset coil (RR), without 2nd shunt trip, without 1st Shunt trip | 141000 | 1 | Z\ | 1
3WA1120-3AB32-7DA3-Z | D80F40T40 | Withdrawable circuit breaker with guide frame, IEC 60947-2, frame size 1, 3-poles, In=2000A up to 690V AC 50/60Hz, breaking capacity S Icu=66/50kA at 500/690V, Trip unit ETU300 LSI optimized for standard applica- tions, without display Protection LT, ST, INST, N-protection required an external N-sensor, incl. trip alarm switch (1xCO), rear connection horizontal, guide frame with shutter and w/o position signalling switch, without Com & metering function with manual and motorized operating mechanism (M) 110-127 V AC / 110-125 V DC, Storage status and ready-to- close signaling switches, Auxiliary switches 4NO+4NC, Closing coil (CC) 100% OP 110-127 V AC / 110-125 V DC, applicable for continuous duty, without Remote trip alarm reset coil (RR), without 2nd shunt trip, Shunt trip (ST) 100% OP 110-127 V AC / 110-125 V DC, suitable for continuous duty, Option D80 = Circuit breaker without Bluetooth functionality Option F40 = Sealing cover for ETU Option T40 = Door sealing frame IP41 | 168548 | 1 | Z\ | 1
3WA1120-3AB33-0AA0 |  | Withdrawable circuit breaker with guide frame, IEC 60947-2, frame size 1, 3-poles, In=2000A up to 690V AC 50/60Hz, breaking capacity S Icu=66/50kA at 500/690V, Trip unit ETU300 LSI optimized for standard applica- tions, without display Protection LT, ST, INST, N-protection required an external N-sensor, incl. trip alarm switch (1xCO), front connection double hole, guide frame with shutter and w/o position signalling switch, without Com & metering function Manual operating mechanism with mechanical closing, without Spring charging motor, Ready-to-close signal. switch, Auxiliary switches 2NO+2NC, without Closing coil (CC), manual operating mechanism with mechanical closing, without Remote trip alarm reset coil (RR), without 2nd shunt trip, without 1st Shunt trip | 151000 | 1 | Z\ | 1
3WA1120-3AB34-0AA0 |  | Withdrawable circuit breaker with guide frame, IEC 60947-2, frame size 1, 3-poles, In=2000A up to 690V AC 50/60Hz, breaking capacity S Icu=66/50kA at 500/690V, Trip unit ETU300 LSI optimized for standard applica- tions, without display Protection LT, ST, INST, N-protection required an external N-sensor, incl. trip alarm switch (1xCO), rear connection flange, guide frame with shutter and w/o position signalling switch, without Com & metering function Manual operating mechanism with mechanical closing, without Spring charging motor, Ready-to-close signal. switch, Auxiliary switches 2NO+2NC, without Closing coil (CC), manual operating mechanism with mechanical closing, without Remote trip alarm reset coil (RR), without 2nd shunt trip, without 1st Shunt trip | 141000 | 1 | Z\ | 1
3WA1120-3AB41-0AA0 |  | Withdrawable circuit breaker with guide frame, IEC 60947-2, frame size 1, 4-poles, N-pole left, In=2000A up to 690V AC 50/60Hz, breaking capacity S Icu=66/50kA at 500/690V, Trip unit ETU300 LSI optimized for standard applica- tions, without display Protection LT, ST, INST, include N-protection, (internal N-sensor available), incl. trip alarm switch (1xCO), rear connection vertical, guide frame with shutter and w/o position signalling switch, without Com & metering function Manual operating mechanism with mechanical closing, without Spring charging motor, Ready-to-close signal. switch, Auxiliary switches 2NO+2NC, without Closing coil (CC), manual operating mechanism with mechanical closing, without Remote trip alarm reset coil (RR), without 2nd shunt trip, without 1st Shunt trip | 192000 | 1 | Z\ | 1
3WA1120-3AB42-0AA0 |  | Withdrawable circuit breaker with guide frame, IEC 60947-2, frame size 1, 4-poles, N-pole left, In=2000A up to 690V AC 50/60Hz, breaking capacity S Icu=66/50kA at 500/690V, Trip unit ETU300 LSI optimized for standard applica- tions, without display Protection LT, ST, INST, include N-protection, (internal N-sensor available), incl. trip alarm switch (1xCO), rear connection horizontal, guide frame with shutter and w/o position signalling switch, without Com & metering function Manual operating mechanism with mechanical closing, without Spring charging motor, Ready-to-close signal. switch, Auxiliary switches 2NO+2NC, without Closing coil (CC), manual operating mechanism with mechanical closing, without Remote trip alarm reset coil (RR), without 2nd shunt trip, without 1st Shunt trip | 187000 | 1 | Z\ | 1
3WA1120-3AB43-0AA0 |  | Withdrawable circuit breaker with guide frame, IEC 60947-2, frame size 1, 4-poles, N-pole left, In=2000A up to 690V AC 50/60Hz, breaking capacity S Icu=66/50kA at 500/690V, Trip unit ETU300 LSI optimized for standard applica- tions, without display Protection LT, ST, INST, include N-protection, (internal N-sensor available), incl. trip alarm switch (1xCO), front connection double hole, guide frame with shutter and w/o position signalling switch, without Com & metering function Manual operating mechanism with mechanical closing, without Spring charging motor, Ready-to-close signal. switch, Auxiliary switches 2NO+2NC, without Closing coil (CC), manual operating mechanism with mechanical closing, without Remote trip alarm reset coil (RR), without 2nd shunt trip, without 1st Shunt trip | 201000 | 1 | Z\ | 1
3WA1120-3AB44-0AA0 |  | Withdrawable circuit breaker with guide frame, IEC 60947-2, frame size 1, 4-poles, N-pole left, In=2000A up to 690V AC 50/60Hz, breaking capacity S Icu=66/50kA at 500/690V, Trip unit ETU300 LSI optimized for standard applica- tions, without display Protection LT, ST, INST, include N-protection, (internal N-sensor available), incl. trip alarm switch (1xCO), rear connection flange, guide frame with shutter and w/o position signalling switch, without Com & metering function Manual operating mechanism with mechanical closing, without Spring charging motor, Ready-to-close signal. switch, Auxiliary switches 2NO+2NC, without Closing coil (CC), manual operating mechanism with mechanical closing, without Remote trip alarm reset coil (RR), without 2nd shunt trip, without 1st Shunt trip | 187000 | 1 | Z\ | 1
3WA1120-3AB62-3DA3-Z | S07T40 | Withdrawable circuit breaker with guide frame, IEC 60947-2, frame size 1, 3-poles, In=2000A up to 690V AC 50/60Hz, breaking capacity S Icu=66/50kA at 500/690V, Trip unit ETU300 LSI optimized for standard applica- tions, without display Protection LT, ST, INST, N-protection required an external N-sensor, incl. trip alarm switch (1xCO), rear connection horizontal, guide frame with shutter and position signall. switch (3xW), without Com & metering function with manual and motorized operating mechanism (M) 110-127 V AC / 110-125 V DC, Storage status and ready-to- close signaling switches, Auxiliary switches 2NO+2NC, Closing coil (CC) 100% OP 110-127 V AC / 110-125 V DC, applicable for continuous duty, without Remote trip alarm reset coil (RR), without 2nd shunt trip, Shunt trip (ST) 100% OP 110-127 V AC / 110-125 V DC, suitable for continuous duty, Option S07 = Locking provision against unauthorized closing Secured Open; for padlock device Padlocks are not included. Option T40 = Door sealing frame IP41 | 171180 | 1 | Z\ | 1
3WA1120-3AC01-0AA0 |  | Fixed-mounted circuit breaker IEC 60947-2, frame size 1, 3-poles, In=2000A up to 690V AC 50/60Hz, breaking capacity S Icu=66/50kA at 500/690V, Trip unit ETU300 LSIG optimized for standard applica- tions, without display Protection LT, ST, INST, GF, N-protection required an external N-sensor, incl. trip alarm switch (1xCO), rear connection vertical, without Com & metering function Manual operating mechanism with mechanical closing, without Spring charging motor, Ready-to-close signal. switch, Auxiliary switches 2NO+2NC, without Closing coil (CC), manual operating mechanism with mechanical closing, without Remote trip alarm reset coil (RR), without 2nd shunt trip, without 1st Shunt trip | 115000 | 1 | Z\ | 1
3WA1120-3AC02-0AA0 |  | Fixed-mounted circuit breaker IEC 60947-2, frame size 1, 3-poles, In=2000A up to 690V AC 50/60Hz, breaking capacity S Icu=66/50kA at 500/690V, Trip unit ETU300 LSIG optimized for standard applica- tions, without display Protection LT, ST, INST, GF, N-protection required an external N-sensor, incl. trip alarm switch (1xCO), rear connection horizontal, without Com & metering function Manual operating mechanism with mechanical closing, without Spring charging motor, Ready-to-close signal. switch, Auxiliary switches 2NO+2NC, without Closing coil (CC), manual operating mechanism with mechanical closing, without Remote trip alarm reset coil (RR), without 2nd shunt trip, without 1st Shunt trip | 112000 | 1 | Z\ | 1
3WA1120-3AC03-0AA0 |  | Fixed-mounted circuit breaker IEC 60947-2, frame size 1, 3-poles, In=2000A up to 690V AC 50/60Hz, breaking capacity S Icu=66/50kA at 500/690V, Trip unit ETU300 LSIG optimized for standard applica- tions, without display Protection LT, ST, INST, GF, N-protection required an external N-sensor, incl. trip alarm switch (1xCO), front connection double hole, without Com & metering function Manual operating mechanism with mechanical closing, without Spring charging motor, Ready-to-close signal. switch, Auxiliary switches 2NO+2NC, without Closing coil (CC), manual operating mechanism with mechanical closing, without Remote trip alarm reset coil (RR), without 2nd shunt trip, without 1st Shunt trip | 122000 | 1 | Z\ | 1
3WA1120-3AC11-0AA0 |  | Fixed-mounted circuit breaker IEC 60947-2, frame size 1, 4-poles, N-pole left, In=2000A up to 690V AC 50/60Hz, breaking capacity S Icu=66/50kA at 500/690V, Trip unit ETU300 LSIG optimized for standard applica- tions, without display Protection LT, ST, INST, GF, include N-protection, (internal N-sensor available), incl. trip alarm switch (1xCO), rear connection vertical, without Com & metering function Manual operating mechanism with mechanical closing, without Spring charging motor, Ready-to-close signal. switch, Auxiliary switches 2NO+2NC, without Closing coil (CC), manual operating mechanism with mechanical closing, without Remote trip alarm reset coil (RR), without 2nd shunt trip, without 1st Shunt trip | 152000 | 1 | Z\ | 1
3WA1120-3AC12-0AA0 |  | Fixed-mounted circuit breaker IEC 60947-2, frame size 1, 4-poles, N-pole left, In=2000A up to 690V AC 50/60Hz, breaking capacity S Icu=66/50kA at 500/690V, Trip unit ETU300 LSIG optimized for standard applica- tions, without display Protection LT, ST, INST, GF, include N-protection, (internal N-sensor available), incl. trip alarm switch (1xCO), rear connection horizontal, without Com & metering function Manual operating mechanism with mechanical closing, without Spring charging motor, Ready-to-close signal. switch, Auxiliary switches 2NO+2NC, without Closing coil (CC), manual operating mechanism with mechanical closing, without Remote trip alarm reset coil (RR), without 2nd shunt trip, without 1st Shunt trip | 147000 | 1 | Z\ | 1
3WA1120-3AC13-0AA0 |  | Fixed-mounted circuit breaker IEC 60947-2, frame size 1, 4-poles, N-pole left, In=2000A up to 690V AC 50/60Hz, breaking capacity S Icu=66/50kA at 500/690V, Trip unit ETU300 LSIG optimized for standard applica- tions, without display Protection LT, ST, INST, GF, include N-protection, (internal N-sensor available), incl. trip alarm switch (1xCO), front connection double hole, without Com & metering function Manual operating mechanism with mechanical closing, without Spring charging motor, Ready-to-close signal. switch, Auxiliary switches 2NO+2NC, without Closing coil (CC), manual operating mechanism with mechanical closing, without Remote trip alarm reset coil (RR), without 2nd shunt trip, without 1st Shunt trip | 160000 | 1 | Z\ | 1
3WA1120-3AC21-0AA0 |  | fixed-mounted circuit breaker, IEC 60947-2, size 1, 4-pole, N pole on right, In=2000 A up to 690 V AC 50/60 Hz, breaking capacity S Icu=66/50 kA at 500/690 V, tripping unit ETU300 LSI G optimized for standard applications, without display, basic protection LT, ST, INST, GF, including protection of the N conductor (internal neutral point sensor available), trip alarm switch (1 x CO), connection at rear vertical, without Com & metering function Manual operating mechanism with mechanical closing, without Spring charging motor, Ready-to-close signal. switch, Auxiliary switches 2NO+2NC, without Closing coil (CC), manual operating mechanism with mechanical closing, without Remote trip alarm reset coil (RR), without 2nd shunt trip, without 1st Shunt trip | 152000 | 1 | Z\ | 1
3WA1120-3AC22-0AA0 |  | fixed-mounted circuit breaker, IEC 60947-2, size 1, 4-pole, N pole on right, In=2000 A up to 690 V AC 50/60 Hz, breaking capacity S Icu=66/50 kA at 500/690 V, tripping unit ETU300 LSI G optimized for standard applications, without display, basic protection LT, ST, INST, GF, including protection of the N conductor (internal neutral point sensor available), trip alarm switch (1 x CO), connection at rear horizontal without Com & metering function Manual operating mechanism with mechanical closing, without Spring charging motor, Ready-to-close signal. switch, Auxiliary switches 2NO+2NC, without Closing coil (CC), manual operating mechanism with mechanical closing, without Remote trip alarm reset coil (RR), without 2nd shunt trip, without 1st Shunt trip | 147000 | 1 | Z\ | 1
3WA1120-3AC23-0AA0 |  | fixed-mounted circuit breaker, IEC 60947-2, size 1, 4-pole, N pole on right, In=2000 A up to 690 V AC 50/60 Hz, breaking capacity S Icu=66/50 kA at 500/690 V, tripping unit ETU300 LSI G optimized for standard applications, without display, basic protection LT, ST, INST, GF, including protection of the N conductor (internal neutral point sensor available), trip alarm switch (1 x CO), front connection double hole, without Com & metering function Manual operating mechanism with mechanical closing, without Spring charging motor, Ready-to-close signal. switch, Auxiliary switches 2NO+2NC, without Closing coil (CC), manual operating mechanism with mechanical closing, without Remote trip alarm reset coil (RR), without 2nd shunt trip, without 1st Shunt trip | 160000 | 1 | Z\ | 1
3WA1120-3AC31-0AA0 |  | Withdrawable circuit breaker with guide frame, IEC 60947-2, frame size 1, 3-poles, In=2000A up to 690V AC 50/60Hz, breaking capacity S Icu=66/50kA at 500/690V, Trip unit ETU300 LSIG optimized for standard applica- tions, without display Protection LT, ST, INST, GF, N-protection required an external N-sensor, incl. trip alarm switch (1xCO), rear connection vertical, guide frame with shutter and w/o position signalling switch, without Com & metering function Manual operating mechanism with mechanical closing, without Spring charging motor, Ready-to-close signal. switch, Auxiliary switches 2NO+2NC, without Closing coil (CC), manual operating mechanism with mechanical closing, without Remote trip alarm reset coil (RR), without 2nd shunt trip, without 1st Shunt trip | 150000 | 1 | Z\ | 1
3WA1120-3AC32-0AA0 |  | Withdrawable circuit breaker with guide frame, IEC 60947-2, frame size 1, 3-poles, In=2000A up to 690V AC 50/60Hz, breaking capacity S Icu=66/50kA at 500/690V, Trip unit ETU300 LSIG optimized for standard applica- tions, without display Protection LT, ST, INST, GF, N-protection required an external N-sensor, incl. trip alarm switch (1xCO), rear connection horizontal, guide frame with shutter and w/o position signalling switch, without Com & metering function Manual operating mechanism with mechanical closing, without Spring charging motor, Ready-to-close signal. switch, Auxiliary switches 2NO+2NC, without Closing coil (CC), manual operating mechanism with mechanical closing, without Remote trip alarm reset coil (RR), without 2nd shunt trip, without 1st Shunt trip | 147000 | 1 | Z\ | 1
3WA1120-3AC33-0AA0 |  | Withdrawable circuit breaker with guide frame, IEC 60947-2, frame size 1, 3-poles, In=2000A up to 690V AC 50/60Hz, breaking capacity S Icu=66/50kA at 500/690V, Trip unit ETU300 LSIG optimized for standard applica- tions, without display Protection LT, ST, INST, GF, N-protection required an external N-sensor, incl. trip alarm switch (1xCO), front connection double hole, guide frame with shutter and w/o position signalling switch, without Com & metering function Manual operating mechanism with mechanical closing, without Spring charging motor, Ready-to-close signal. switch, Auxiliary switches 2NO+2NC, without Closing coil (CC), manual operating mechanism with mechanical closing, without Remote trip alarm reset coil (RR), without 2nd shunt trip, without 1st Shunt trip | 157000 | 1 | Z\ | 1
3WA1120-3AC34-0AA0 |  | Withdrawable circuit breaker with guide frame, IEC 60947-2, frame size 1, 3-poles, In=2000A up to 690V AC 50/60Hz, breaking capacity S Icu=66/50kA at 500/690V, Trip unit ETU300 LSIG optimized for standard applica- tions, without display Protection LT, ST, INST, GF, N-protection required an external N-sensor, incl. trip alarm switch (1xCO), rear connection flange, guide frame with shutter and w/o position signalling switch, without Com & metering function Manual operating mechanism with mechanical closing, without Spring charging motor, Ready-to-close signal. switch, Auxiliary switches 2NO+2NC, without Closing coil (CC), manual operating mechanism with mechanical closing, without Remote trip alarm reset coil (RR), without 2nd shunt trip, without 1st Shunt trip | 147000 | 1 | Z\ | 1
3WA1120-3AC41-0AA0 |  | Withdrawable circuit breaker with guide frame, IEC 60947-2, frame size 1, 4-poles, N-pole left, In=2000A up to 690V AC 50/60Hz, breaking capacity S Icu=66/50kA at 500/690V, Trip unit ETU300 LSIG optimized for standard applica- tions, without display Protection LT, ST, INST, GF, include N-protection, (internal N-sensor available), incl. trip alarm switch (1xCO), rear connection vertical, guide frame with shutter and w/o position signalling switch, without Com & metering function Manual operating mechanism with mechanical closing, without Spring charging motor, Ready-to-close signal. switch, Auxiliary switches 2NO+2NC, without Closing coil (CC), manual operating mechanism with mechanical closing, without Remote trip alarm reset coil (RR), without 2nd shunt trip, without 1st Shunt trip | 198000 | 1 | Z\ | 1
3WA1120-3AC42-0AA0 |  | Withdrawable circuit breaker with guide frame, IEC 60947-2, frame size 1, 4-poles, N-pole left, In=2000A up to 690V AC 50/60Hz, breaking capacity S Icu=66/50kA at 500/690V, Trip unit ETU300 LSIG optimized for standard applica- tions, without display Protection LT, ST, INST, GF, include N-protection, (internal N-sensor available), incl. trip alarm switch (1xCO), rear connection horizontal, guide frame with shutter and w/o position signalling switch, without Com & metering function Manual operating mechanism with mechanical closing, without Spring charging motor, Ready-to-close signal. switch, Auxiliary switches 2NO+2NC, without Closing coil (CC), manual operating mechanism with mechanical closing, without Remote trip alarm reset coil (RR), without 2nd shunt trip, without 1st Shunt trip | 194000 | 1 | Z\ | 1
3WA1120-3AC43-0AA0 |  | Withdrawable circuit breaker with guide frame, IEC 60947-2, frame size 1, 4-poles, N-pole left, In=2000A up to 690V AC 50/60Hz, breaking capacity S Icu=66/50kA at 500/690V, Trip unit ETU300 LSIG optimized for standard applica- tions, without display Protection LT, ST, INST, GF, include N-protection, (internal N-sensor available), incl. trip alarm switch (1xCO), front connection double hole, guide frame with shutter and w/o position signalling switch, without Com & metering function Manual operating mechanism with mechanical closing, without Spring charging motor, Ready-to-close signal. switch, Auxiliary switches 2NO+2NC, without Closing coil (CC), manual operating mechanism with mechanical closing, without Remote trip alarm reset coil (RR), without 2nd shunt trip, without 1st Shunt trip | 207000 | 1 | Z\ | 1
3WA1120-3AC44-0AA0 |  | Withdrawable circuit breaker with guide frame, IEC 60947-2, frame size 1, 4-poles, N-pole left, In=2000A up to 690V AC 50/60Hz, breaking capacity S Icu=66/50kA at 500/690V, Trip unit ETU300 LSIG optimized for standard applica- tions, without display Protection LT, ST, INST, GF, include N-protection, (internal N-sensor available), incl. trip alarm switch (1xCO), rear connection flange, guide frame with shutter and w/o position signalling switch, without Com & metering function Manual operating mechanism with mechanical closing, without Spring charging motor, Ready-to-close signal. switch, Auxiliary switches 2NO+2NC, without Closing coil (CC), manual operating mechanism with mechanical closing, without Remote trip alarm reset coil (RR), without 2nd shunt trip, without 1st Shunt trip | 194000 | 1 | Z\ | 1
3WA1120-3AE01-0AA0 |  | Fixed-mounted circuit breaker IEC 60947-2, frame size 1, 3-poles, In=2000A up to 690V AC 50/60Hz, breaking capacity S Icu=66/50kA at 500/690V, Trip unit ETU600 LSI upgrade ready , colordisplay, bluetooth and USB interface, Protection LT, ST, INST, N-protection required an external N-sensor, incl. trip alarm switch (1xCO), rear connection vertical, without Com & metering function Manual operating mechanism with mechanical closing, without Spring charging motor, Ready-to-close signal. switch, Auxiliary switches 2NO+2NC, without Closing coil (CC), manual operating mechanism with mechanical closing, without Remote trip alarm reset coil (RR), without 2nd shunt trip, without 1st Shunt trip | 114000 | 1 | Z\ | 1
3WA1120-3AE02-0AA0 |  | Fixed-mounted circuit breaker IEC 60947-2, frame size 1, 3-poles, In=2000A up to 690V AC 50/60Hz, breaking capacity S Icu=66/50kA at 500/690V, Trip unit ETU600 LSI upgrade ready , colordisplay, bluetooth and USB interface, Protection LT, ST, INST, N-protection required an external N-sensor, incl. trip alarm switch (1xCO), rear connection horizontal, without Com & metering function Manual operating mechanism with mechanical closing, without Spring charging motor, Ready-to-close signal. switch, Auxiliary switches 2NO+2NC, without Closing coil (CC), manual operating mechanism with mechanical closing, without Remote trip alarm reset coil (RR), without 2nd shunt trip, without 1st Shunt trip | 111000 | 1 | Z\ | 1
3WA1120-3AE03-0AA0 |  | Fixed-mounted circuit breaker IEC 60947-2, frame size 1, 3-poles, In=2000A up to 690V AC 50/60Hz, breaking capacity S Icu=66/50kA at 500/690V, Trip unit ETU600 LSI upgrade ready , colordisplay, bluetooth and USB interface, Protection LT, ST, INST, N-protection required an external N-sensor, incl. trip alarm switch (1xCO), front connection double hole, without Com & metering function Manual operating mechanism with mechanical closing, without Spring charging motor, Ready-to-close signal. switch, Auxiliary switches 2NO+2NC, without Closing coil (CC), manual operating mechanism with mechanical closing, without Remote trip alarm reset coil (RR), without 2nd shunt trip, without 1st Shunt trip | 121000 | 1 | Z\ | 1
3WA1120-3AE11-0AA0 |  | Fixed-mounted circuit breaker IEC 60947-2, frame size 1, 4-poles, N-pole left, In=2000A up to 690V AC 50/60Hz, breaking capacity S Icu=66/50kA at 500/690V, Trip unit ETU600 LSI upgrade ready , colordisplay, bluetooth and USB interface, Protection LT, ST, INST, include N-protection, (internal N-sensor available), incl. trip alarm switch (1xCO), rear connection vertical, without Com & metering function Manual operating mechanism with mechanical closing, without Spring charging motor, Ready-to-close signal. switch, Auxiliary switches 2NO+2NC, without Closing coil (CC), manual operating mechanism with mechanical closing, without Remote trip alarm reset coil (RR), without 2nd shunt trip, without 1st Shunt trip | 150000 | 1 | Z\ | 1
3WA1120-3AE12-0AA0 |  | Fixed-mounted circuit breaker IEC 60947-2, frame size 1, 4-poles, N-pole left, In=2000A up to 690V AC 50/60Hz, breaking capacity S Icu=66/50kA at 500/690V, Trip unit ETU600 LSI upgrade ready , colordisplay, bluetooth and USB interface, Protection LT, ST, INST, include N-protection, (internal N-sensor available), incl. trip alarm switch (1xCO), rear connection horizontal, without Com & metering function Manual operating mechanism with mechanical closing, without Spring charging motor, Ready-to-close signal. switch, Auxiliary switches 2NO+2NC, without Closing coil (CC), manual operating mechanism with mechanical closing, without Remote trip alarm reset coil (RR), without 2nd shunt trip, without 1st Shunt trip | 146000 | 1 | Z\ | 1
3WA1120-3AE13-0AA0 |  | Fixed-mounted circuit breaker IEC 60947-2, frame size 1, 4-poles, N-pole left, In=2000A up to 690V AC 50/60Hz, breaking capacity S Icu=66/50kA at 500/690V, Trip unit ETU600 LSI upgrade ready , colordisplay, bluetooth and USB interface, Protection LT, ST, INST, include N-protection, (internal N-sensor available), incl. trip alarm switch (1xCO), front connection double hole, without Com & metering function Manual operating mechanism with mechanical closing, without Spring charging motor, Ready-to-close signal. switch, Auxiliary switches 2NO+2NC, without Closing coil (CC), manual operating mechanism with mechanical closing, without Remote trip alarm reset coil (RR), without 2nd shunt trip, without 1st Shunt trip | 159000 | 1 | Z\ | 1
3WA1120-3AE21-0AA0 |  | fixed-mounted circuit breaker, IEC 60947-2, size 1, 4-pole, N pole on right, In=2000 A up to 690 V AC 50/60 Hz, breaking capacity S Icu=66/50 kA at 500/690 V, tripping unit ETU600 LSI upgradeable, color display, Bluetooth, USB interface, basic protection LT, ST, INST, including protection of the N conductor (internal neutral point sensor available), trip alarm switch (1 x CO), connection at rear vertical, without Com & metering function Manual operating mechanism with mechanical closing, without Spring charging motor, Ready-to-close signal. switch, Auxiliary switches 2NO+2NC, without Closing coil (CC), manual operating mechanism with mechanical closing, without Remote trip alarm reset coil (RR), without 2nd shunt trip, without 1st Shunt trip | 150000 | 1 | Z\ | 1
3WA1120-3AE22-0AA0 |  | fixed-mounted circuit breaker, IEC 60947-2, size 1, 4-pole, N pole on right, In=2000 A up to 690 V AC 50/60 Hz, breaking capacity S Icu=66/50 kA at 500/690 V, tripping unit ETU600 LSI upgradeable, color display, Bluetooth, USB interface, basic protection LT, ST, INST, including protection of the N conductor (internal neutral point sensor available), trip alarm switch (1 x CO), connection at rear horizontal without Com & metering function Manual operating mechanism with mechanical closing, without Spring charging motor, Ready-to-close signal. switch, Auxiliary switches 2NO+2NC, without Closing coil (CC), manual operating mechanism with mechanical closing, without Remote trip alarm reset coil (RR), without 2nd shunt trip, without 1st Shunt trip | 146000 | 1 | Z\ | 1
3WA1120-3AE23-0AA0 |  | fixed-mounted circuit breaker, IEC 60947-2, size 1, 4-pole, N pole on right, In=2000 A up to 690 V AC 50/60 Hz, breaking capacity S Icu=66/50 kA at 500/690 V, tripping unit ETU600 LSI upgradeable, color display, Bluetooth, USB interface, basic protection LT, ST, INST, including protection of the N conductor (internal neutral point sensor available), trip alarm switch (1 x CO), front connection double hole, without Com & metering function Manual operating mechanism with mechanical closing, without Spring charging motor, Ready-to-close signal. switch, Auxiliary switches 2NO+2NC, without Closing coil (CC), manual operating mechanism with mechanical closing, without Remote trip alarm reset coil (RR), without 2nd shunt trip, without 1st Shunt trip | 159000 | 1 | Z\ | 1
3WA1120-3AE31-0AA0 |  | Withdrawable circuit breaker with guide frame, IEC 60947-2, frame size 1, 3-poles, In=2000A up to 690V AC 50/60Hz, breaking capacity S Icu=66/50kA at 500/690V, Trip unit ETU600 LSI upgrade ready , colordisplay, bluetooth and USB interface, Protection LT, ST, INST, N-protection required an external N-sensor, incl. trip alarm switch (1xCO), rear connection vertical, guide frame with shutter and w/o position signalling switch, without Com & metering function Manual operating mechanism with mechanical closing, without Spring charging motor, Ready-to-close signal. switch, Auxiliary switches 2NO+2NC, without Closing coil (CC), manual operating mechanism with mechanical closing, without Remote trip alarm reset coil (RR), without 2nd shunt trip, without 1st Shunt trip | 149000 | 1 | Z\ | 1
3WA1120-3AE32-0AA0 |  | Withdrawable circuit breaker with guide frame, IEC 60947-2, frame size 1, 3-poles, In=2000A up to 690V AC 50/60Hz, breaking capacity S Icu=66/50kA at 500/690V, Trip unit ETU600 LSI upgrade ready , colordisplay, bluetooth and USB interface, Protection LT, ST, INST, N-protection required an external N-sensor, incl. trip alarm switch (1xCO), rear connection horizontal, guide frame with shutter and w/o position signalling switch, without Com & metering function Manual operating mechanism with mechanical closing, without Spring charging motor, Ready-to-close signal. switch, Auxiliary switches 2NO+2NC, without Closing coil (CC), manual operating mechanism with mechanical closing, without Remote trip alarm reset coil (RR), without 2nd shunt trip, without 1st Shunt trip | 146000 | 1 | Z\ | 1
3WA1120-3AE32-3DA3-Z | F40S07T40 | Withdrawable circuit breaker with guide frame, IEC 60947-2, frame size 1, 3-poles, In=2000A up to 690V AC 50/60Hz, breaking capacity S Icu=66/50kA at 500/690V, Trip unit ETU600 LSI upgrade ready , colordisplay, bluetooth and USB interface, Protection LT, ST, INST, N-protection required an external N-sensor, incl. trip alarm switch (1xCO), rear connection horizontal, guide frame with shutter and w/o position signalling switch, without Com & metering function with manual and motorized operating mechanism (M) 110-127 V AC / 110-125 V DC, Storage status and ready-to- close signaling switches, Auxiliary switches 2NO+2NC, Closing coil (CC) 100% OP 110-127 V AC / 110-125 V DC, applicable for continuous duty, without Remote trip alarm reset coil (RR), without 2nd shunt trip, Shunt trip (ST) 100% OP 110-127 V AC / 110-125 V DC, suitable for continuous duty, Option F40 = Sealing cover for ETU Option S07 = Locking provision against unauthorized closing Secured Open; for padlock device Padlocks are not included. Option T40 = Door sealing frame IP41 | 171708 | 1 | Z\ | 1
3WA1120-3AE32-7DA3-Z | S05T40 | Withdrawable circuit breaker with guide frame, IEC 60947-2, frame size 1, 3-poles, In=2000A up to 690V AC 50/60Hz, breaking capacity S Icu=66/50kA at 500/690V, Trip unit ETU600 LSI upgrade ready , colordisplay, bluetooth and USB interface, Protection LT, ST, INST, N-protection required an external N-sensor, incl. trip alarm switch (1xCO), rear connection horizontal, guide frame with shutter and w/o position signalling switch, without Com & metering function with manual and motorized operating mechanism (M) 110-127 V AC / 110-125 V DC, Storage status and ready-to- close signaling switches, Auxiliary switches 4NO+4NC, Closing coil (CC) 100% OP 110-127 V AC / 110-125 V DC, applicable for continuous duty, without Remote trip alarm reset coil (RR), without 2nd shunt trip, Shunt trip (ST) 100% OP 110-127 V AC / 110-125 V DC, suitable for continuous duty, Option S05 = Locking provision against unauthorized closing Secured Open; for FORTRESS OR CASTELL lock the lock must be ordered at the manufacturer Option T40 = Door sealing frame IP41 | 174810 | 1 | Z\ | 1
3WA1120-3AE33-0AA0 |  | Withdrawable circuit breaker with guide frame, IEC 60947-2, frame size 1, 3-poles, In=2000A up to 690V AC 50/60Hz, breaking capacity S Icu=66/50kA at 500/690V, Trip unit ETU600 LSI upgrade ready , colordisplay, bluetooth and USB interface, Protection LT, ST, INST, N-protection required an external N-sensor, incl. trip alarm switch (1xCO), front connection double hole, guide frame with shutter and w/o position signalling switch, without Com & metering function Manual operating mechanism with mechanical closing, without Spring charging motor, Ready-to-close signal. switch, Auxiliary switches 2NO+2NC, without Closing coil (CC), manual operating mechanism with mechanical closing, without Remote trip alarm reset coil (RR), without 2nd shunt trip, without 1st Shunt trip | 156000 | 1 | Z\ | 1
3WA1120-3AE34-0AA0 |  | Withdrawable circuit breaker with guide frame, IEC 60947-2, frame size 1, 3-poles, In=2000A up to 690V AC 50/60Hz, breaking capacity S Icu=66/50kA at 500/690V, Trip unit ETU600 LSI upgrade ready , colordisplay, bluetooth and USB interface, Protection LT, ST, INST, N-protection required an external N-sensor, incl. trip alarm switch (1xCO), rear connection flange, guide frame with shutter and w/o position signalling switch, without Com & metering function Manual operating mechanism with mechanical closing, without Spring charging motor, Ready-to-close signal. switch, Auxiliary switches 2NO+2NC, without Closing coil (CC), manual operating mechanism with mechanical closing, without Remote trip alarm reset coil (RR), without 2nd shunt trip, without 1st Shunt trip | 146000 | 1 | Z\ | 1
3WA1120-3AE41-0AA0 |  | Withdrawable circuit breaker with guide frame, IEC 60947-2, frame size 1, 4-poles, N-pole left, In=2000A up to 690V AC 50/60Hz, breaking capacity S Icu=66/50kA at 500/690V, Trip unit ETU600 LSI upgrade ready , colordisplay, bluetooth and USB interface, Protection LT, ST, INST, include N-protection, (internal N-sensor available), incl. trip alarm switch (1xCO), rear connection vertical, guide frame with shutter and w/o position signalling switch, without Com & metering function Manual operating mechanism with mechanical closing, without Spring charging motor, Ready-to-close signal. switch, Auxiliary switches 2NO+2NC, without Closing coil (CC), manual operating mechanism with mechanical closing, without Remote trip alarm reset coil (RR), without 2nd shunt trip, without 1st Shunt trip | 197000 | 1 | Z\ | 1
3WA1120-3AE42-0AA0 |  | Withdrawable circuit breaker with guide frame, IEC 60947-2, frame size 1, 4-poles, N-pole left, In=2000A up to 690V AC 50/60Hz, breaking capacity S Icu=66/50kA at 500/690V, Trip unit ETU600 LSI upgrade ready , colordisplay, bluetooth and USB interface, Protection LT, ST, INST, include N-protection, (internal N-sensor available), incl. trip alarm switch (1xCO), rear connection horizontal, guide frame with shutter and w/o position signalling switch, without Com & metering function Manual operating mechanism with mechanical closing, without Spring charging motor, Ready-to-close signal. switch, Auxiliary switches 2NO+2NC, without Closing coil (CC), manual operating mechanism with mechanical closing, without Remote trip alarm reset coil (RR), without 2nd shunt trip, without 1st Shunt trip | 193000 | 1 | Z\ | 1
3WA1120-3AE43-0AA0 |  | Withdrawable circuit breaker with guide frame, IEC 60947-2, frame size 1, 4-poles, N-pole left, In=2000A up to 690V AC 50/60Hz, breaking capacity S Icu=66/50kA at 500/690V, Trip unit ETU600 LSI upgrade ready , colordisplay, bluetooth and USB interface, Protection LT, ST, INST, include N-protection, (internal N-sensor available), incl. trip alarm switch (1xCO), front connection double hole, guide frame with shutter and w/o position signalling switch, without Com & metering function Manual operating mechanism with mechanical closing, without Spring charging motor, Ready-to-close signal. switch, Auxiliary switches 2NO+2NC, without Closing coil (CC), manual operating mechanism with mechanical closing, without Remote trip alarm reset coil (RR), without 2nd shunt trip, without 1st Shunt trip | 206000 | 1 | Z\ | 1
3WA1120-3AE44-0AA0 |  | Withdrawable circuit breaker with guide frame, IEC 60947-2, frame size 1, 4-poles, N-pole left, In=2000A up to 690V AC 50/60Hz, breaking capacity S Icu=66/50kA at 500/690V, Trip unit ETU600 LSI upgrade ready , colordisplay, bluetooth and USB interface, Protection LT, ST, INST, include N-protection, (internal N-sensor available), incl. trip alarm switch (1xCO), rear connection flange, guide frame with shutter and w/o position signalling switch, without Com & metering function Manual operating mechanism with mechanical closing, without Spring charging motor, Ready-to-close signal. switch, Auxiliary switches 2NO+2NC, without Closing coil (CC), manual operating mechanism with mechanical closing, without Remote trip alarm reset coil (RR), without 2nd shunt trip, without 1st Shunt trip | 193000 | 1 | Z\ | 1
3WA1120-3AF01-0AA0 |  | Fixed-mounted circuit breaker IEC 60947-2, frame size 1, 3-poles, In=2000A up to 690V AC 50/60Hz, breaking capacity S Icu=66/50kA at 500/690V, Trip unit ETU600 LSIG upgrade ready , colordisplay, bluetooth and USB interface, Protection LT, ST, INST, GFx, N-protection required an external N-sensor, incl. trip alarm switch (1xCO), rear connection vertical, without Com & metering function Manual operating mechanism with mechanical closing, without Spring charging motor, Ready-to-close signal. switch, Auxiliary switches 2NO+2NC, without Closing coil (CC), manual operating mechanism with mechanical closing, without Remote trip alarm reset coil (RR), without 2nd shunt trip, without 1st Shunt trip | 125000 | 1 | Z\ | 1
3WA1120-3AF02-0AA0 |  | Fixed-mounted circuit breaker IEC 60947-2, frame size 1, 3-poles, In=2000A up to 690V AC 50/60Hz, breaking capacity S Icu=66/50kA at 500/690V, Trip unit ETU600 LSIG upgrade ready , colordisplay, bluetooth and USB interface, Protection LT, ST, INST, GFx, N-protection required an external N-sensor, incl. trip alarm switch (1xCO), rear connection horizontal, without Com & metering function Manual operating mechanism with mechanical closing, without Spring charging motor, Ready-to-close signal. switch, Auxiliary switches 2NO+2NC, without Closing coil (CC), manual operating mechanism with mechanical closing, without Remote trip alarm reset coil (RR), without 2nd shunt trip, without 1st Shunt trip | 121000 | 1 | Z\ | 1
3WA1120-3AF03-0AA0 |  | Fixed-mounted circuit breaker IEC 60947-2, frame size 1, 3-poles, In=2000A up to 690V AC 50/60Hz, breaking capacity S Icu=66/50kA at 500/690V, Trip unit ETU600 LSIG upgrade ready , colordisplay, bluetooth and USB interface, Protection LT, ST, INST, GFx, N-protection required an external N-sensor, incl. trip alarm switch (1xCO), front connection double hole, without Com & metering function Manual operating mechanism with mechanical closing, without Spring charging motor, Ready-to-close signal. switch, Auxiliary switches 2NO+2NC, without Closing coil (CC), manual operating mechanism with mechanical closing, without Remote trip alarm reset coil (RR), without 2nd shunt trip, without 1st Shunt trip | 131000 | 1 | Z\ | 1
3WA1120-3AF11-0AA0 |  | Fixed-mounted circuit breaker IEC 60947-2, frame size 1, 4-poles, N-pole left, In=2000A up to 690V AC 50/60Hz, breaking capacity S Icu=66/50kA at 500/690V, Trip unit ETU600 LSIG upgrade ready , colordisplay, bluetooth and USB interface, Protection LT, ST, INST, GFx, include N-protection, (internal N-sensor available), incl. trip alarm switch (1xCO), rear connection vertical, without Com & metering function Manual operating mechanism with mechanical closing, without Spring charging motor, Ready-to-close signal. switch, Auxiliary switches 2NO+2NC, without Closing coil (CC), manual operating mechanism with mechanical closing, without Remote trip alarm reset coil (RR), without 2nd shunt trip, without 1st Shunt trip | 161000 | 1 | Z\ | 1
3WA1120-3AF12-0AA0 |  | Fixed-mounted circuit breaker IEC 60947-2, frame size 1, 4-poles, N-pole left, In=2000A up to 690V AC 50/60Hz, breaking capacity S Icu=66/50kA at 500/690V, Trip unit ETU600 LSIG upgrade ready , colordisplay, bluetooth and USB interface, Protection LT, ST, INST, GFx, include N-protection, (internal N-sensor available), incl. trip alarm switch (1xCO), rear connection horizontal, without Com & metering function Manual operating mechanism with mechanical closing, without Spring charging motor, Ready-to-close signal. switch, Auxiliary switches 2NO+2NC, without Closing coil (CC), manual operating mechanism with mechanical closing, without Remote trip alarm reset coil (RR), without 2nd shunt trip, without 1st Shunt trip | 157000 | 1 | Z\ | 1
3WA1120-3AF13-0AA0 |  | Fixed-mounted circuit breaker IEC 60947-2, frame size 1, 4-poles, N-pole left, In=2000A up to 690V AC 50/60Hz, breaking capacity S Icu=66/50kA at 500/690V, Trip unit ETU600 LSIG upgrade ready , colordisplay, bluetooth and USB interface, Protection LT, ST, INST, GFx, include N-protection, (internal N-sensor available), incl. trip alarm switch (1xCO), front connection double hole, without Com & metering function Manual operating mechanism with mechanical closing, without Spring charging motor, Ready-to-close signal. switch, Auxiliary switches 2NO+2NC, without Closing coil (CC), manual operating mechanism with mechanical closing, without Remote trip alarm reset coil (RR), without 2nd shunt trip, without 1st Shunt trip | 170000 | 1 | Z\ | 1
3WA1120-3AF21-0AA0 |  | fixed-mounted circuit breaker, IEC 60947-2, size 1, 4-pole, N pole on right, In=2000 A up to 690 V AC 50/60 Hz, breaking capacity S Icu=66/50 kA at 500/690 V, tripping unit ETU600 LSIG upgradeable, color display, Bluetooth, USB interface, basic protection LT, ST, INST, GFx, including protection of the N conductor (internal neutral point sensor available), trip alarm switch (1 x CO), connection at rear vertical, without Com & metering function Manual operating mechanism with mechanical closing, without Spring charging motor, Ready-to-close signal. switch, Auxiliary switches 2NO+2NC, without Closing coil (CC), manual operating mechanism with mechanical closing, without Remote trip alarm reset coil (RR), without 2nd shunt trip, without 1st Shunt trip | 161000 | 1 | Z\ | 1
3WA1120-3AF22-0AA0 |  | fixed-mounted circuit breaker, IEC 60947-2, size 1, 4-pole, N pole on right, In=2000 A up to 690 V AC 50/60 Hz, breaking capacity S Icu=66/50 kA at 500/690 V, tripping unit ETU600 LSIG upgradeable, color display, Bluetooth, USB interface, basic protection LT, ST, INST, GFx, including protection of the N conductor (internal neutral point sensor available), trip alarm switch (1 x CO), connection at rear horizontal without Com & metering function Manual operating mechanism with mechanical closing, without Spring charging motor, Ready-to-close signal. switch, Auxiliary switches 2NO+2NC, without Closing coil (CC), manual operating mechanism with mechanical closing, without Remote trip alarm reset coil (RR), without 2nd shunt trip, without 1st Shunt trip | 157000 | 1 | Z\ | 1
3WA1120-3AF23-0AA0 |  | fixed-mounted circuit breaker, IEC 60947-2, size 1, 4-pole, N pole on right, In=2000 A up to 690 V AC 50/60 Hz, breaking capacity S Icu=66/50 kA at 500/690 V, tripping unit ETU600 LSIG upgradeable, color display, Bluetooth, USB interface, basic protection LT, ST, INST, GFx, including protection of the N conductor (internal neutral point sensor available), trip alarm switch (1 x CO), front connection double hole, without Com & metering function Manual operating mechanism with mechanical closing, without Spring charging motor, Ready-to-close signal. switch, Auxiliary switches 2NO+2NC, without Closing coil (CC), manual operating mechanism with mechanical closing, without Remote trip alarm reset coil (RR), without 2nd shunt trip, without 1st Shunt trip | 170000 | 1 | Z\ | 1
3WA1120-3AF31-0AA0 |  | Withdrawable circuit breaker with guide frame, IEC 60947-2, frame size 1, 3-poles, In=2000A up to 690V AC 50/60Hz, breaking capacity S Icu=66/50kA at 500/690V, Trip unit ETU600 LSIG upgrade ready , colordisplay, bluetooth and USB interface, Protection LT, ST, INST, GFx, N-protection required an external N-sensor, incl. trip alarm switch (1xCO), rear connection vertical, guide frame with shutter and w/o position signalling switch, without Com & metering function Manual operating mechanism with mechanical closing, without Spring charging motor, Ready-to-close signal. switch, Auxiliary switches 2NO+2NC, without Closing coil (CC), manual operating mechanism with mechanical closing, without Remote trip alarm reset coil (RR), without 2nd shunt trip, without 1st Shunt trip | 160000 | 1 | Z\ | 1
3WA1120-3AF32-0AA0 |  | Withdrawable circuit breaker with guide frame, IEC 60947-2, frame size 1, 3-poles, In=2000A up to 690V AC 50/60Hz, breaking capacity S Icu=66/50kA at 500/690V, Trip unit ETU600 LSIG upgrade ready , colordisplay, bluetooth and USB interface, Protection LT, ST, INST, GFx, N-protection required an external N-sensor, incl. trip alarm switch (1xCO), rear connection horizontal, guide frame with shutter and w/o position signalling switch, without Com & metering function Manual operating mechanism with mechanical closing, without Spring charging motor, Ready-to-close signal. switch, Auxiliary switches 2NO+2NC, without Closing coil (CC), manual operating mechanism with mechanical closing, without Remote trip alarm reset coil (RR), without 2nd shunt trip, without 1st Shunt trip | 156000 | 1 | Z\ | 1
3WA1120-3AF32-3DA3-Z | T40 | Withdrawable circuit breaker with guide frame, IEC 60947-2, frame size 1, 3-poles, In=2000A up to 690V AC 50/60Hz, breaking capacity S Icu=66/50kA at 500/690V, Trip unit ETU600 LSIG upgrade ready , colordisplay, bluetooth and USB interface, Protection LT, ST, INST, GFx, N-protection required an external N-sensor, incl. trip alarm switch (1xCO), rear connection horizontal, guide frame with shutter and w/o position signalling switch, without Com & metering function with manual and motorized operating mechanism (M) 110-127 V AC / 110-125 V DC, Storage status and ready-to- close signaling switches, Auxiliary switches 2NO+2NC, Closing coil (CC) 100% OP 110-127 V AC / 110-125 V DC, applicable for continuous duty, without Remote trip alarm reset coil (RR), without 2nd shunt trip, Shunt trip (ST) 100% OP 110-127 V AC / 110-125 V DC, suitable for continuous duty, Option T40 = Door sealing frame IP41 | 179920 | 1 | Z\ | 1
3WA1120-3AF32-7DA3-Z | R55T40 | Withdrawable circuit breaker with guide frame, IEC 60947-2, frame size 1, 3-poles, In=2000A up to 690V AC 50/60Hz, breaking capacity S Icu=66/50kA at 500/690V, Trip unit ETU600 LSIG upgrade ready , colordisplay, bluetooth and USB interface, Protection LT, ST, INST, GFx, N-protection required an external N-sensor, incl. trip alarm switch (1xCO), rear connection horizontal, guide frame with shutter and w/o position signalling switch, without Com & metering function with manual and motorized operating mechanism (M) 110-127 V AC / 110-125 V DC, Storage status and ready-to- close signaling switches, Auxiliary switches 4NO+4NC, Closing coil (CC) 100% OP 110-127 V AC / 110-125 V DC, applicable for continuous duty, without Remote trip alarm reset coil (RR), without 2nd shunt trip, Shunt trip (ST) 100% OP 110-127 V AC / 110-125 V DC, suitable for continuous duty, Option R55 = Mutual mechanical interlocking with 2 m bowden cable for circuit breakers in withdraw- able design necessary once for each circuit breaker. Option T40 = Door sealing frame IP41 | 191380 | 1 | Z\ | 1
3WA1120-3AF33-0AA0 |  | Withdrawable circuit breaker with guide frame, IEC 60947-2, frame size 1, 3-poles, In=2000A up to 690V AC 50/60Hz, breaking capacity S Icu=66/50kA at 500/690V, Trip unit ETU600 LSIG upgrade ready , colordisplay, bluetooth and USB interface, Protection LT, ST, INST, GFx, N-protection required an external N-sensor, incl. trip alarm switch (1xCO), front connection double hole, guide frame with shutter and w/o position signalling switch, without Com & metering function Manual operating mechanism with mechanical closing, without Spring charging motor, Ready-to-close signal. switch, Auxiliary switches 2NO+2NC, without Closing coil (CC), manual operating mechanism with mechanical closing, without Remote trip alarm reset coil (RR), without 2nd shunt trip, without 1st Shunt trip | 166000 | 1 | Z\ | 1
3WA1120-3AF34-0AA0 |  | Withdrawable circuit breaker with guide frame, IEC 60947-2, frame size 1, 3-poles, In=2000A up to 690V AC 50/60Hz, breaking capacity S Icu=66/50kA at 500/690V, Trip unit ETU600 LSIG upgrade ready , colordisplay, bluetooth and USB interface, Protection LT, ST, INST, GFx, N-protection required an external N-sensor, incl. trip alarm switch (1xCO), rear connection flange, guide frame with shutter and w/o position signalling switch, without Com & metering function Manual operating mechanism with mechanical closing, without Spring charging motor, Ready-to-close signal. switch, Auxiliary switches 2NO+2NC, without Closing coil (CC), manual operating mechanism with mechanical closing, without Remote trip alarm reset coil (RR), without 2nd shunt trip, without 1st Shunt trip | 156000 | 1 | Z\ | 1
3WA1120-3AF34-0AA4-Z | S07 | Withdrawable circuit breaker with guide frame, IEC 60947-2, frame size 1, 3-poles, In=2000A up to 690V AC 50/60Hz, breaking capacity S Icu=66/50kA at 500/690V, Trip unit ETU600 LSIG upgrade ready , colordisplay, bluetooth and USB interface, Protection LT, ST, INST, GFx, N-protection required an external N-sensor, incl. trip alarm switch (1xCO), rear connection flange, guide frame with shutter and w/o position signalling switch, without Com & metering function Manual operating mechanism with mechanical closing, without Spring charging motor, Ready-to-close signal. switch, Auxiliary switches 2NO+2NC, without Closing coil (CC), manual operating mechanism with mechanical closing, without Remote trip alarm reset coil (RR), without 2nd shunt trip, Shunt trip (ST) 100% OP 208-240 V AC / 220-250 V DC, suitable for continuous duty, Option S07 = Locking provision against unauthorized closing Secured Open; for padlock device Padlocks are not included. | 160350 | 1 | Z\ | 1
3WA1120-3AF41-0AA0 |  | Withdrawable circuit breaker with guide frame, IEC 60947-2, frame size 1, 4-poles, N-pole left, In=2000A up to 690V AC 50/60Hz, breaking capacity S Icu=66/50kA at 500/690V, Trip unit ETU600 LSIG upgrade ready , colordisplay, bluetooth and USB interface, Protection LT, ST, INST, GFx, include N-protection, (internal N-sensor available), incl. trip alarm switch (1xCO), rear connection vertical, guide frame with shutter and w/o position signalling switch, without Com & metering function Manual operating mechanism with mechanical closing, without Spring charging motor, Ready-to-close signal. switch, Auxiliary switches 2NO+2NC, without Closing coil (CC), manual operating mechanism with mechanical closing, without Remote trip alarm reset coil (RR), without 2nd shunt trip, without 1st Shunt trip | 208000 | 1 | Z\ | 1
3WA1120-3AF42-0AA0 |  | Withdrawable circuit breaker with guide frame, IEC 60947-2, frame size 1, 4-poles, N-pole left, In=2000A up to 690V AC 50/60Hz, breaking capacity S Icu=66/50kA at 500/690V, Trip unit ETU600 LSIG upgrade ready , colordisplay, bluetooth and USB interface, Protection LT, ST, INST, GFx, include N-protection, (internal N-sensor available), incl. trip alarm switch (1xCO), rear connection horizontal, guide frame with shutter and w/o position signalling switch, without Com & metering function Manual operating mechanism with mechanical closing, without Spring charging motor, Ready-to-close signal. switch, Auxiliary switches 2NO+2NC, without Closing coil (CC), manual operating mechanism with mechanical closing, without Remote trip alarm reset coil (RR), without 2nd shunt trip, without 1st Shunt trip | 203000 | 1 | Z\ | 1
3WA1120-3AF43-0AA0 |  | Withdrawable circuit breaker with guide frame, IEC 60947-2, frame size 1, 4-poles, N-pole left, In=2000A up to 690V AC 50/60Hz, breaking capacity S Icu=66/50kA at 500/690V, Trip unit ETU600 LSIG upgrade ready , colordisplay, bluetooth and USB interface, Protection LT, ST, INST, GFx, include N-protection, (internal N-sensor available), incl. trip alarm switch (1xCO), front connection double hole, guide frame with shutter and w/o position signalling switch, without Com & metering function Manual operating mechanism with mechanical closing, without Spring charging motor, Ready-to-close signal. switch, Auxiliary switches 2NO+2NC, without Closing coil (CC), manual operating mechanism with mechanical closing, without Remote trip alarm reset coil (RR), without 2nd shunt trip, without 1st Shunt trip | 216000 | 1 | Z\ | 1
3WA1120-3AF44-0AA0 |  | Withdrawable circuit breaker with guide frame, IEC 60947-2, frame size 1, 4-poles, N-pole left, In=2000A up to 690V AC 50/60Hz, breaking capacity S Icu=66/50kA at 500/690V, Trip unit ETU600 LSIG upgrade ready , colordisplay, bluetooth and USB interface, Protection LT, ST, INST, GFx, include N-protection, (internal N-sensor available), incl. trip alarm switch (1xCO), rear connection flange, guide frame with shutter and w/o position signalling switch, without Com & metering function Manual operating mechanism with mechanical closing, without Spring charging motor, Ready-to-close signal. switch, Auxiliary switches 2NO+2NC, without Closing coil (CC), manual operating mechanism with mechanical closing, without Remote trip alarm reset coil (RR), without 2nd shunt trip, without 1st Shunt trip | 203000 | 1 | Z\ | 1
3WA1120-3AF50-3DA3-Z | C01D80F40S07T40 | withdrawable circuit breaker, without guide frame, IEC 60947-2, size 1, 4-pole, N pole on right, In=2000 A up to 690 V AC 50/60 Hz, breaking capacity S Icu=66/50 kA at 500/690 V, tripping unit ETU600 LSIG upgradeable, color display, Bluetooth, USB interface, basic protection LT, ST, INST, GFx, including protection of the N conductor (internal neutral point sensor available), trip alarm switch (1 x CO), guide frame with shutter, without position signaling switch, without Com & metering function with manual and motorized operating mechanism (M) 110-127 V AC / 110-125 V DC, Storage status and ready-to- close signaling switches, Auxiliary switches 2NO+2NC, Closing coil (CC) 100% OP 110-127 V AC / 110-125 V DC, applicable for continuous duty, without Remote trip alarm reset coil (RR), without 2nd shunt trip, Shunt trip (ST) 100% OP 110-127 V AC / 110-125 V DC, suitable for continuous duty, Option C01 = Operations counter for circuit breaker Option D80 = Circuit breaker without Bluetooth functionality Option F40 = Sealing cover for ETU Option S07 = Locking provision against unauthorized closing Secured Open; for padlock device Padlocks are not included. Option T40 = Door sealing frame IP41 | 203488 | 1 | Z\ | 1
3WA1120-3CA01-0AA0 |  | Non-automatic circuit breaker Fixed-mounted version, IEC 60947-2, frame size 1, 3-poles, In=2000A up to 690V AC 50/60Hz, breaking capacity S Icc=66/50kA at 500/690V, without electr. trip unit ETU, rear connection vertical, able to communication, Manual operating mechanism with mechanical closing, without Spring charging motor, Ready-to-close signal. switch, Auxiliary switches 2NO+2NC, without Closing coil (CC), manual operating mechanism with mechanical closing, without Remote trip alarm reset coil (RR), without 2nd shunt trip, without 1st Shunt trip | 103030 | 1 | Z\ | 1
3WA1120-3CA02-0AA0 |  | Non-automatic circuit breaker Fixed-mounted version, IEC 60947-2, frame size 1, 3-poles, In=2000A up to 690V AC 50/60Hz, breaking capacity S Icc=66/50kA at 500/690V, without electr. trip unit ETU, rear connection horizontal, able to communication, Manual operating mechanism with mechanical closing, without Spring charging motor, Ready-to-close signal. switch, Auxiliary switches 2NO+2NC, without Closing coil (CC), manual operating mechanism with mechanical closing, without Remote trip alarm reset coil (RR), without 2nd shunt trip, without 1st Shunt trip | 99730 | 1 | Z\ | 1
3WA1120-3CA03-0AA0 |  | Non-automatic circuit breaker Fixed-mounted version, IEC 60947-2, frame size 1, 3-poles, In=2000A up to 690V AC 50/60Hz, breaking capacity S Icc=66/50kA at 500/690V, without electr. trip unit ETU, front connection double hole, able to communication, Manual operating mechanism with mechanical closing, without Spring charging motor, Ready-to-close signal. switch, Auxiliary switches 2NO+2NC, without Closing coil (CC), manual operating mechanism with mechanical closing, without Remote trip alarm reset coil (RR), without 2nd shunt trip, without 1st Shunt trip | 109430 | 1 | Z\ | 1
3WA1120-3CA11-0AA0 |  | Non-automatic circuit breaker Fixed-mounted version, IEC 60947-2, frame size 1, 4-poles, N-pole left, In=2000A up to 690V AC 50/60Hz, breaking capacity S Icc=66/50kA at 500/690V, without electr. trip unit ETU, rear connection vertical, able to communication, Manual operating mechanism with mechanical closing, without Spring charging motor, Ready-to-close signal. switch, Auxiliary switches 2NO+2NC, without Closing coil (CC), manual operating mechanism with mechanical closing, without Remote trip alarm reset coil (RR), without 2nd shunt trip, without 1st Shunt trip | 134430 | 1 | Z\ | 1
3WA1120-3CA12-0AA0 |  | Non-automatic circuit breaker Fixed-mounted version, IEC 60947-2, frame size 1, 4-poles, N-pole left, In=2000A up to 690V AC 50/60Hz, breaking capacity S Icc=66/50kA at 500/690V, without electr. trip unit ETU, rear connection horizontal, able to communication, Manual operating mechanism with mechanical closing, without Spring charging motor, Ready-to-close signal. switch, Auxiliary switches 2NO+2NC, without Closing coil (CC), manual operating mechanism with mechanical closing, without Remote trip alarm reset coil (RR), without 2nd shunt trip, without 1st Shunt trip | 130430 | 1 | Z\ | 1
3WA1120-3CA13-0AA0 |  | Non-automatic circuit breaker Fixed-mounted version, IEC 60947-2, frame size 1, 4-poles, N-pole left, In=2000A up to 690V AC 50/60Hz, breaking capacity S Icc=66/50kA at 500/690V, without electr. trip unit ETU, front connection double hole, able to communication, Manual operating mechanism with mechanical closing, without Spring charging motor, Ready-to-close signal. switch, Auxiliary switches 2NO+2NC, without Closing coil (CC), manual operating mechanism with mechanical closing, without Remote trip alarm reset coil (RR), without 2nd shunt trip, without 1st Shunt trip | 143430 | 1 | Z\ | 1
3WA1120-3CA21-0AA0 |  | AC non-automatic air circuit breaker 3WA, fixed-mounted version, IEC 60947-2, size 1, 4-pole, N pole on right, In=2000 A up to 690 V AC 50/60 Hz, breaking capacity S, Icc=66/50 kA at 500/690 V, without electronic trip unit ETU, connection at rear vertical, able to communication, Manual operating mechanism with mechanical closing, without Spring charging motor, Ready-to-close signal. switch, Auxiliary switches 2NO+2NC, without Closing coil (CC), manual operating mechanism with mechanical closing, without Remote trip alarm reset coil (RR), without 2nd shunt trip, without 1st Shunt trip | 134430 | 1 | Z\ | 1
3WA1120-3CA22-0AA0 |  | AC non-automatic air circuit breaker 3WA, fixed-mounted version, IEC 60947-2, size 1, 4-pole, N pole on right, In=2000 A up to 690 V AC 50/60 Hz, breaking capacity S, Icc=66/50 kA at 500/690 V, without electronic trip unit ETU, connection at rear horizontal able to communication, Manual operating mechanism with mechanical closing, without Spring charging motor, Ready-to-close signal. switch, Auxiliary switches 2NO+2NC, without Closing coil (CC), manual operating mechanism with mechanical closing, without Remote trip alarm reset coil (RR), without 2nd shunt trip, without 1st Shunt trip | 130430 | 1 | Z\ | 1
3WA1120-3CA23-0AA0 |  | AC non-automatic air circuit breaker 3WA, fixed-mounted version, IEC 60947-2, size 1, 4-pole, N pole on right, In=2000 A up to 690 V AC 50/60 Hz, breaking capacity S, Icc=66/50 kA at 500/690 V, without electronic trip unit ETU, front connection double hole, able to communication, Manual operating mechanism with mechanical closing, without Spring charging motor, Ready-to-close signal. switch, Auxiliary switches 2NO+2NC, without Closing coil (CC), manual operating mechanism with mechanical closing, without Remote trip alarm reset coil (RR), without 2nd shunt trip, without 1st Shunt trip | 143430 | 1 | Z\ | 1
3WA1120-3CA31-0AA0 |  | Non-automatic circuit breaker withdrawable version, with guide frame, IEC 60947-2, frame size 1, 3-poles, In=2000A up to 690V AC 50/60Hz, breaking capacity S Icc=66/50kA at 500/690V, without electr. trip unit ETU, rear connection vertical, guide frame with shutter and w/o position signalling switch, able to communication, Manual operating mechanism with mechanical closing, without Spring charging motor, Ready-to-close signal. switch, Auxiliary switches 2NO+2NC, without Closing coil (CC), manual operating mechanism with mechanical closing, without Remote trip alarm reset coil (RR), without 2nd shunt trip, without 1st Shunt trip | 133430 | 1 | Z\ | 1
3WA1120-3CA32-0AA0 |  | Non-automatic circuit breaker withdrawable version, with guide frame, IEC 60947-2, frame size 1, 3-poles, In=2000A up to 690V AC 50/60Hz, breaking capacity S Icc=66/50kA at 500/690V, without electr. trip unit ETU, rear connection horizontal, guide frame with shutter and w/o position signalling switch, able to communication, Manual operating mechanism with mechanical closing, without Spring charging motor, Ready-to-close signal. switch, Auxiliary switches 2NO+2NC, without Closing coil (CC), manual operating mechanism with mechanical closing, without Remote trip alarm reset coil (RR), without 2nd shunt trip, without 1st Shunt trip | 130430 | 1 | Z\ | 1
3WA1120-3CA33-0AA0 |  | Non-automatic circuit breaker withdrawable version, with guide frame, IEC 60947-2, frame size 1, 3-poles, In=2000A up to 690V AC 50/60Hz, breaking capacity S Icc=66/50kA at 500/690V, without electr. trip unit ETU, front connection double hole, guide frame with shutter and w/o position signalling switch, able to communication, Manual operating mechanism with mechanical closing, without Spring charging motor, Ready-to-close signal. switch, Auxiliary switches 2NO+2NC, without Closing coil (CC), manual operating mechanism with mechanical closing, without Remote trip alarm reset coil (RR), without 2nd shunt trip, without 1st Shunt trip | 140430 | 1 | Z\ | 1
3WA1120-3CA34-0AA0 |  | Non-automatic circuit breaker withdrawable version, with guide frame, IEC 60947-2, frame size 1, 3-poles, In=2000A up to 690V AC 50/60Hz, breaking capacity S Icc=66/50kA at 500/690V, without electr. trip unit ETU, rear connection flange, guide frame with shutter and w/o position signalling switch, able to communication, Manual operating mechanism with mechanical closing, without Spring charging motor, Ready-to-close signal. switch, Auxiliary switches 2NO+2NC, without Closing coil (CC), manual operating mechanism with mechanical closing, without Remote trip alarm reset coil (RR), without 2nd shunt trip, without 1st Shunt trip | 130430 | 1 | Z\ | 1
3WA1120-3CA41-0AA0 |  | Non-automatic circuit breaker withdrawable version, with guide frame, IEC 60947-2, frame size 1, 4-poles, N-pole left, In=2000A up to 690V AC 50/60Hz, breaking capacity S Icc=66/50kA at 500/690V, without electr. trip unit ETU, rear connection vertical, guide frame with shutter and w/o position signalling switch, able to communication, Manual operating mechanism with mechanical closing, without Spring charging motor, Ready-to-close signal. switch, Auxiliary switches 2NO+2NC, without Closing coil (CC), manual operating mechanism with mechanical closing, without Remote trip alarm reset coil (RR), without 2nd shunt trip, without 1st Shunt trip | 174430 | 1 | Z\ | 1
3WA1120-3CA42-0AA0 |  | Non-automatic circuit breaker withdrawable version, with guide frame, IEC 60947-2, frame size 1, 4-poles, N-pole left, In=2000A up to 690V AC 50/60Hz, breaking capacity S Icc=66/50kA at 500/690V, without electr. trip unit ETU, rear connection horizontal, guide frame with shutter and w/o position signalling switch, able to communication, Manual operating mechanism with mechanical closing, without Spring charging motor, Ready-to-close signal. switch, Auxiliary switches 2NO+2NC, without Closing coil (CC), manual operating mechanism with mechanical closing, without Remote trip alarm reset coil (RR), without 2nd shunt trip, without 1st Shunt trip | 170430 | 1 | Z\ | 1
3WA1120-3CA43-0AA0 |  | Non-automatic circuit breaker withdrawable version, with guide frame, IEC 60947-2, frame size 1, 4-poles, N-pole left, In=2000A up to 690V AC 50/60Hz, breaking capacity S Icc=66/50kA at 500/690V, without electr. trip unit ETU, front connection double hole, guide frame with shutter and w/o position signalling switch, able to communication, Manual operating mechanism with mechanical closing, without Spring charging motor, Ready-to-close signal. switch, Auxiliary switches 2NO+2NC, without Closing coil (CC), manual operating mechanism with mechanical closing, without Remote trip alarm reset coil (RR), without 2nd shunt trip, without 1st Shunt trip | 183430 | 1 | Z\ | 1
3WA1120-3CA44-0AA0 |  | Non-automatic circuit breaker withdrawable version, with guide frame, IEC 60947-2, frame size 1, 4-poles, N-pole left, In=2000A up to 690V AC 50/60Hz, breaking capacity S Icc=66/50kA at 500/690V, without electr. trip unit ETU, rear connection flange, guide frame with shutter and w/o position signalling switch, able to communication, Manual operating mechanism with mechanical closing, without Spring charging motor, Ready-to-close signal. switch, Auxiliary switches 2NO+2NC, without Closing coil (CC), manual operating mechanism with mechanical closing, without Remote trip alarm reset coil (RR), without 2nd shunt trip, without 1st Shunt trip | 170430 | 1 | Z\ | 1
3WA1120-3CE32-3DU3-Z | F19R30S07 | Withdrawable circuit breaker with guide frame, IEC 60947-2, frame size 1, 3-poles, In=2000A up to 690V AC 50/60Hz, breaking capacity S Icu=66/50kA at 500/690V, Trip unit ETU600 LSI upgrade ready , colordisplay, bluetooth and USB interface, Protection LT, ST, INST, N-protection required an external N-sensor, incl. trip alarm switch (1xCO), rear connection horizontal, guide frame with shutter and w/o position signalling switch, able to communication, with manual and motorized operating mechanism (M) 110-127 V AC / 110-125 V DC, Storage status and ready-to- close signaling switches, Auxiliary switches 2NO+2NC, Closing coil (CC) 100% OP 110-127 V AC / 110-125 V DC, applicable for continuous duty, without Remote trip alarm reset coil (RR), Undervoltage release (UVR-t) with time delay 0,2-3,2 s 110-127 V AC / 110-125 V DC, Shunt trip (ST) 100% OP 110-127 V AC / 110-125 V DC, suitable for continuous duty, Option F19 = COM190 COM module PROFINET IO Modbus TCP 2 switched Ethernet ports circuit breaker internal Option R30 = Mechanical interlock to prevent opening of the circuit breaker compartment door, if ACB is closed; for withdrawable design. Option S07 = Locking provision against unauthorized closing Secured Open; for padlock device Padlocks are not included. | 201360 | 1 | Z\ | 1
3WA1120-3CF34-8EA4-Z | M71S07T40 | Withdrawable circuit breaker with guide frame, IEC 60947-2, frame size 1, 3-poles, In=2000A up to 690V AC 50/60Hz, breaking capacity S Icu=66/50kA at 500/690V, Trip unit ETU600 LSIG upgrade ready , colordisplay, bluetooth and USB interface, Protection LT, ST, INST, GFx, N-protection required an external N-sensor, incl. trip alarm switch (1xCO), rear connection flange, guide frame with shutter and w/o position signalling switch, able to communication, with manual and motorized operating mechanism (M) 208-240 V AC / 220-250 V DC, Storage status and ready-to- close signaling switches, Auxiliary switches 4NO+4NC, Closing coil (CC) 100% OP 208-240 V AC / 220-250 V DC, applicable for continuous duty, without Remote trip alarm reset coil (RR), without 2nd shunt trip, Shunt trip (ST) 100% OP 208-240 V AC / 220-250 V DC, suitable for continuous duty, option M71 = changeover to CC/ST without communication capability Option S07 = Locking provision against unauthorized closing Secured Open; for padlock device Padlocks are not included. Option T40 = Door sealing frame IP41 | 188710 | 1 | Z\ | 1
3WA1120-3CF34-8EA4-Z | S07T40 | Withdrawable circuit breaker with guide frame, IEC 60947-2, frame size 1, 3-poles, In=2000A up to 690V AC 50/60Hz, breaking capacity S Icu=66/50kA at 500/690V, Trip unit ETU600 LSIG upgrade ready , colordisplay, bluetooth and USB interface, Protection LT, ST, INST, GFx, N-protection required an external N-sensor, incl. trip alarm switch (1xCO), rear connection flange, guide frame with shutter and w/o position signalling switch, able to communication, with manual and motorized operating mechanism (M) 208-240 V AC / 220-250 V DC, Storage status and ready-to- close signaling switches, Auxiliary switches 4NO+4NC, Closing coil (CC) 100% OP 208-240 V AC / 220-250 V DC, applicable for continuous duty, without Remote trip alarm reset coil (RR), without 2nd shunt trip, Shunt trip (ST) 100% OP 208-240 V AC / 220-250 V DC, suitable for continuous duty, Option S07 = Locking provision against unauthorized closing Secured Open; for padlock device Padlocks are not included. Option T40 = Door sealing frame IP41 | 188710 | 1 | Z\ | 1
3WA1120-3EE01-0AA0 |  | Fixed-mounted circuit breaker IEC 60947-2, frame size 1, 3-poles, In=2000A up to 690V AC 50/60Hz, breaking capacity S Icu=66/50kA at 500/690V, Trip unit ETU600 LSI upgrade ready , colordisplay, bluetooth and USB interface, Protection LT, ST, INST, N-protection required an external N-sensor, incl. trip alarm switch (1xCO), rear connection vertical, with internal voltage tap on lower stab of circuit breaker, with voltage tap module VTM680 and power supply of ETU600, able to communication, integrated metering type PMF-1 Energy Efficiency, Voltage, Active energy Ea Manual operating mechanism with mechanical closing, without Spring charging motor, Ready-to-close signal. switch, Auxiliary switches 2NO+2NC, without Closing coil (CC), manual operating mechanism with mechanical closing, without Remote trip alarm reset coil (RR), without 2nd shunt trip, without 1st Shunt trip | 122870 | 1 | Z\ | 1
3WA1120-3EE02-0AA0 |  | Fixed-mounted circuit breaker IEC 60947-2, frame size 1, 3-poles, In=2000A up to 690V AC 50/60Hz, breaking capacity S Icu=66/50kA at 500/690V, Trip unit ETU600 LSI upgrade ready , colordisplay, bluetooth and USB interface, Protection LT, ST, INST, N-protection required an external N-sensor, incl. trip alarm switch (1xCO), rear connection horizontal, with internal voltage tap on lower stab of circuit breaker, with voltage tap module VTM680 and power supply of ETU600, able to communication, integrated metering type PMF-1 Energy Efficiency, Voltage, Active energy Ea Manual operating mechanism with mechanical closing, without Spring charging motor, Ready-to-close signal. switch, Auxiliary switches 2NO+2NC, without Closing coil (CC), manual operating mechanism with mechanical closing, without Remote trip alarm reset coil (RR), without 2nd shunt trip, without 1st Shunt trip | 119870 | 1 | Z\ | 1
3WA1120-3EE03-0AA0 |  | Fixed-mounted circuit breaker IEC 60947-2, frame size 1, 3-poles, In=2000A up to 690V AC 50/60Hz, breaking capacity S Icu=66/50kA at 500/690V, Trip unit ETU600 LSI upgrade ready , colordisplay, bluetooth and USB interface, Protection LT, ST, INST, N-protection required an external N-sensor, incl. trip alarm switch (1xCO), front connection double hole, with internal voltage tap on lower stab of circuit breaker, with voltage tap module VTM680 and power supply of ETU600, able to communication, integrated metering type PMF-1 Energy Efficiency, Voltage, Active energy Ea Manual operating mechanism with mechanical closing, without Spring charging motor, Ready-to-close signal. switch, Auxiliary switches 2NO+2NC, without Closing coil (CC), manual operating mechanism with mechanical closing, without Remote trip alarm reset coil (RR), without 2nd shunt trip, without 1st Shunt trip | 129870 | 1 | Z\ | 1
3WA1120-3EE11-0AA0 |  | Fixed-mounted circuit breaker IEC 60947-2, frame size 1, 4-poles, N-pole left, In=2000A up to 690V AC 50/60Hz, breaking capacity S Icu=66/50kA at 500/690V, Trip unit ETU600 LSI upgrade ready , colordisplay, bluetooth and USB interface, Protection LT, ST, INST, include N-protection, (internal N-sensor available), incl. trip alarm switch (1xCO), rear connection vertical, with internal voltage tap on lower stab of circuit breaker, with voltage tap module VTM680 and power supply of ETU600, able to communication, integrated metering type PMF-1 Energy Efficiency, Voltage, Active energy Ea Manual operating mechanism with mechanical closing, without Spring charging motor, Ready-to-close signal. switch, Auxiliary switches 2NO+2NC, without Closing coil (CC), manual operating mechanism with mechanical closing, without Remote trip alarm reset coil (RR), without 2nd shunt trip, without 1st Shunt trip | 158870 | 1 | Z\ | 1
3WA1120-3EE12-0AA0 |  | Fixed-mounted circuit breaker IEC 60947-2, frame size 1, 4-poles, N-pole left, In=2000A up to 690V AC 50/60Hz, breaking capacity S Icu=66/50kA at 500/690V, Trip unit ETU600 LSI upgrade ready , colordisplay, bluetooth and USB interface, Protection LT, ST, INST, include N-protection, (internal N-sensor available), incl. trip alarm switch (1xCO), rear connection horizontal, with internal voltage tap on lower stab of circuit breaker, with voltage tap module VTM680 and power supply of ETU600, able to communication, integrated metering type PMF-1 Energy Efficiency, Voltage, Active energy Ea Manual operating mechanism with mechanical closing, without Spring charging motor, Ready-to-close signal. switch, Auxiliary switches 2NO+2NC, without Closing coil (CC), manual operating mechanism with mechanical closing, without Remote trip alarm reset coil (RR), without 2nd shunt trip, without 1st Shunt trip | 154870 | 1 | Z\ | 1
3WA1120-3EE13-0AA0 |  | Fixed-mounted circuit breaker IEC 60947-2, frame size 1, 4-poles, N-pole left, In=2000A up to 690V AC 50/60Hz, breaking capacity S Icu=66/50kA at 500/690V, Trip unit ETU600 LSI upgrade ready , colordisplay, bluetooth and USB interface, Protection LT, ST, INST, include N-protection, (internal N-sensor available), incl. trip alarm switch (1xCO), front connection double hole, with internal voltage tap on lower stab of circuit breaker, with voltage tap module VTM680 and power supply of ETU600, able to communication, integrated metering type PMF-1 Energy Efficiency, Voltage, Active energy Ea Manual operating mechanism with mechanical closing, without Spring charging motor, Ready-to-close signal. switch, Auxiliary switches 2NO+2NC, without Closing coil (CC), manual operating mechanism with mechanical closing, without Remote trip alarm reset coil (RR), without 2nd shunt trip, without 1st Shunt trip | 167870 | 1 | Z\ | 1
3WA1120-3EE21-0AA0 |  | fixed-mounted circuit breaker, IEC 60947-2, size 1, 4-pole, N pole on right, In=2000 A up to 690 V AC 50/60 Hz, breaking capacity S Icu=66/50 kA at 500/690 V, tripping unit ETU600 LSI upgradeable, color display, Bluetooth, USB interface, basic protection LT, ST, INST, including protection of the N conductor (internal neutral point sensor available), trip alarm switch (1 x CO), connection at rear vertical, with internal voltage tap on lower stab of circuit breaker, with voltage tap module VTM680 and power supply of ETU600, able to communication, integrated metering type PMF-1 Energy Efficiency, Voltage, Active energy Ea Manual operating mechanism with mechanical closing, without Spring charging motor, Ready-to-close signal. switch, Auxiliary switches 2NO+2NC, without Closing coil (CC), manual operating mechanism with mechanical closing, without Remote trip alarm reset coil (RR), without 2nd shunt trip, without 1st Shunt trip | 158870 | 1 | Z\ | 1
3WA1120-3EE22-0AA0 |  | fixed-mounted circuit breaker, IEC 60947-2, size 1, 4-pole, N pole on right, In=2000 A up to 690 V AC 50/60 Hz, breaking capacity S Icu=66/50 kA at 500/690 V, tripping unit ETU600 LSI upgradeable, color display, Bluetooth, USB interface, basic protection LT, ST, INST, including protection of the N conductor (internal neutral point sensor available), trip alarm switch (1 x CO), connection at rear horizontal with internal voltage tap on lower stab of circuit breaker, with voltage tap module VTM680 and power supply of ETU600, able to communication, integrated metering type PMF-1 Energy Efficiency, Voltage, Active energy Ea Manual operating mechanism with mechanical closing, without Spring charging motor, Ready-to-close signal. switch, Auxiliary switches 2NO+2NC, without Closing coil (CC), manual operating mechanism with mechanical closing, without Remote trip alarm reset coil (RR), without 2nd shunt trip, without 1st Shunt trip | 154870 | 1 | Z\ | 1
3WA1120-3EE23-0AA0 |  | fixed-mounted circuit breaker, IEC 60947-2, size 1, 4-pole, N pole on right, In=2000 A up to 690 V AC 50/60 Hz, breaking capacity S Icu=66/50 kA at 500/690 V, tripping unit ETU600 LSI upgradeable, color display, Bluetooth, USB interface, basic protection LT, ST, INST, including protection of the N conductor (internal neutral point sensor available), trip alarm switch (1 x CO), front connection double hole, with internal voltage tap on lower stab of circuit breaker, with voltage tap module VTM680 and power supply of ETU600, able to communication, integrated metering type PMF-1 Energy Efficiency, Voltage, Active energy Ea Manual operating mechanism with mechanical closing, without Spring charging motor, Ready-to-close signal. switch, Auxiliary switches 2NO+2NC, without Closing coil (CC), manual operating mechanism with mechanical closing, without Remote trip alarm reset coil (RR), without 2nd shunt trip, without 1st Shunt trip | 167870 | 1 | Z\ | 1
3WA1120-3EE31-0AA0 |  | Withdrawable circuit breaker with guide frame, IEC 60947-2, frame size 1, 3-poles, In=2000A up to 690V AC 50/60Hz, breaking capacity S Icu=66/50kA at 500/690V, Trip unit ETU600 LSI upgrade ready , colordisplay, bluetooth and USB interface, Protection LT, ST, INST, N-protection required an external N-sensor, incl. trip alarm switch (1xCO), rear connection vertical, guide frame with shutter and w/o position signalling switch, with internal voltage tap on lower stab of circuit breaker, with voltage tap module VTM680 and power supply of ETU600, able to communication, integrated metering type PMF-1 Energy Efficiency, Voltage, Active energy Ea Manual operating mechanism with mechanical closing, without Spring charging motor, Ready-to-close signal. switch, Auxiliary switches 2NO+2NC, without Closing coil (CC), manual operating mechanism with mechanical closing, without Remote trip alarm reset coil (RR), without 2nd shunt trip, without 1st Shunt trip | 157870 | 1 | Z\ | 1
3WA1120-3EE32-0AA0 |  | Withdrawable circuit breaker with guide frame, IEC 60947-2, frame size 1, 3-poles, In=2000A up to 690V AC 50/60Hz, breaking capacity S Icu=66/50kA at 500/690V, Trip unit ETU600 LSI upgrade ready , colordisplay, bluetooth and USB interface, Protection LT, ST, INST, N-protection required an external N-sensor, incl. trip alarm switch (1xCO), rear connection horizontal, guide frame with shutter and w/o position signalling switch, with internal voltage tap on lower stab of circuit breaker, with voltage tap module VTM680 and power supply of ETU600, able to communication, integrated metering type PMF-1 Energy Efficiency, Voltage, Active energy Ea Manual operating mechanism with mechanical closing, without Spring charging motor, Ready-to-close signal. switch, Auxiliary switches 2NO+2NC, without Closing coil (CC), manual operating mechanism with mechanical closing, without Remote trip alarm reset coil (RR), without 2nd shunt trip, without 1st Shunt trip | 154870 | 1 | Z\ | 1
3WA1120-3EE33-0AA0 |  | Withdrawable circuit breaker with guide frame, IEC 60947-2, frame size 1, 3-poles, In=2000A up to 690V AC 50/60Hz, breaking capacity S Icu=66/50kA at 500/690V, Trip unit ETU600 LSI upgrade ready , colordisplay, bluetooth and USB interface, Protection LT, ST, INST, N-protection required an external N-sensor, incl. trip alarm switch (1xCO), front connection double hole, guide frame with shutter and w/o position signalling switch, with internal voltage tap on lower stab of circuit breaker, with voltage tap module VTM680 and power supply of ETU600, able to communication, integrated metering type PMF-1 Energy Efficiency, Voltage, Active energy Ea Manual operating mechanism with mechanical closing, without Spring charging motor, Ready-to-close signal. switch, Auxiliary switches 2NO+2NC, without Closing coil (CC), manual operating mechanism with mechanical closing, without Remote trip alarm reset coil (RR), without 2nd shunt trip, without 1st Shunt trip | 164870 | 1 | Z\ | 1
3WA1120-3EE34-0AA0 |  | Withdrawable circuit breaker with guide frame, IEC 60947-2, frame size 1, 3-poles, In=2000A up to 690V AC 50/60Hz, breaking capacity S Icu=66/50kA at 500/690V, Trip unit ETU600 LSI upgrade ready , colordisplay, bluetooth and USB interface, Protection LT, ST, INST, N-protection required an external N-sensor, incl. trip alarm switch (1xCO), rear connection flange, guide frame with shutter and w/o position signalling switch, with internal voltage tap on lower stab of circuit breaker, with voltage tap module VTM680 and power supply of ETU600, able to communication, integrated metering type PMF-1 Energy Efficiency, Voltage, Active energy Ea Manual operating mechanism with mechanical closing, without Spring charging motor, Ready-to-close signal. switch, Auxiliary switches 2NO+2NC, without Closing coil (CC), manual operating mechanism with mechanical closing, without Remote trip alarm reset coil (RR), without 2nd shunt trip, without 1st Shunt trip | 154870 | 1 | Z\ | 1
3WA1120-3EE41-0AA0 |  | Withdrawable circuit breaker with guide frame, IEC 60947-2, frame size 1, 4-poles, N-pole left, In=2000A up to 690V AC 50/60Hz, breaking capacity S Icu=66/50kA at 500/690V, Trip unit ETU600 LSI upgrade ready , colordisplay, bluetooth and USB interface, Protection LT, ST, INST, include N-protection, (internal N-sensor available), incl. trip alarm switch (1xCO), rear connection vertical, guide frame with shutter and w/o position signalling switch, with internal voltage tap on lower stab of circuit breaker, with voltage tap module VTM680 and power supply of ETU600, able to communication, integrated metering type PMF-1 Energy Efficiency, Voltage, Active energy Ea Manual operating mechanism with mechanical closing, without Spring charging motor, Ready-to-close signal. switch, Auxiliary switches 2NO+2NC, without Closing coil (CC), manual operating mechanism with mechanical closing, without Remote trip alarm reset coil (RR), without 2nd shunt trip, without 1st Shunt trip | 205870 | 1 | Z\ | 1
3WA1120-3EE42-0AA0 |  | Withdrawable circuit breaker with guide frame, IEC 60947-2, frame size 1, 4-poles, N-pole left, In=2000A up to 690V AC 50/60Hz, breaking capacity S Icu=66/50kA at 500/690V, Trip unit ETU600 LSI upgrade ready , colordisplay, bluetooth and USB interface, Protection LT, ST, INST, include N-protection, (internal N-sensor available), incl. trip alarm switch (1xCO), rear connection horizontal, guide frame with shutter and w/o position signalling switch, with internal voltage tap on lower stab of circuit breaker, with voltage tap module VTM680 and power supply of ETU600, able to communication, integrated metering type PMF-1 Energy Efficiency, Voltage, Active energy Ea Manual operating mechanism with mechanical closing, without Spring charging motor, Ready-to-close signal. switch, Auxiliary switches 2NO+2NC, without Closing coil (CC), manual operating mechanism with mechanical closing, without Remote trip alarm reset coil (RR), without 2nd shunt trip, without 1st Shunt trip | 201870 | 1 | Z\ | 1
3WA1120-3EE43-0AA0 |  | Withdrawable circuit breaker with guide frame, IEC 60947-2, frame size 1, 4-poles, N-pole left, In=2000A up to 690V AC 50/60Hz, breaking capacity S Icu=66/50kA at 500/690V, Trip unit ETU600 LSI upgrade ready , colordisplay, bluetooth and USB interface, Protection LT, ST, INST, include N-protection, (internal N-sensor available), incl. trip alarm switch (1xCO), front connection double hole, guide frame with shutter and w/o position signalling switch, with internal voltage tap on lower stab of circuit breaker, with voltage tap module VTM680 and power supply of ETU600, able to communication, integrated metering type PMF-1 Energy Efficiency, Voltage, Active energy Ea Manual operating mechanism with mechanical closing, without Spring charging motor, Ready-to-close signal. switch, Auxiliary switches 2NO+2NC, without Closing coil (CC), manual operating mechanism with mechanical closing, without Remote trip alarm reset coil (RR), without 2nd shunt trip, without 1st Shunt trip | 214870 | 1 | Z\ | 1
3WA1120-3EE44-0AA0 |  | Withdrawable circuit breaker with guide frame, IEC 60947-2, frame size 1, 4-poles, N-pole left, In=2000A up to 690V AC 50/60Hz, breaking capacity S Icu=66/50kA at 500/690V, Trip unit ETU600 LSI upgrade ready , colordisplay, bluetooth and USB interface, Protection LT, ST, INST, include N-protection, (internal N-sensor available), incl. trip alarm switch (1xCO), rear connection flange, guide frame with shutter and w/o position signalling switch, with internal voltage tap on lower stab of circuit breaker, with voltage tap module VTM680 and power supply of ETU600, able to communication, integrated metering type PMF-1 Energy Efficiency, Voltage, Active energy Ea Manual operating mechanism with mechanical closing, without Spring charging motor, Ready-to-close signal. switch, Auxiliary switches 2NO+2NC, without Closing coil (CC), manual operating mechanism with mechanical closing, without Remote trip alarm reset coil (RR), without 2nd shunt trip, without 1st Shunt trip | 201870 | 1 | Z\ | 1
3WA1120-3EF01-0AA0 |  | Fixed-mounted circuit breaker IEC 60947-2, frame size 1, 3-poles, In=2000A up to 690V AC 50/60Hz, breaking capacity S Icu=66/50kA at 500/690V, Trip unit ETU600 LSIG upgrade ready , colordisplay, bluetooth and USB interface, Protection LT, ST, INST, GFx, N-protection required an external N-sensor, incl. trip alarm switch (1xCO), rear connection vertical, with internal voltage tap on lower stab of circuit breaker, with voltage tap module VTM680 and power supply of ETU600, able to communication, integrated metering type PMF-1 Energy Efficiency, Voltage, Active energy Ea Manual operating mechanism with mechanical closing, without Spring charging motor, Ready-to-close signal. switch, Auxiliary switches 2NO+2NC, without Closing coil (CC), manual operating mechanism with mechanical closing, without Remote trip alarm reset coil (RR), without 2nd shunt trip, without 1st Shunt trip | 133870 | 1 | Z\ | 1
3WA1120-3EF02-0AA0 |  | Fixed-mounted circuit breaker IEC 60947-2, frame size 1, 3-poles, In=2000A up to 690V AC 50/60Hz, breaking capacity S Icu=66/50kA at 500/690V, Trip unit ETU600 LSIG upgrade ready , colordisplay, bluetooth and USB interface, Protection LT, ST, INST, GFx, N-protection required an external N-sensor, incl. trip alarm switch (1xCO), rear connection horizontal, with internal voltage tap on lower stab of circuit breaker, with voltage tap module VTM680 and power supply of ETU600, able to communication, integrated metering type PMF-1 Energy Efficiency, Voltage, Active energy Ea Manual operating mechanism with mechanical closing, without Spring charging motor, Ready-to-close signal. switch, Auxiliary switches 2NO+2NC, without Closing coil (CC), manual operating mechanism with mechanical closing, without Remote trip alarm reset coil (RR), without 2nd shunt trip, without 1st Shunt trip | 129870 | 1 | Z\ | 1
3WA1120-3EF03-0AA0 |  | Fixed-mounted circuit breaker IEC 60947-2, frame size 1, 3-poles, In=2000A up to 690V AC 50/60Hz, breaking capacity S Icu=66/50kA at 500/690V, Trip unit ETU600 LSIG upgrade ready , colordisplay, bluetooth and USB interface, Protection LT, ST, INST, GFx, N-protection required an external N-sensor, incl. trip alarm switch (1xCO), front connection double hole, with internal voltage tap on lower stab of circuit breaker, with voltage tap module VTM680 and power supply of ETU600, able to communication, integrated metering type PMF-1 Energy Efficiency, Voltage, Active energy Ea Manual operating mechanism with mechanical closing, without Spring charging motor, Ready-to-close signal. switch, Auxiliary switches 2NO+2NC, without Closing coil (CC), manual operating mechanism with mechanical closing, without Remote trip alarm reset coil (RR), without 2nd shunt trip, without 1st Shunt trip | 139870 | 1 | Z\ | 1
3WA1120-3EF11-0AA0 |  | Fixed-mounted circuit breaker IEC 60947-2, frame size 1, 4-poles, N-pole left, In=2000A up to 690V AC 50/60Hz, breaking capacity S Icu=66/50kA at 500/690V, Trip unit ETU600 LSIG upgrade ready , colordisplay, bluetooth and USB interface, Protection LT, ST, INST, GFx, include N-protection, (internal N-sensor available), incl. trip alarm switch (1xCO), rear connection vertical, with internal voltage tap on lower stab of circuit breaker, with voltage tap module VTM680 and power supply of ETU600, able to communication, integrated metering type PMF-1 Energy Efficiency, Voltage, Active energy Ea Manual operating mechanism with mechanical closing, without Spring charging motor, Ready-to-close signal. switch, Auxiliary switches 2NO+2NC, without Closing coil (CC), manual operating mechanism with mechanical closing, without Remote trip alarm reset coil (RR), without 2nd shunt trip, without 1st Shunt trip | 169870 | 1 | Z\ | 1
3WA1120-3EF12-0AA0 |  | Fixed-mounted circuit breaker IEC 60947-2, frame size 1, 4-poles, N-pole left, In=2000A up to 690V AC 50/60Hz, breaking capacity S Icu=66/50kA at 500/690V, Trip unit ETU600 LSIG upgrade ready , colordisplay, bluetooth and USB interface, Protection LT, ST, INST, GFx, include N-protection, (internal N-sensor available), incl. trip alarm switch (1xCO), rear connection horizontal, with internal voltage tap on lower stab of circuit breaker, with voltage tap module VTM680 and power supply of ETU600, able to communication, integrated metering type PMF-1 Energy Efficiency, Voltage, Active energy Ea Manual operating mechanism with mechanical closing, without Spring charging motor, Ready-to-close signal. switch, Auxiliary switches 2NO+2NC, without Closing coil (CC), manual operating mechanism with mechanical closing, without Remote trip alarm reset coil (RR), without 2nd shunt trip, without 1st Shunt trip | 165870 | 1 | Z\ | 1
3WA1120-3EF13-0AA0 |  | Fixed-mounted circuit breaker IEC 60947-2, frame size 1, 4-poles, N-pole left, In=2000A up to 690V AC 50/60Hz, breaking capacity S Icu=66/50kA at 500/690V, Trip unit ETU600 LSIG upgrade ready , colordisplay, bluetooth and USB interface, Protection LT, ST, INST, GFx, include N-protection, (internal N-sensor available), incl. trip alarm switch (1xCO), front connection double hole, with internal voltage tap on lower stab of circuit breaker, with voltage tap module VTM680 and power supply of ETU600, able to communication, integrated metering type PMF-1 Energy Efficiency, Voltage, Active energy Ea Manual operating mechanism with mechanical closing, without Spring charging motor, Ready-to-close signal. switch, Auxiliary switches 2NO+2NC, without Closing coil (CC), manual operating mechanism with mechanical closing, without Remote trip alarm reset coil (RR), without 2nd shunt trip, without 1st Shunt trip | 178870 | 1 | Z\ | 1
3WA1120-3EF21-0AA0 |  | fixed-mounted circuit breaker, IEC 60947-2, size 1, 4-pole, N pole on right, In=2000 A up to 690 V AC 50/60 Hz, breaking capacity S Icu=66/50 kA at 500/690 V, tripping unit ETU600 LSIG upgradeable, color display, Bluetooth, USB interface, basic protection LT, ST, INST, GFx, including protection of the N conductor (internal neutral point sensor available), trip alarm switch (1 x CO), connection at rear vertical, with internal voltage tap on lower stab of circuit breaker, with voltage tap module VTM680 and power supply of ETU600, able to communication, integrated metering type PMF-1 Energy Efficiency, Voltage, Active energy Ea Manual operating mechanism with mechanical closing, without Spring charging motor, Ready-to-close signal. switch, Auxiliary switches 2NO+2NC, without Closing coil (CC), manual operating mechanism with mechanical closing, without Remote trip alarm reset coil (RR), without 2nd shunt trip, without 1st Shunt trip | 169870 | 1 | Z\ | 1
3WA1120-3EF22-0AA0 |  | fixed-mounted circuit breaker, IEC 60947-2, size 1, 4-pole, N pole on right, In=2000 A up to 690 V AC 50/60 Hz, breaking capacity S Icu=66/50 kA at 500/690 V, tripping unit ETU600 LSIG upgradeable, color display, Bluetooth, USB interface, basic protection LT, ST, INST, GFx, including protection of the N conductor (internal neutral point sensor available), trip alarm switch (1 x CO), connection at rear horizontal with internal voltage tap on lower stab of circuit breaker, with voltage tap module VTM680 and power supply of ETU600, able to communication, integrated metering type PMF-1 Energy Efficiency, Voltage, Active energy Ea Manual operating mechanism with mechanical closing, without Spring charging motor, Ready-to-close signal. switch, Auxiliary switches 2NO+2NC, without Closing coil (CC), manual operating mechanism with mechanical closing, without Remote trip alarm reset coil (RR), without 2nd shunt trip, without 1st Shunt trip | 165870 | 1 | Z\ | 1
3WA1120-3EF23-0AA0 |  | fixed-mounted circuit breaker, IEC 60947-2, size 1, 4-pole, N pole on right, In=2000 A up to 690 V AC 50/60 Hz, breaking capacity S Icu=66/50 kA at 500/690 V, tripping unit ETU600 LSIG upgradeable, color display, Bluetooth, USB interface, basic protection LT, ST, INST, GFx, including protection of the N conductor (internal neutral point sensor available), trip alarm switch (1 x CO), front connection double hole, with internal voltage tap on lower stab of circuit breaker, with voltage tap module VTM680 and power supply of ETU600, able to communication, integrated metering type PMF-1 Energy Efficiency, Voltage, Active energy Ea Manual operating mechanism with mechanical closing, without Spring charging motor, Ready-to-close signal. switch, Auxiliary switches 2NO+2NC, without Closing coil (CC), manual operating mechanism with mechanical closing, without Remote trip alarm reset coil (RR), without 2nd shunt trip, without 1st Shunt trip | 178870 | 1 | Z\ | 1
3WA1120-3EF31-0AA0 |  | Withdrawable circuit breaker with guide frame, IEC 60947-2, frame size 1, 3-poles, In=2000A up to 690V AC 50/60Hz, breaking capacity S Icu=66/50kA at 500/690V, Trip unit ETU600 LSIG upgrade ready , colordisplay, bluetooth and USB interface, Protection LT, ST, INST, GFx, N-protection required an external N-sensor, incl. trip alarm switch (1xCO), rear connection vertical, guide frame with shutter and w/o position signalling switch, with internal voltage tap on lower stab of circuit breaker, with voltage tap module VTM680 and power supply of ETU600, able to communication, integrated metering type PMF-1 Energy Efficiency, Voltage, Active energy Ea Manual operating mechanism with mechanical closing, without Spring charging motor, Ready-to-close signal. switch, Auxiliary switches 2NO+2NC, without Closing coil (CC), manual operating mechanism with mechanical closing, without Remote trip alarm reset coil (RR), without 2nd shunt trip, without 1st Shunt trip | 168870 | 1 | Z\ | 1
3WA1120-3EF32-0AA0 |  | Withdrawable circuit breaker with guide frame, IEC 60947-2, frame size 1, 3-poles, In=2000A up to 690V AC 50/60Hz, breaking capacity S Icu=66/50kA at 500/690V, Trip unit ETU600 LSIG upgrade ready , colordisplay, bluetooth and USB interface, Protection LT, ST, INST, GFx, N-protection required an external N-sensor, incl. trip alarm switch (1xCO), rear connection horizontal, guide frame with shutter and w/o position signalling switch, with internal voltage tap on lower stab of circuit breaker, with voltage tap module VTM680 and power supply of ETU600, able to communication, integrated metering type PMF-1 Energy Efficiency, Voltage, Active energy Ea Manual operating mechanism with mechanical closing, without Spring charging motor, Ready-to-close signal. switch, Auxiliary switches 2NO+2NC, without Closing coil (CC), manual operating mechanism with mechanical closing, without Remote trip alarm reset coil (RR), without 2nd shunt trip, without 1st Shunt trip | 164870 | 1 | Z\ | 1
3WA1120-3EF33-0AA0 |  | Withdrawable circuit breaker with guide frame, IEC 60947-2, frame size 1, 3-poles, In=2000A up to 690V AC 50/60Hz, breaking capacity S Icu=66/50kA at 500/690V, Trip unit ETU600 LSIG upgrade ready , colordisplay, bluetooth and USB interface, Protection LT, ST, INST, GFx, N-protection required an external N-sensor, incl. trip alarm switch (1xCO), front connection double hole, guide frame with shutter and w/o position signalling switch, with internal voltage tap on lower stab of circuit breaker, with voltage tap module VTM680 and power supply of ETU600, able to communication, integrated metering type PMF-1 Energy Efficiency, Voltage, Active energy Ea Manual operating mechanism with mechanical closing, without Spring charging motor, Ready-to-close signal. switch, Auxiliary switches 2NO+2NC, without Closing coil (CC), manual operating mechanism with mechanical closing, without Remote trip alarm reset coil (RR), without 2nd shunt trip, without 1st Shunt trip | 174870 | 1 | Z\ | 1
3WA1120-3EF34-0AA0 |  | Withdrawable circuit breaker with guide frame, IEC 60947-2, frame size 1, 3-poles, In=2000A up to 690V AC 50/60Hz, breaking capacity S Icu=66/50kA at 500/690V, Trip unit ETU600 LSIG upgrade ready , colordisplay, bluetooth and USB interface, Protection LT, ST, INST, GFx, N-protection required an external N-sensor, incl. trip alarm switch (1xCO), rear connection flange, guide frame with shutter and w/o position signalling switch, with internal voltage tap on lower stab of circuit breaker, with voltage tap module VTM680 and power supply of ETU600, able to communication, integrated metering type PMF-1 Energy Efficiency, Voltage, Active energy Ea Manual operating mechanism with mechanical closing, without Spring charging motor, Ready-to-close signal. switch, Auxiliary switches 2NO+2NC, without Closing coil (CC), manual operating mechanism with mechanical closing, without Remote trip alarm reset coil (RR), without 2nd shunt trip, without 1st Shunt trip | 164870 | 1 | Z\ | 1
3WA1120-3EF41-0AA0 |  | Withdrawable circuit breaker with guide frame, IEC 60947-2, frame size 1, 4-poles, N-pole left, In=2000A up to 690V AC 50/60Hz, breaking capacity S Icu=66/50kA at 500/690V, Trip unit ETU600 LSIG upgrade ready , colordisplay, bluetooth and USB interface, Protection LT, ST, INST, GFx, include N-protection, (internal N-sensor available), incl. trip alarm switch (1xCO), rear connection vertical, guide frame with shutter and w/o position signalling switch, with internal voltage tap on lower stab of circuit breaker, with voltage tap module VTM680 and power supply of ETU600, able to communication, integrated metering type PMF-1 Energy Efficiency, Voltage, Active energy Ea Manual operating mechanism with mechanical closing, without Spring charging motor, Ready-to-close signal. switch, Auxiliary switches 2NO+2NC, without Closing coil (CC), manual operating mechanism with mechanical closing, without Remote trip alarm reset coil (RR), without 2nd shunt trip, without 1st Shunt trip | 216870 | 1 | Z\ | 1
3WA1120-3EF42-0AA0 |  | Withdrawable circuit breaker with guide frame, IEC 60947-2, frame size 1, 4-poles, N-pole left, In=2000A up to 690V AC 50/60Hz, breaking capacity S Icu=66/50kA at 500/690V, Trip unit ETU600 LSIG upgrade ready , colordisplay, bluetooth and USB interface, Protection LT, ST, INST, GFx, include N-protection, (internal N-sensor available), incl. trip alarm switch (1xCO), rear connection horizontal, guide frame with shutter and w/o position signalling switch, with internal voltage tap on lower stab of circuit breaker, with voltage tap module VTM680 and power supply of ETU600, able to communication, integrated metering type PMF-1 Energy Efficiency, Voltage, Active energy Ea Manual operating mechanism with mechanical closing, without Spring charging motor, Ready-to-close signal. switch, Auxiliary switches 2NO+2NC, without Closing coil (CC), manual operating mechanism with mechanical closing, without Remote trip alarm reset coil (RR), without 2nd shunt trip, without 1st Shunt trip | 211870 | 1 | Z\ | 1
3WA1120-3EF43-0AA0 |  | Withdrawable circuit breaker with guide frame, IEC 60947-2, frame size 1, 4-poles, N-pole left, In=2000A up to 690V AC 50/60Hz, breaking capacity S Icu=66/50kA at 500/690V, Trip unit ETU600 LSIG upgrade ready , colordisplay, bluetooth and USB interface, Protection LT, ST, INST, GFx, include N-protection, (internal N-sensor available), incl. trip alarm switch (1xCO), front connection double hole, guide frame with shutter and w/o position signalling switch, with internal voltage tap on lower stab of circuit breaker, with voltage tap module VTM680 and power supply of ETU600, able to communication, integrated metering type PMF-1 Energy Efficiency, Voltage, Active energy Ea Manual operating mechanism with mechanical closing, without Spring charging motor, Ready-to-close signal. switch, Auxiliary switches 2NO+2NC, without Closing coil (CC), manual operating mechanism with mechanical closing, without Remote trip alarm reset coil (RR), without 2nd shunt trip, without 1st Shunt trip | 224870 | 1 | Z\ | 1
3WA1120-3EF44-0AA0 |  | Withdrawable circuit breaker with guide frame, IEC 60947-2, frame size 1, 4-poles, N-pole left, In=2000A up to 690V AC 50/60Hz, breaking capacity S Icu=66/50kA at 500/690V, Trip unit ETU600 LSIG upgrade ready , colordisplay, bluetooth and USB interface, Protection LT, ST, INST, GFx, include N-protection, (internal N-sensor available), incl. trip alarm switch (1xCO), rear connection flange, guide frame with shutter and w/o position signalling switch, with internal voltage tap on lower stab of circuit breaker, with voltage tap module VTM680 and power supply of ETU600, able to communication, integrated metering type PMF-1 Energy Efficiency, Voltage, Active energy Ea Manual operating mechanism with mechanical closing, without Spring charging motor, Ready-to-close signal. switch, Auxiliary switches 2NO+2NC, without Closing coil (CC), manual operating mechanism with mechanical closing, without Remote trip alarm reset coil (RR), without 2nd shunt trip, without 1st Shunt trip | 211870 | 1 | Z\ | 1
3WA1120-3FE01-0AA0 |  | Fixed-mounted circuit breaker IEC 60947-2, frame size 1, 3-poles, In=2000A up to 690V AC 50/60Hz, breaking capacity S Icu=66/50kA at 500/690V, Trip unit ETU600 LSI upgrade ready , colordisplay, bluetooth and USB interface, Protection LT, ST, INST, N-protection required an external N-sensor, incl. trip alarm switch (1xCO), rear connection vertical, with internal voltage tap on lower stab of circuit breaker, with voltage tap module VTM680 and power supply of ETU600, able to communication, integrated metering type PMF-2 Basic Power Monitoring, Voltage, Energy, Power, Power factor, Frequency, Unbalance, Temperature, Manual operating mechanism with mechanical closing, without Spring charging motor, Ready-to-close signal. switch, Auxiliary switches 2NO+2NC, without Closing coil (CC), manual operating mechanism with mechanical closing, without Remote trip alarm reset coil (RR), without 2nd shunt trip, without 1st Shunt trip | 131700 | 1 | Z\ | 1
3WA1120-3FE02-0AA0 |  | Fixed-mounted circuit breaker IEC 60947-2, frame size 1, 3-poles, In=2000A up to 690V AC 50/60Hz, breaking capacity S Icu=66/50kA at 500/690V, Trip unit ETU600 LSI upgrade ready , colordisplay, bluetooth and USB interface, Protection LT, ST, INST, N-protection required an external N-sensor, incl. trip alarm switch (1xCO), rear connection horizontal, with internal voltage tap on lower stab of circuit breaker, with voltage tap module VTM680 and power supply of ETU600, able to communication, integrated metering type PMF-2 Basic Power Monitoring, Voltage, Energy, Power, Power factor, Frequency, Unbalance, Temperature, Manual operating mechanism with mechanical closing, without Spring charging motor, Ready-to-close signal. switch, Auxiliary switches 2NO+2NC, without Closing coil (CC), manual operating mechanism with mechanical closing, without Remote trip alarm reset coil (RR), without 2nd shunt trip, without 1st Shunt trip | 128700 | 1 | Z\ | 1
3WA1120-3FE03-0AA0 |  | Fixed-mounted circuit breaker IEC 60947-2, frame size 1, 3-poles, In=2000A up to 690V AC 50/60Hz, breaking capacity S Icu=66/50kA at 500/690V, Trip unit ETU600 LSI upgrade ready , colordisplay, bluetooth and USB interface, Protection LT, ST, INST, N-protection required an external N-sensor, incl. trip alarm switch (1xCO), front connection double hole, with internal voltage tap on lower stab of circuit breaker, with voltage tap module VTM680 and power supply of ETU600, able to communication, integrated metering type PMF-2 Basic Power Monitoring, Voltage, Energy, Power, Power factor, Frequency, Unbalance, Temperature, Manual operating mechanism with mechanical closing, without Spring charging motor, Ready-to-close signal. switch, Auxiliary switches 2NO+2NC, without Closing coil (CC), manual operating mechanism with mechanical closing, without Remote trip alarm reset coil (RR), without 2nd shunt trip, without 1st Shunt trip | 138700 | 1 | Z\ | 1
3WA1120-3FE11-0AA0 |  | Fixed-mounted circuit breaker IEC 60947-2, frame size 1, 4-poles, N-pole left, In=2000A up to 690V AC 50/60Hz, breaking capacity S Icu=66/50kA at 500/690V, Trip unit ETU600 LSI upgrade ready , colordisplay, bluetooth and USB interface, Protection LT, ST, INST, include N-protection, (internal N-sensor available), incl. trip alarm switch (1xCO), rear connection vertical, with internal voltage tap on lower stab of circuit breaker, with voltage tap module VTM680 and power supply of ETU600, able to communication, integrated metering type PMF-2 Basic Power Monitoring, Voltage, Energy, Power, Power factor, Frequency, Unbalance, Temperature, Manual operating mechanism with mechanical closing, without Spring charging motor, Ready-to-close signal. switch, Auxiliary switches 2NO+2NC, without Closing coil (CC), manual operating mechanism with mechanical closing, without Remote trip alarm reset coil (RR), without 2nd shunt trip, without 1st Shunt trip | 167700 | 1 | Z\ | 1
3WA1120-3FE12-0AA0 |  | Fixed-mounted circuit breaker IEC 60947-2, frame size 1, 4-poles, N-pole left, In=2000A up to 690V AC 50/60Hz, breaking capacity S Icu=66/50kA at 500/690V, Trip unit ETU600 LSI upgrade ready , colordisplay, bluetooth and USB interface, Protection LT, ST, INST, include N-protection, (internal N-sensor available), incl. trip alarm switch (1xCO), rear connection horizontal, with internal voltage tap on lower stab of circuit breaker, with voltage tap module VTM680 and power supply of ETU600, able to communication, integrated metering type PMF-2 Basic Power Monitoring, Voltage, Energy, Power, Power factor, Frequency, Unbalance, Temperature, Manual operating mechanism with mechanical closing, without Spring charging motor, Ready-to-close signal. switch, Auxiliary switches 2NO+2NC, without Closing coil (CC), manual operating mechanism with mechanical closing, without Remote trip alarm reset coil (RR), without 2nd shunt trip, without 1st Shunt trip | 163700 | 1 | Z\ | 1
3WA1120-3FE13-0AA0 |  | Fixed-mounted circuit breaker IEC 60947-2, frame size 1, 4-poles, N-pole left, In=2000A up to 690V AC 50/60Hz, breaking capacity S Icu=66/50kA at 500/690V, Trip unit ETU600 LSI upgrade ready , colordisplay, bluetooth and USB interface, Protection LT, ST, INST, include N-protection, (internal N-sensor available), incl. trip alarm switch (1xCO), front connection double hole, with internal voltage tap on lower stab of circuit breaker, with voltage tap module VTM680 and power supply of ETU600, able to communication, integrated metering type PMF-2 Basic Power Monitoring, Voltage, Energy, Power, Power factor, Frequency, Unbalance, Temperature, Manual operating mechanism with mechanical closing, without Spring charging motor, Ready-to-close signal. switch, Auxiliary switches 2NO+2NC, without Closing coil (CC), manual operating mechanism with mechanical closing, without Remote trip alarm reset coil (RR), without 2nd shunt trip, without 1st Shunt trip | 176700 | 1 | Z\ | 1
3WA1120-3FE21-0AA0 |  | fixed-mounted circuit breaker, IEC 60947-2, size 1, 4-pole, N pole on right, In=2000 A up to 690 V AC 50/60 Hz, breaking capacity S Icu=66/50 kA at 500/690 V, tripping unit ETU600 LSI upgradeable, color display, Bluetooth, USB interface, basic protection LT, ST, INST, including protection of the N conductor (internal neutral point sensor available), trip alarm switch (1 x CO), connection at rear vertical, with internal voltage tap on lower stab of circuit breaker, with voltage tap module VTM680 and power supply of ETU600, able to communication, integrated metering type PMF-2 Basic Power Monitoring, Voltage, Energy, Power, Power factor, Frequency, Unbalance, Temperature, Manual operating mechanism with mechanical closing, without Spring charging motor, Ready-to-close signal. switch, Auxiliary switches 2NO+2NC, without Closing coil (CC), manual operating mechanism with mechanical closing, without Remote trip alarm reset coil (RR), without 2nd shunt trip, without 1st Shunt trip | 167700 | 1 | Z\ | 1
3WA1120-3FE22-0AA0 |  | fixed-mounted circuit breaker, IEC 60947-2, size 1, 4-pole, N pole on right, In=2000 A up to 690 V AC 50/60 Hz, breaking capacity S Icu=66/50 kA at 500/690 V, tripping unit ETU600 LSI upgradeable, color display, Bluetooth, USB interface, basic protection LT, ST, INST, including protection of the N conductor (internal neutral point sensor available), trip alarm switch (1 x CO), connection at rear horizontal with internal voltage tap on lower stab of circuit breaker, with voltage tap module VTM680 and power supply of ETU600, able to communication, integrated metering type PMF-2 Basic Power Monitoring, Voltage, Energy, Power, Power factor, Frequency, Unbalance, Temperature, Manual operating mechanism with mechanical closing, without Spring charging motor, Ready-to-close signal. switch, Auxiliary switches 2NO+2NC, without Closing coil (CC), manual operating mechanism with mechanical closing, without Remote trip alarm reset coil (RR), without 2nd shunt trip, without 1st Shunt trip | 163700 | 1 | Z\ | 1
3WA1120-3FE23-0AA0 |  | fixed-mounted circuit breaker, IEC 60947-2, size 1, 4-pole, N pole on right, In=2000 A up to 690 V AC 50/60 Hz, breaking capacity S Icu=66/50 kA at 500/690 V, tripping unit ETU600 LSI upgradeable, color display, Bluetooth, USB interface, basic protection LT, ST, INST, including protection of the N conductor (internal neutral point sensor available), trip alarm switch (1 x CO), front connection double hole, with internal voltage tap on lower stab of circuit breaker, with voltage tap module VTM680 and power supply of ETU600, able to communication, integrated metering type PMF-2 Basic Power Monitoring, Voltage, Energy, Power, Power factor, Frequency, Unbalance, Temperature, Manual operating mechanism with mechanical closing, without Spring charging motor, Ready-to-close signal. switch, Auxiliary switches 2NO+2NC, without Closing coil (CC), manual operating mechanism with mechanical closing, without Remote trip alarm reset coil (RR), without 2nd shunt trip, without 1st Shunt trip | 176700 | 1 | Z\ | 1
3WA1120-3FE31-0AA0 |  | Withdrawable circuit breaker with guide frame, IEC 60947-2, frame size 1, 3-poles, In=2000A up to 690V AC 50/60Hz, breaking capacity S Icu=66/50kA at 500/690V, Trip unit ETU600 LSI upgrade ready , colordisplay, bluetooth and USB interface, Protection LT, ST, INST, N-protection required an external N-sensor, incl. trip alarm switch (1xCO), rear connection vertical, guide frame with shutter and w/o position signalling switch, with internal voltage tap on lower stab of circuit breaker, with voltage tap module VTM680 and power supply of ETU600, able to communication, integrated metering type PMF-2 Basic Power Monitoring, Voltage, Energy, Power, Power factor, Frequency, Unbalance, Temperature, Manual operating mechanism with mechanical closing, without Spring charging motor, Ready-to-close signal. switch, Auxiliary switches 2NO+2NC, without Closing coil (CC), manual operating mechanism with mechanical closing, without Remote trip alarm reset coil (RR), without 2nd shunt trip, without 1st Shunt trip | 166700 | 1 | Z\ | 1
3WA1120-3FE32-0AA0 |  | Withdrawable circuit breaker with guide frame, IEC 60947-2, frame size 1, 3-poles, In=2000A up to 690V AC 50/60Hz, breaking capacity S Icu=66/50kA at 500/690V, Trip unit ETU600 LSI upgrade ready , colordisplay, bluetooth and USB interface, Protection LT, ST, INST, N-protection required an external N-sensor, incl. trip alarm switch (1xCO), rear connection horizontal, guide frame with shutter and w/o position signalling switch, with internal voltage tap on lower stab of circuit breaker, with voltage tap module VTM680 and power supply of ETU600, able to communication, integrated metering type PMF-2 Basic Power Monitoring, Voltage, Energy, Power, Power factor, Frequency, Unbalance, Temperature, Manual operating mechanism with mechanical closing, without Spring charging motor, Ready-to-close signal. switch, Auxiliary switches 2NO+2NC, without Closing coil (CC), manual operating mechanism with mechanical closing, without Remote trip alarm reset coil (RR), without 2nd shunt trip, without 1st Shunt trip | 163700 | 1 | Z\ | 1
3WA1120-3FE33-0AA0 |  | Withdrawable circuit breaker with guide frame, IEC 60947-2, frame size 1, 3-poles, In=2000A up to 690V AC 50/60Hz, breaking capacity S Icu=66/50kA at 500/690V, Trip unit ETU600 LSI upgrade ready , colordisplay, bluetooth and USB interface, Protection LT, ST, INST, N-protection required an external N-sensor, incl. trip alarm switch (1xCO), front connection double hole, guide frame with shutter and w/o position signalling switch, with internal voltage tap on lower stab of circuit breaker, with voltage tap module VTM680 and power supply of ETU600, able to communication, integrated metering type PMF-2 Basic Power Monitoring, Voltage, Energy, Power, Power factor, Frequency, Unbalance, Temperature, Manual operating mechanism with mechanical closing, without Spring charging motor, Ready-to-close signal. switch, Auxiliary switches 2NO+2NC, without Closing coil (CC), manual operating mechanism with mechanical closing, without Remote trip alarm reset coil (RR), without 2nd shunt trip, without 1st Shunt trip | 173700 | 1 | Z\ | 1
3WA1120-3FE34-0AA0 |  | Withdrawable circuit breaker with guide frame, IEC 60947-2, frame size 1, 3-poles, In=2000A up to 690V AC 50/60Hz, breaking capacity S Icu=66/50kA at 500/690V, Trip unit ETU600 LSI upgrade ready , colordisplay, bluetooth and USB interface, Protection LT, ST, INST, N-protection required an external N-sensor, incl. trip alarm switch (1xCO), rear connection flange, guide frame with shutter and w/o position signalling switch, with internal voltage tap on lower stab of circuit breaker, with voltage tap module VTM680 and power supply of ETU600, able to communication, integrated metering type PMF-2 Basic Power Monitoring, Voltage, Energy, Power, Power factor, Frequency, Unbalance, Temperature, Manual operating mechanism with mechanical closing, without Spring charging motor, Ready-to-close signal. switch, Auxiliary switches 2NO+2NC, without Closing coil (CC), manual operating mechanism with mechanical closing, without Remote trip alarm reset coil (RR), without 2nd shunt trip, without 1st Shunt trip | 163700 | 1 | Z\ | 1
3WA1120-3FE41-0AA0 |  | Withdrawable circuit breaker with guide frame, IEC 60947-2, frame size 1, 4-poles, N-pole left, In=2000A up to 690V AC 50/60Hz, breaking capacity S Icu=66/50kA at 500/690V, Trip unit ETU600 LSI upgrade ready , colordisplay, bluetooth and USB interface, Protection LT, ST, INST, include N-protection, (internal N-sensor available), incl. trip alarm switch (1xCO), rear connection vertical, guide frame with shutter and w/o position signalling switch, with internal voltage tap on lower stab of circuit breaker, with voltage tap module VTM680 and power supply of ETU600, able to communication, integrated metering type PMF-2 Basic Power Monitoring, Voltage, Energy, Power, Power factor, Frequency, Unbalance, Temperature, Manual operating mechanism with mechanical closing, without Spring charging motor, Ready-to-close signal. switch, Auxiliary switches 2NO+2NC, without Closing coil (CC), manual operating mechanism with mechanical closing, without Remote trip alarm reset coil (RR), without 2nd shunt trip, without 1st Shunt trip | 214700 | 1 | Z\ | 1
3WA1120-3FE42-0AA0 |  | Withdrawable circuit breaker with guide frame, IEC 60947-2, frame size 1, 4-poles, N-pole left, In=2000A up to 690V AC 50/60Hz, breaking capacity S Icu=66/50kA at 500/690V, Trip unit ETU600 LSI upgrade ready , colordisplay, bluetooth and USB interface, Protection LT, ST, INST, include N-protection, (internal N-sensor available), incl. trip alarm switch (1xCO), rear connection horizontal, guide frame with shutter and w/o position signalling switch, with internal voltage tap on lower stab of circuit breaker, with voltage tap module VTM680 and power supply of ETU600, able to communication, integrated metering type PMF-2 Basic Power Monitoring, Voltage, Energy, Power, Power factor, Frequency, Unbalance, Temperature, Manual operating mechanism with mechanical closing, without Spring charging motor, Ready-to-close signal. switch, Auxiliary switches 2NO+2NC, without Closing coil (CC), manual operating mechanism with mechanical closing, without Remote trip alarm reset coil (RR), without 2nd shunt trip, without 1st Shunt trip | 210700 | 1 | Z\ | 1
3WA1120-3FE43-0AA0 |  | Withdrawable circuit breaker with guide frame, IEC 60947-2, frame size 1, 4-poles, N-pole left, In=2000A up to 690V AC 50/60Hz, breaking capacity S Icu=66/50kA at 500/690V, Trip unit ETU600 LSI upgrade ready , colordisplay, bluetooth and USB interface, Protection LT, ST, INST, include N-protection, (internal N-sensor available), incl. trip alarm switch (1xCO), front connection double hole, guide frame with shutter and w/o position signalling switch, with internal voltage tap on lower stab of circuit breaker, with voltage tap module VTM680 and power supply of ETU600, able to communication, integrated metering type PMF-2 Basic Power Monitoring, Voltage, Energy, Power, Power factor, Frequency, Unbalance, Temperature, Manual operating mechanism with mechanical closing, without Spring charging motor, Ready-to-close signal. switch, Auxiliary switches 2NO+2NC, without Closing coil (CC), manual operating mechanism with mechanical closing, without Remote trip alarm reset coil (RR), without 2nd shunt trip, without 1st Shunt trip | 223700 | 1 | Z\ | 1
3WA1120-3FE44-0AA0 |  | Withdrawable circuit breaker with guide frame, IEC 60947-2, frame size 1, 4-poles, N-pole left, In=2000A up to 690V AC 50/60Hz, breaking capacity S Icu=66/50kA at 500/690V, Trip unit ETU600 LSI upgrade ready , colordisplay, bluetooth and USB interface, Protection LT, ST, INST, include N-protection, (internal N-sensor available), incl. trip alarm switch (1xCO), rear connection flange, guide frame with shutter and w/o position signalling switch, with internal voltage tap on lower stab of circuit breaker, with voltage tap module VTM680 and power supply of ETU600, able to communication, integrated metering type PMF-2 Basic Power Monitoring, Voltage, Energy, Power, Power factor, Frequency, Unbalance, Temperature, Manual operating mechanism with mechanical closing, without Spring charging motor, Ready-to-close signal. switch, Auxiliary switches 2NO+2NC, without Closing coil (CC), manual operating mechanism with mechanical closing, without Remote trip alarm reset coil (RR), without 2nd shunt trip, without 1st Shunt trip | 210700 | 1 | Z\ | 1
3WA1120-3FF01-0AA0 |  | Fixed-mounted circuit breaker IEC 60947-2, frame size 1, 3-poles, In=2000A up to 690V AC 50/60Hz, breaking capacity S Icu=66/50kA at 500/690V, Trip unit ETU600 LSIG upgrade ready , colordisplay, bluetooth and USB interface, Protection LT, ST, INST, GFx, N-protection required an external N-sensor, incl. trip alarm switch (1xCO), rear connection vertical, with internal voltage tap on lower stab of circuit breaker, with voltage tap module VTM680 and power supply of ETU600, able to communication, integrated metering type PMF-2 Basic Power Monitoring, Voltage, Energy, Power, Power factor, Frequency, Unbalance, Temperature, Manual operating mechanism with mechanical closing, without Spring charging motor, Ready-to-close signal. switch, Auxiliary switches 2NO+2NC, without Closing coil (CC), manual operating mechanism with mechanical closing, without Remote trip alarm reset coil (RR), without 2nd shunt trip, without 1st Shunt trip | 142700 | 1 | Z\ | 1
3WA1120-3FF02-0AA0 |  | Fixed-mounted circuit breaker IEC 60947-2, frame size 1, 3-poles, In=2000A up to 690V AC 50/60Hz, breaking capacity S Icu=66/50kA at 500/690V, Trip unit ETU600 LSIG upgrade ready , colordisplay, bluetooth and USB interface, Protection LT, ST, INST, GFx, N-protection required an external N-sensor, incl. trip alarm switch (1xCO), rear connection horizontal, with internal voltage tap on lower stab of circuit breaker, with voltage tap module VTM680 and power supply of ETU600, able to communication, integrated metering type PMF-2 Basic Power Monitoring, Voltage, Energy, Power, Power factor, Frequency, Unbalance, Temperature, Manual operating mechanism with mechanical closing, without Spring charging motor, Ready-to-close signal. switch, Auxiliary switches 2NO+2NC, without Closing coil (CC), manual operating mechanism with mechanical closing, without Remote trip alarm reset coil (RR), without 2nd shunt trip, without 1st Shunt trip | 138700 | 1 | Z\ | 1
3WA1120-3FF03-0AA0 |  | Fixed-mounted circuit breaker IEC 60947-2, frame size 1, 3-poles, In=2000A up to 690V AC 50/60Hz, breaking capacity S Icu=66/50kA at 500/690V, Trip unit ETU600 LSIG upgrade ready , colordisplay, bluetooth and USB interface, Protection LT, ST, INST, GFx, N-protection required an external N-sensor, incl. trip alarm switch (1xCO), front connection double hole, with internal voltage tap on lower stab of circuit breaker, with voltage tap module VTM680 and power supply of ETU600, able to communication, integrated metering type PMF-2 Basic Power Monitoring, Voltage, Energy, Power, Power factor, Frequency, Unbalance, Temperature, Manual operating mechanism with mechanical closing, without Spring charging motor, Ready-to-close signal. switch, Auxiliary switches 2NO+2NC, without Closing coil (CC), manual operating mechanism with mechanical closing, without Remote trip alarm reset coil (RR), without 2nd shunt trip, without 1st Shunt trip | 148700 | 1 | Z\ | 1
3WA1120-3FF11-0AA0 |  | Fixed-mounted circuit breaker IEC 60947-2, frame size 1, 4-poles, N-pole left, In=2000A up to 690V AC 50/60Hz, breaking capacity S Icu=66/50kA at 500/690V, Trip unit ETU600 LSIG upgrade ready , colordisplay, bluetooth and USB interface, Protection LT, ST, INST, GFx, include N-protection, (internal N-sensor available), incl. trip alarm switch (1xCO), rear connection vertical, with internal voltage tap on lower stab of circuit breaker, with voltage tap module VTM680 and power supply of ETU600, able to communication, integrated metering type PMF-2 Basic Power Monitoring, Voltage, Energy, Power, Power factor, Frequency, Unbalance, Temperature, Manual operating mechanism with mechanical closing, without Spring charging motor, Ready-to-close signal. switch, Auxiliary switches 2NO+2NC, without Closing coil (CC), manual operating mechanism with mechanical closing, without Remote trip alarm reset coil (RR), without 2nd shunt trip, without 1st Shunt trip | 178700 | 1 | Z\ | 1
3WA1120-3FF12-0AA0 |  | Fixed-mounted circuit breaker IEC 60947-2, frame size 1, 4-poles, N-pole left, In=2000A up to 690V AC 50/60Hz, breaking capacity S Icu=66/50kA at 500/690V, Trip unit ETU600 LSIG upgrade ready , colordisplay, bluetooth and USB interface, Protection LT, ST, INST, GFx, include N-protection, (internal N-sensor available), incl. trip alarm switch (1xCO), rear connection horizontal, with internal voltage tap on lower stab of circuit breaker, with voltage tap module VTM680 and power supply of ETU600, able to communication, integrated metering type PMF-2 Basic Power Monitoring, Voltage, Energy, Power, Power factor, Frequency, Unbalance, Temperature, Manual operating mechanism with mechanical closing, without Spring charging motor, Ready-to-close signal. switch, Auxiliary switches 2NO+2NC, without Closing coil (CC), manual operating mechanism with mechanical closing, without Remote trip alarm reset coil (RR), without 2nd shunt trip, without 1st Shunt trip | 174700 | 1 | Z\ | 1
3WA1120-3FF13-0AA0 |  | Fixed-mounted circuit breaker IEC 60947-2, frame size 1, 4-poles, N-pole left, In=2000A up to 690V AC 50/60Hz, breaking capacity S Icu=66/50kA at 500/690V, Trip unit ETU600 LSIG upgrade ready , colordisplay, bluetooth and USB interface, Protection LT, ST, INST, GFx, include N-protection, (internal N-sensor available), incl. trip alarm switch (1xCO), front connection double hole, with internal voltage tap on lower stab of circuit breaker, with voltage tap module VTM680 and power supply of ETU600, able to communication, integrated metering type PMF-2 Basic Power Monitoring, Voltage, Energy, Power, Power factor, Frequency, Unbalance, Temperature, Manual operating mechanism with mechanical closing, without Spring charging motor, Ready-to-close signal. switch, Auxiliary switches 2NO+2NC, without Closing coil (CC), manual operating mechanism with mechanical closing, without Remote trip alarm reset coil (RR), without 2nd shunt trip, without 1st Shunt trip | 187700 | 1 | Z\ | 1
3WA1120-3FF21-0AA0 |  | fixed-mounted circuit breaker, IEC 60947-2, size 1, 4-pole, N pole on right, In=2000 A up to 690 V AC 50/60 Hz, breaking capacity S Icu=66/50 kA at 500/690 V, tripping unit ETU600 LSIG upgradeable, color display, Bluetooth, USB interface, basic protection LT, ST, INST, GFx, including protection of the N conductor (internal neutral point sensor available), trip alarm switch (1 x CO), connection at rear vertical, with internal voltage tap on lower stab of circuit breaker, with voltage tap module VTM680 and power supply of ETU600, able to communication, integrated metering type PMF-2 Basic Power Monitoring, Voltage, Energy, Power, Power factor, Frequency, Unbalance, Temperature, Manual operating mechanism with mechanical closing, without Spring charging motor, Ready-to-close signal. switch, Auxiliary switches 2NO+2NC, without Closing coil (CC), manual operating mechanism with mechanical closing, without Remote trip alarm reset coil (RR), without 2nd shunt trip, without 1st Shunt trip | 178700 | 1 | Z\ | 1
3WA1120-3FF22-0AA0 |  | fixed-mounted circuit breaker, IEC 60947-2, size 1, 4-pole, N pole on right, In=2000 A up to 690 V AC 50/60 Hz, breaking capacity S Icu=66/50 kA at 500/690 V, tripping unit ETU600 LSIG upgradeable, color display, Bluetooth, USB interface, basic protection LT, ST, INST, GFx, including protection of the N conductor (internal neutral point sensor available), trip alarm switch (1 x CO), connection at rear horizontal with internal voltage tap on lower stab of circuit breaker, with voltage tap module VTM680 and power supply of ETU600, able to communication, integrated metering type PMF-2 Basic Power Monitoring, Voltage, Energy, Power, Power factor, Frequency, Unbalance, Temperature, Manual operating mechanism with mechanical closing, without Spring charging motor, Ready-to-close signal. switch, Auxiliary switches 2NO+2NC, without Closing coil (CC), manual operating mechanism with mechanical closing, without Remote trip alarm reset coil (RR), without 2nd shunt trip, without 1st Shunt trip | 174700 | 1 | Z\ | 1
3WA1120-3FF23-0AA0 |  | fixed-mounted circuit breaker, IEC 60947-2, size 1, 4-pole, N pole on right, In=2000 A up to 690 V AC 50/60 Hz, breaking capacity S Icu=66/50 kA at 500/690 V, tripping unit ETU600 LSIG upgradeable, color display, Bluetooth, USB interface, basic protection LT, ST, INST, GFx, including protection of the N conductor (internal neutral point sensor available), trip alarm switch (1 x CO), front connection double hole, with internal voltage tap on lower stab of circuit breaker, with voltage tap module VTM680 and power supply of ETU600, able to communication, integrated metering type PMF-2 Basic Power Monitoring, Voltage, Energy, Power, Power factor, Frequency, Unbalance, Temperature, Manual operating mechanism with mechanical closing, without Spring charging motor, Ready-to-close signal. switch, Auxiliary switches 2NO+2NC, without Closing coil (CC), manual operating mechanism with mechanical closing, without Remote trip alarm reset coil (RR), without 2nd shunt trip, without 1st Shunt trip | 187700 | 1 | Z\ | 1
3WA1120-3FF31-0AA0 |  | Withdrawable circuit breaker with guide frame, IEC 60947-2, frame size 1, 3-poles, In=2000A up to 690V AC 50/60Hz, breaking capacity S Icu=66/50kA at 500/690V, Trip unit ETU600 LSIG upgrade ready , colordisplay, bluetooth and USB interface, Protection LT, ST, INST, GFx, N-protection required an external N-sensor, incl. trip alarm switch (1xCO), rear connection vertical, guide frame with shutter and w/o position signalling switch, with internal voltage tap on lower stab of circuit breaker, with voltage tap module VTM680 and power supply of ETU600, able to communication, integrated metering type PMF-2 Basic Power Monitoring, Voltage, Energy, Power, Power factor, Frequency, Unbalance, Temperature, Manual operating mechanism with mechanical closing, without Spring charging motor, Ready-to-close signal. switch, Auxiliary switches 2NO+2NC, without Closing coil (CC), manual operating mechanism with mechanical closing, without Remote trip alarm reset coil (RR), without 2nd shunt trip, without 1st Shunt trip | 177700 | 1 | Z\ | 1
3WA1120-3FF32-0AA0 |  | Withdrawable circuit breaker with guide frame, IEC 60947-2, frame size 1, 3-poles, In=2000A up to 690V AC 50/60Hz, breaking capacity S Icu=66/50kA at 500/690V, Trip unit ETU600 LSIG upgrade ready , colordisplay, bluetooth and USB interface, Protection LT, ST, INST, GFx, N-protection required an external N-sensor, incl. trip alarm switch (1xCO), rear connection horizontal, guide frame with shutter and w/o position signalling switch, with internal voltage tap on lower stab of circuit breaker, with voltage tap module VTM680 and power supply of ETU600, able to communication, integrated metering type PMF-2 Basic Power Monitoring, Voltage, Energy, Power, Power factor, Frequency, Unbalance, Temperature, Manual operating mechanism with mechanical closing, without Spring charging motor, Ready-to-close signal. switch, Auxiliary switches 2NO+2NC, without Closing coil (CC), manual operating mechanism with mechanical closing, without Remote trip alarm reset coil (RR), without 2nd shunt trip, without 1st Shunt trip | 173700 | 1 | Z\ | 1
3WA1120-3FF33-0AA0 |  | Withdrawable circuit breaker with guide frame, IEC 60947-2, frame size 1, 3-poles, In=2000A up to 690V AC 50/60Hz, breaking capacity S Icu=66/50kA at 500/690V, Trip unit ETU600 LSIG upgrade ready , colordisplay, bluetooth and USB interface, Protection LT, ST, INST, GFx, N-protection required an external N-sensor, incl. trip alarm switch (1xCO), front connection double hole, guide frame with shutter and w/o position signalling switch, with internal voltage tap on lower stab of circuit breaker, with voltage tap module VTM680 and power supply of ETU600, able to communication, integrated metering type PMF-2 Basic Power Monitoring, Voltage, Energy, Power, Power factor, Frequency, Unbalance, Temperature, Manual operating mechanism with mechanical closing, without Spring charging motor, Ready-to-close signal. switch, Auxiliary switches 2NO+2NC, without Closing coil (CC), manual operating mechanism with mechanical closing, without Remote trip alarm reset coil (RR), without 2nd shunt trip, without 1st Shunt trip | 183700 | 1 | Z\ | 1
3WA1120-3FF34-0AA0 |  | Withdrawable circuit breaker with guide frame, IEC 60947-2, frame size 1, 3-poles, In=2000A up to 690V AC 50/60Hz, breaking capacity S Icu=66/50kA at 500/690V, Trip unit ETU600 LSIG upgrade ready , colordisplay, bluetooth and USB interface, Protection LT, ST, INST, GFx, N-protection required an external N-sensor, incl. trip alarm switch (1xCO), rear connection flange, guide frame with shutter and w/o position signalling switch, with internal voltage tap on lower stab of circuit breaker, with voltage tap module VTM680 and power supply of ETU600, able to communication, integrated metering type PMF-2 Basic Power Monitoring, Voltage, Energy, Power, Power factor, Frequency, Unbalance, Temperature, Manual operating mechanism with mechanical closing, without Spring charging motor, Ready-to-close signal. switch, Auxiliary switches 2NO+2NC, without Closing coil (CC), manual operating mechanism with mechanical closing, without Remote trip alarm reset coil (RR), without 2nd shunt trip, without 1st Shunt trip | 173700 | 1 | Z\ | 1
3WA1120-3FF41-0AA0 |  | Withdrawable circuit breaker with guide frame, IEC 60947-2, frame size 1, 4-poles, N-pole left, In=2000A up to 690V AC 50/60Hz, breaking capacity S Icu=66/50kA at 500/690V, Trip unit ETU600 LSIG upgrade ready , colordisplay, bluetooth and USB interface, Protection LT, ST, INST, GFx, include N-protection, (internal N-sensor available), incl. trip alarm switch (1xCO), rear connection vertical, guide frame with shutter and w/o position signalling switch, with internal voltage tap on lower stab of circuit breaker, with voltage tap module VTM680 and power supply of ETU600, able to communication, integrated metering type PMF-2 Basic Power Monitoring, Voltage, Energy, Power, Power factor, Frequency, Unbalance, Temperature, Manual operating mechanism with mechanical closing, without Spring charging motor, Ready-to-close signal. switch, Auxiliary switches 2NO+2NC, without Closing coil (CC), manual operating mechanism with mechanical closing, without Remote trip alarm reset coil (RR), without 2nd shunt trip, without 1st Shunt trip | 225700 | 1 | Z\ | 1
3WA1120-3FF42-0AA0 |  | Withdrawable circuit breaker with guide frame, IEC 60947-2, frame size 1, 4-poles, N-pole left, In=2000A up to 690V AC 50/60Hz, breaking capacity S Icu=66/50kA at 500/690V, Trip unit ETU600 LSIG upgrade ready , colordisplay, bluetooth and USB interface, Protection LT, ST, INST, GFx, include N-protection, (internal N-sensor available), incl. trip alarm switch (1xCO), rear connection horizontal, guide frame with shutter and w/o position signalling switch, with internal voltage tap on lower stab of circuit breaker, with voltage tap module VTM680 and power supply of ETU600, able to communication, integrated metering type PMF-2 Basic Power Monitoring, Voltage, Energy, Power, Power factor, Frequency, Unbalance, Temperature, Manual operating mechanism with mechanical closing, without Spring charging motor, Ready-to-close signal. switch, Auxiliary switches 2NO+2NC, without Closing coil (CC), manual operating mechanism with mechanical closing, without Remote trip alarm reset coil (RR), without 2nd shunt trip, without 1st Shunt trip | 220700 | 1 | Z\ | 1
3WA1120-3FF43-0AA0 |  | Withdrawable circuit breaker with guide frame, IEC 60947-2, frame size 1, 4-poles, N-pole left, In=2000A up to 690V AC 50/60Hz, breaking capacity S Icu=66/50kA at 500/690V, Trip unit ETU600 LSIG upgrade ready , colordisplay, bluetooth and USB interface, Protection LT, ST, INST, GFx, include N-protection, (internal N-sensor available), incl. trip alarm switch (1xCO), front connection double hole, guide frame with shutter and w/o position signalling switch, with internal voltage tap on lower stab of circuit breaker, with voltage tap module VTM680 and power supply of ETU600, able to communication, integrated metering type PMF-2 Basic Power Monitoring, Voltage, Energy, Power, Power factor, Frequency, Unbalance, Temperature, Manual operating mechanism with mechanical closing, without Spring charging motor, Ready-to-close signal. switch, Auxiliary switches 2NO+2NC, without Closing coil (CC), manual operating mechanism with mechanical closing, without Remote trip alarm reset coil (RR), without 2nd shunt trip, without 1st Shunt trip | 233700 | 1 | Z\ | 1
3WA1120-3FF44-0AA0 |  | Withdrawable circuit breaker with guide frame, IEC 60947-2, frame size 1, 4-poles, N-pole left, In=2000A up to 690V AC 50/60Hz, breaking capacity S Icu=66/50kA at 500/690V, Trip unit ETU600 LSIG upgrade ready , colordisplay, bluetooth and USB interface, Protection LT, ST, INST, GFx, include N-protection, (internal N-sensor available), incl. trip alarm switch (1xCO), rear connection flange, guide frame with shutter and w/o position signalling switch, with internal voltage tap on lower stab of circuit breaker, with voltage tap module VTM680 and power supply of ETU600, able to communication, integrated metering type PMF-2 Basic Power Monitoring, Voltage, Energy, Power, Power factor, Frequency, Unbalance, Temperature, Manual operating mechanism with mechanical closing, without Spring charging motor, Ready-to-close signal. switch, Auxiliary switches 2NO+2NC, without Closing coil (CC), manual operating mechanism with mechanical closing, without Remote trip alarm reset coil (RR), without 2nd shunt trip, without 1st Shunt trip | 220700 | 1 | Z\ | 1
3WA1120-3GE01-0AA0 |  | Fixed-mounted circuit breaker IEC 60947-2, frame size 1, 3-poles, In=2000A up to 690V AC 50/60Hz, breaking capacity S Icu=66/50kA at 500/690V, Trip unit ETU600 LSI upgrade ready , colordisplay, bluetooth and USB interface, Protection LT, ST, INST, N-protection required an external N-sensor, incl. trip alarm switch (1xCO), rear connection vertical, with internal voltage tap on lower stab of circuit breaker, with voltage tap module VTM680 and power supply of ETU600, able to communication, integrated metering type PMF-3 Advanced Power Monitor., Voltage, Energy, Power, Power factor, Frequency, Unbalance, Temperature, Power quality, Manual operating mechanism with mechanical closing, without Spring charging motor, Ready-to-close signal. switch, Auxiliary switches 2NO+2NC, without Closing coil (CC), manual operating mechanism with mechanical closing, without Remote trip alarm reset coil (RR), without 2nd shunt trip, without 1st Shunt trip | 138100 | 1 | Z\ | 1
3WA1120-3GE02-0AA0 |  | Fixed-mounted circuit breaker IEC 60947-2, frame size 1, 3-poles, In=2000A up to 690V AC 50/60Hz, breaking capacity S Icu=66/50kA at 500/690V, Trip unit ETU600 LSI upgrade ready , colordisplay, bluetooth and USB interface, Protection LT, ST, INST, N-protection required an external N-sensor, incl. trip alarm switch (1xCO), rear connection horizontal, with internal voltage tap on lower stab of circuit breaker, with voltage tap module VTM680 and power supply of ETU600, able to communication, integrated metering type PMF-3 Advanced Power Monitor., Voltage, Energy, Power, Power factor, Frequency, Unbalance, Temperature, Power quality, Manual operating mechanism with mechanical closing, without Spring charging motor, Ready-to-close signal. switch, Auxiliary switches 2NO+2NC, without Closing coil (CC), manual operating mechanism with mechanical closing, without Remote trip alarm reset coil (RR), without 2nd shunt trip, without 1st Shunt trip | 135100 | 1 | Z\ | 1
3WA1120-3GE03-0AA0 |  | Fixed-mounted circuit breaker IEC 60947-2, frame size 1, 3-poles, In=2000A up to 690V AC 50/60Hz, breaking capacity S Icu=66/50kA at 500/690V, Trip unit ETU600 LSI upgrade ready , colordisplay, bluetooth and USB interface, Protection LT, ST, INST, N-protection required an external N-sensor, incl. trip alarm switch (1xCO), front connection double hole, with internal voltage tap on lower stab of circuit breaker, with voltage tap module VTM680 and power supply of ETU600, able to communication, integrated metering type PMF-3 Advanced Power Monitor., Voltage, Energy, Power, Power factor, Frequency, Unbalance, Temperature, Power quality, Manual operating mechanism with mechanical closing, without Spring charging motor, Ready-to-close signal. switch, Auxiliary switches 2NO+2NC, without Closing coil (CC), manual operating mechanism with mechanical closing, without Remote trip alarm reset coil (RR), without 2nd shunt trip, without 1st Shunt trip | 145100 | 1 | Z\ | 1
3WA1120-3GE11-0AA0 |  | Fixed-mounted circuit breaker IEC 60947-2, frame size 1, 4-poles, N-pole left, In=2000A up to 690V AC 50/60Hz, breaking capacity S Icu=66/50kA at 500/690V, Trip unit ETU600 LSI upgrade ready , colordisplay, bluetooth and USB interface, Protection LT, ST, INST, include N-protection, (internal N-sensor available), incl. trip alarm switch (1xCO), rear connection vertical, with internal voltage tap on lower stab of circuit breaker, with voltage tap module VTM680 and power supply of ETU600, able to communication, integrated metering type PMF-3 Advanced Power Monitor., Voltage, Energy, Power, Power factor, Frequency, Unbalance, Temperature, Power quality, Manual operating mechanism with mechanical closing, without Spring charging motor, Ready-to-close signal. switch, Auxiliary switches 2NO+2NC, without Closing coil (CC), manual operating mechanism with mechanical closing, without Remote trip alarm reset coil (RR), without 2nd shunt trip, without 1st Shunt trip | 174100 | 1 | Z\ | 1
3WA1120-3GE12-0AA0 |  | Fixed-mounted circuit breaker IEC 60947-2, frame size 1, 4-poles, N-pole left, In=2000A up to 690V AC 50/60Hz, breaking capacity S Icu=66/50kA at 500/690V, Trip unit ETU600 LSI upgrade ready , colordisplay, bluetooth and USB interface, Protection LT, ST, INST, include N-protection, (internal N-sensor available), incl. trip alarm switch (1xCO), rear connection horizontal, with internal voltage tap on lower stab of circuit breaker, with voltage tap module VTM680 and power supply of ETU600, able to communication, integrated metering type PMF-3 Advanced Power Monitor., Voltage, Energy, Power, Power factor, Frequency, Unbalance, Temperature, Power quality, Manual operating mechanism with mechanical closing, without Spring charging motor, Ready-to-close signal. switch, Auxiliary switches 2NO+2NC, without Closing coil (CC), manual operating mechanism with mechanical closing, without Remote trip alarm reset coil (RR), without 2nd shunt trip, without 1st Shunt trip | 170100 | 1 | Z\ | 1
3WA1120-3GE13-0AA0 |  | Fixed-mounted circuit breaker IEC 60947-2, frame size 1, 4-poles, N-pole left, In=2000A up to 690V AC 50/60Hz, breaking capacity S Icu=66/50kA at 500/690V, Trip unit ETU600 LSI upgrade ready , colordisplay, bluetooth and USB interface, Protection LT, ST, INST, include N-protection, (internal N-sensor available), incl. trip alarm switch (1xCO), front connection double hole, with internal voltage tap on lower stab of circuit breaker, with voltage tap module VTM680 and power supply of ETU600, able to communication, integrated metering type PMF-3 Advanced Power Monitor., Voltage, Energy, Power, Power factor, Frequency, Unbalance, Temperature, Power quality, Manual operating mechanism with mechanical closing, without Spring charging motor, Ready-to-close signal. switch, Auxiliary switches 2NO+2NC, without Closing coil (CC), manual operating mechanism with mechanical closing, without Remote trip alarm reset coil (RR), without 2nd shunt trip, without 1st Shunt trip | 183100 | 1 | Z\ | 1
3WA1120-3GE21-0AA0 |  | fixed-mounted circuit breaker, IEC 60947-2, size 1, 4-pole, N pole on right, In=2000 A up to 690 V AC 50/60 Hz, breaking capacity S Icu=66/50 kA at 500/690 V, tripping unit ETU600 LSI upgradeable, color display, Bluetooth, USB interface, basic protection LT, ST, INST, including protection of the N conductor (internal neutral point sensor available), trip alarm switch (1 x CO), connection at rear vertical, with internal voltage tap on lower stab of circuit breaker, with voltage tap module VTM680 and power supply of ETU600, able to communication, integrated metering type PMF-3 Advanced Power Monitor., Voltage, Energy, Power, Power factor, Frequency, Unbalance, Temperature, Power quality, Manual operating mechanism with mechanical closing, without Spring charging motor, Ready-to-close signal. switch, Auxiliary switches 2NO+2NC, without Closing coil (CC), manual operating mechanism with mechanical closing, without Remote trip alarm reset coil (RR), without 2nd shunt trip, without 1st Shunt trip | 174100 | 1 | Z\ | 1
3WA1120-3GE22-0AA0 |  | fixed-mounted circuit breaker, IEC 60947-2, size 1, 4-pole, N pole on right, In=2000 A up to 690 V AC 50/60 Hz, breaking capacity S Icu=66/50 kA at 500/690 V, tripping unit ETU600 LSI upgradeable, color display, Bluetooth, USB interface, basic protection LT, ST, INST, including protection of the N conductor (internal neutral point sensor available), trip alarm switch (1 x CO), connection at rear horizontal with internal voltage tap on lower stab of circuit breaker, with voltage tap module VTM680 and power supply of ETU600, able to communication, integrated metering type PMF-3 Advanced Power Monitor., Voltage, Energy, Power, Power factor, Frequency, Unbalance, Temperature, Power quality, Manual operating mechanism with mechanical closing, without Spring charging motor, Ready-to-close signal. switch, Auxiliary switches 2NO+2NC, without Closing coil (CC), manual operating mechanism with mechanical closing, without Remote trip alarm reset coil (RR), without 2nd shunt trip, without 1st Shunt trip | 170100 | 1 | Z\ | 1
3WA1120-3GE23-0AA0 |  | fixed-mounted circuit breaker, IEC 60947-2, size 1, 4-pole, N pole on right, In=2000 A up to 690 V AC 50/60 Hz, breaking capacity S Icu=66/50 kA at 500/690 V, tripping unit ETU600 LSI upgradeable, color display, Bluetooth, USB interface, basic protection LT, ST, INST, including protection of the N conductor (internal neutral point sensor available), trip alarm switch (1 x CO), front connection double hole, with internal voltage tap on lower stab of circuit breaker, with voltage tap module VTM680 and power supply of ETU600, able to communication, integrated metering type PMF-3 Advanced Power Monitor., Voltage, Energy, Power, Power factor, Frequency, Unbalance, Temperature, Power quality, Manual operating mechanism with mechanical closing, without Spring charging motor, Ready-to-close signal. switch, Auxiliary switches 2NO+2NC, without Closing coil (CC), manual operating mechanism with mechanical closing, without Remote trip alarm reset coil (RR), without 2nd shunt trip, without 1st Shunt trip | 183100 | 1 | Z\ | 1
3WA1120-3GE31-0AA0 |  | Withdrawable circuit breaker with guide frame, IEC 60947-2, frame size 1, 3-poles, In=2000A up to 690V AC 50/60Hz, breaking capacity S Icu=66/50kA at 500/690V, Trip unit ETU600 LSI upgrade ready , colordisplay, bluetooth and USB interface, Protection LT, ST, INST, N-protection required an external N-sensor, incl. trip alarm switch (1xCO), rear connection vertical, guide frame with shutter and w/o position signalling switch, with internal voltage tap on lower stab of circuit breaker, with voltage tap module VTM680 and power supply of ETU600, able to communication, integrated metering type PMF-3 Advanced Power Monitor., Voltage, Energy, Power, Power factor, Frequency, Unbalance, Temperature, Power quality, Manual operating mechanism with mechanical closing, without Spring charging motor, Ready-to-close signal. switch, Auxiliary switches 2NO+2NC, without Closing coil (CC), manual operating mechanism with mechanical closing, without Remote trip alarm reset coil (RR), without 2nd shunt trip, without 1st Shunt trip | 173100 | 1 | Z\ | 1
3WA1120-3GE32-0AA0 |  | Withdrawable circuit breaker with guide frame, IEC 60947-2, frame size 1, 3-poles, In=2000A up to 690V AC 50/60Hz, breaking capacity S Icu=66/50kA at 500/690V, Trip unit ETU600 LSI upgrade ready , colordisplay, bluetooth and USB interface, Protection LT, ST, INST, N-protection required an external N-sensor, incl. trip alarm switch (1xCO), rear connection horizontal, guide frame with shutter and w/o position signalling switch, with internal voltage tap on lower stab of circuit breaker, with voltage tap module VTM680 and power supply of ETU600, able to communication, integrated metering type PMF-3 Advanced Power Monitor., Voltage, Energy, Power, Power factor, Frequency, Unbalance, Temperature, Power quality, Manual operating mechanism with mechanical closing, without Spring charging motor, Ready-to-close signal. switch, Auxiliary switches 2NO+2NC, without Closing coil (CC), manual operating mechanism with mechanical closing, without Remote trip alarm reset coil (RR), without 2nd shunt trip, without 1st Shunt trip | 170100 | 1 | Z\ | 1
3WA1120-3GE33-0AA0 |  | Withdrawable circuit breaker with guide frame, IEC 60947-2, frame size 1, 3-poles, In=2000A up to 690V AC 50/60Hz, breaking capacity S Icu=66/50kA at 500/690V, Trip unit ETU600 LSI upgrade ready , colordisplay, bluetooth and USB interface, Protection LT, ST, INST, N-protection required an external N-sensor, incl. trip alarm switch (1xCO), front connection double hole, guide frame with shutter and w/o position signalling switch, with internal voltage tap on lower stab of circuit breaker, with voltage tap module VTM680 and power supply of ETU600, able to communication, integrated metering type PMF-3 Advanced Power Monitor., Voltage, Energy, Power, Power factor, Frequency, Unbalance, Temperature, Power quality, Manual operating mechanism with mechanical closing, without Spring charging motor, Ready-to-close signal. switch, Auxiliary switches 2NO+2NC, without Closing coil (CC), manual operating mechanism with mechanical closing, without Remote trip alarm reset coil (RR), without 2nd shunt trip, without 1st Shunt trip | 180100 | 1 | Z\ | 1
3WA1120-3GE34-0AA0 |  | Withdrawable circuit breaker with guide frame, IEC 60947-2, frame size 1, 3-poles, In=2000A up to 690V AC 50/60Hz, breaking capacity S Icu=66/50kA at 500/690V, Trip unit ETU600 LSI upgrade ready , colordisplay, bluetooth and USB interface, Protection LT, ST, INST, N-protection required an external N-sensor, incl. trip alarm switch (1xCO), rear connection flange, guide frame with shutter and w/o position signalling switch, with internal voltage tap on lower stab of circuit breaker, with voltage tap module VTM680 and power supply of ETU600, able to communication, integrated metering type PMF-3 Advanced Power Monitor., Voltage, Energy, Power, Power factor, Frequency, Unbalance, Temperature, Power quality, Manual operating mechanism with mechanical closing, without Spring charging motor, Ready-to-close signal. switch, Auxiliary switches 2NO+2NC, without Closing coil (CC), manual operating mechanism with mechanical closing, without Remote trip alarm reset coil (RR), without 2nd shunt trip, without 1st Shunt trip | 170100 | 1 | Z\ | 1
3WA1120-3GE41-0AA0 |  | Withdrawable circuit breaker with guide frame, IEC 60947-2, frame size 1, 4-poles, N-pole left, In=2000A up to 690V AC 50/60Hz, breaking capacity S Icu=66/50kA at 500/690V, Trip unit ETU600 LSI upgrade ready , colordisplay, bluetooth and USB interface, Protection LT, ST, INST, include N-protection, (internal N-sensor available), incl. trip alarm switch (1xCO), rear connection vertical, guide frame with shutter and w/o position signalling switch, with internal voltage tap on lower stab of circuit breaker, with voltage tap module VTM680 and power supply of ETU600, able to communication, integrated metering type PMF-3 Advanced Power Monitor., Voltage, Energy, Power, Power factor, Frequency, Unbalance, Temperature, Power quality, Manual operating mechanism with mechanical closing, without Spring charging motor, Ready-to-close signal. switch, Auxiliary switches 2NO+2NC, without Closing coil (CC), manual operating mechanism with mechanical closing, without Remote trip alarm reset coil (RR), without 2nd shunt trip, without 1st Shunt trip | 221100 | 1 | Z\ | 1
3WA1120-3GE42-0AA0 |  | Withdrawable circuit breaker with guide frame, IEC 60947-2, frame size 1, 4-poles, N-pole left, In=2000A up to 690V AC 50/60Hz, breaking capacity S Icu=66/50kA at 500/690V, Trip unit ETU600 LSI upgrade ready , colordisplay, bluetooth and USB interface, Protection LT, ST, INST, include N-protection, (internal N-sensor available), incl. trip alarm switch (1xCO), rear connection horizontal, guide frame with shutter and w/o position signalling switch, with internal voltage tap on lower stab of circuit breaker, with voltage tap module VTM680 and power supply of ETU600, able to communication, integrated metering type PMF-3 Advanced Power Monitor., Voltage, Energy, Power, Power factor, Frequency, Unbalance, Temperature, Power quality, Manual operating mechanism with mechanical closing, without Spring charging motor, Ready-to-close signal. switch, Auxiliary switches 2NO+2NC, without Closing coil (CC), manual operating mechanism with mechanical closing, without Remote trip alarm reset coil (RR), without 2nd shunt trip, without 1st Shunt trip | 217100 | 1 | Z\ | 1
3WA1120-3GE43-0AA0 |  | Withdrawable circuit breaker with guide frame, IEC 60947-2, frame size 1, 4-poles, N-pole left, In=2000A up to 690V AC 50/60Hz, breaking capacity S Icu=66/50kA at 500/690V, Trip unit ETU600 LSI upgrade ready , colordisplay, bluetooth and USB interface, Protection LT, ST, INST, include N-protection, (internal N-sensor available), incl. trip alarm switch (1xCO), front connection double hole, guide frame with shutter and w/o position signalling switch, with internal voltage tap on lower stab of circuit breaker, with voltage tap module VTM680 and power supply of ETU600, able to communication, integrated metering type PMF-3 Advanced Power Monitor., Voltage, Energy, Power, Power factor, Frequency, Unbalance, Temperature, Power quality, Manual operating mechanism with mechanical closing, without Spring charging motor, Ready-to-close signal. switch, Auxiliary switches 2NO+2NC, without Closing coil (CC), manual operating mechanism with mechanical closing, without Remote trip alarm reset coil (RR), without 2nd shunt trip, without 1st Shunt trip | 230100 | 1 | Z\ | 1
3WA1120-3GE44-0AA0 |  | Withdrawable circuit breaker with guide frame, IEC 60947-2, frame size 1, 4-poles, N-pole left, In=2000A up to 690V AC 50/60Hz, breaking capacity S Icu=66/50kA at 500/690V, Trip unit ETU600 LSI upgrade ready , colordisplay, bluetooth and USB interface, Protection LT, ST, INST, include N-protection, (internal N-sensor available), incl. trip alarm switch (1xCO), rear connection flange, guide frame with shutter and w/o position signalling switch, with internal voltage tap on lower stab of circuit breaker, with voltage tap module VTM680 and power supply of ETU600, able to communication, integrated metering type PMF-3 Advanced Power Monitor., Voltage, Energy, Power, Power factor, Frequency, Unbalance, Temperature, Power quality, Manual operating mechanism with mechanical closing, without Spring charging motor, Ready-to-close signal. switch, Auxiliary switches 2NO+2NC, without Closing coil (CC), manual operating mechanism with mechanical closing, without Remote trip alarm reset coil (RR), without 2nd shunt trip, without 1st Shunt trip | 217100 | 1 | Z\ | 1
3WA1120-3GF01-0AA0 |  | Fixed-mounted circuit breaker IEC 60947-2, frame size 1, 3-poles, In=2000A up to 690V AC 50/60Hz, breaking capacity S Icu=66/50kA at 500/690V, Trip unit ETU600 LSIG upgrade ready , colordisplay, bluetooth and USB interface, Protection LT, ST, INST, GFx, N-protection required an external N-sensor, incl. trip alarm switch (1xCO), rear connection vertical, with internal voltage tap on lower stab of circuit breaker, with voltage tap module VTM680 and power supply of ETU600, able to communication, integrated metering type PMF-3 Advanced Power Monitor., Voltage, Energy, Power, Power factor, Frequency, Unbalance, Temperature, Power quality, Manual operating mechanism with mechanical closing, without Spring charging motor, Ready-to-close signal. switch, Auxiliary switches 2NO+2NC, without Closing coil (CC), manual operating mechanism with mechanical closing, without Remote trip alarm reset coil (RR), without 2nd shunt trip, without 1st Shunt trip | 149100 | 1 | Z\ | 1
3WA1120-3GF02-0AA0 |  | Fixed-mounted circuit breaker IEC 60947-2, frame size 1, 3-poles, In=2000A up to 690V AC 50/60Hz, breaking capacity S Icu=66/50kA at 500/690V, Trip unit ETU600 LSIG upgrade ready , colordisplay, bluetooth and USB interface, Protection LT, ST, INST, GFx, N-protection required an external N-sensor, incl. trip alarm switch (1xCO), rear connection horizontal, with internal voltage tap on lower stab of circuit breaker, with voltage tap module VTM680 and power supply of ETU600, able to communication, integrated metering type PMF-3 Advanced Power Monitor., Voltage, Energy, Power, Power factor, Frequency, Unbalance, Temperature, Power quality, Manual operating mechanism with mechanical closing, without Spring charging motor, Ready-to-close signal. switch, Auxiliary switches 2NO+2NC, without Closing coil (CC), manual operating mechanism with mechanical closing, without Remote trip alarm reset coil (RR), without 2nd shunt trip, without 1st Shunt trip | 145100 | 1 | Z\ | 1
3WA1120-3GF03-0AA0 |  | Fixed-mounted circuit breaker IEC 60947-2, frame size 1, 3-poles, In=2000A up to 690V AC 50/60Hz, breaking capacity S Icu=66/50kA at 500/690V, Trip unit ETU600 LSIG upgrade ready , colordisplay, bluetooth and USB interface, Protection LT, ST, INST, GFx, N-protection required an external N-sensor, incl. trip alarm switch (1xCO), front connection double hole, with internal voltage tap on lower stab of circuit breaker, with voltage tap module VTM680 and power supply of ETU600, able to communication, integrated metering type PMF-3 Advanced Power Monitor., Voltage, Energy, Power, Power factor, Frequency, Unbalance, Temperature, Power quality, Manual operating mechanism with mechanical closing, without Spring charging motor, Ready-to-close signal. switch, Auxiliary switches 2NO+2NC, without Closing coil (CC), manual operating mechanism with mechanical closing, without Remote trip alarm reset coil (RR), without 2nd shunt trip, without 1st Shunt trip | 155100 | 1 | Z\ | 1
3WA1120-3GF11-0AA0 |  | Fixed-mounted circuit breaker IEC 60947-2, frame size 1, 4-poles, N-pole left, In=2000A up to 690V AC 50/60Hz, breaking capacity S Icu=66/50kA at 500/690V, Trip unit ETU600 LSIG upgrade ready , colordisplay, bluetooth and USB interface, Protection LT, ST, INST, GFx, include N-protection, (internal N-sensor available), incl. trip alarm switch (1xCO), rear connection vertical, with internal voltage tap on lower stab of circuit breaker, with voltage tap module VTM680 and power supply of ETU600, able to communication, integrated metering type PMF-3 Advanced Power Monitor., Voltage, Energy, Power, Power factor, Frequency, Unbalance, Temperature, Power quality, Manual operating mechanism with mechanical closing, without Spring charging motor, Ready-to-close signal. switch, Auxiliary switches 2NO+2NC, without Closing coil (CC), manual operating mechanism with mechanical closing, without Remote trip alarm reset coil (RR), without 2nd shunt trip, without 1st Shunt trip | 185100 | 1 | Z\ | 1
3WA1120-3GF12-0AA0 |  | Fixed-mounted circuit breaker IEC 60947-2, frame size 1, 4-poles, N-pole left, In=2000A up to 690V AC 50/60Hz, breaking capacity S Icu=66/50kA at 500/690V, Trip unit ETU600 LSIG upgrade ready , colordisplay, bluetooth and USB interface, Protection LT, ST, INST, GFx, include N-protection, (internal N-sensor available), incl. trip alarm switch (1xCO), rear connection horizontal, with internal voltage tap on lower stab of circuit breaker, with voltage tap module VTM680 and power supply of ETU600, able to communication, integrated metering type PMF-3 Advanced Power Monitor., Voltage, Energy, Power, Power factor, Frequency, Unbalance, Temperature, Power quality, Manual operating mechanism with mechanical closing, without Spring charging motor, Ready-to-close signal. switch, Auxiliary switches 2NO+2NC, without Closing coil (CC), manual operating mechanism with mechanical closing, without Remote trip alarm reset coil (RR), without 2nd shunt trip, without 1st Shunt trip | 181100 | 1 | Z\ | 1
3WA1120-3GF13-0AA0 |  | Fixed-mounted circuit breaker IEC 60947-2, frame size 1, 4-poles, N-pole left, In=2000A up to 690V AC 50/60Hz, breaking capacity S Icu=66/50kA at 500/690V, Trip unit ETU600 LSIG upgrade ready , colordisplay, bluetooth and USB interface, Protection LT, ST, INST, GFx, include N-protection, (internal N-sensor available), incl. trip alarm switch (1xCO), front connection double hole, with internal voltage tap on lower stab of circuit breaker, with voltage tap module VTM680 and power supply of ETU600, able to communication, integrated metering type PMF-3 Advanced Power Monitor., Voltage, Energy, Power, Power factor, Frequency, Unbalance, Temperature, Power quality, Manual operating mechanism with mechanical closing, without Spring charging motor, Ready-to-close signal. switch, Auxiliary switches 2NO+2NC, without Closing coil (CC), manual operating mechanism with mechanical closing, without Remote trip alarm reset coil (RR), without 2nd shunt trip, without 1st Shunt trip | 194100 | 1 | Z\ | 1
3WA1120-3GF21-0AA0 |  | fixed-mounted circuit breaker, IEC 60947-2, size 1, 4-pole, N pole on right, In=2000 A up to 690 V AC 50/60 Hz, breaking capacity S Icu=66/50 kA at 500/690 V, tripping unit ETU600 LSIG upgradeable, color display, Bluetooth, USB interface, basic protection LT, ST, INST, GFx, including protection of the N conductor (internal neutral point sensor available), trip alarm switch (1 x CO), connection at rear vertical, with internal voltage tap on lower stab of circuit breaker, with voltage tap module VTM680 and power supply of ETU600, able to communication, integrated metering type PMF-3 Advanced Power Monitor., Voltage, Energy, Power, Power factor, Frequency, Unbalance, Temperature, Power quality, Manual operating mechanism with mechanical closing, without Spring charging motor, Ready-to-close signal. switch, Auxiliary switches 2NO+2NC, without Closing coil (CC), manual operating mechanism with mechanical closing, without Remote trip alarm reset coil (RR), without 2nd shunt trip, without 1st Shunt trip | 185100 | 1 | Z\ | 1
3WA1120-3GF22-0AA0 |  | fixed-mounted circuit breaker, IEC 60947-2, size 1, 4-pole, N pole on right, In=2000 A up to 690 V AC 50/60 Hz, breaking capacity S Icu=66/50 kA at 500/690 V, tripping unit ETU600 LSIG upgradeable, color display, Bluetooth, USB interface, basic protection LT, ST, INST, GFx, including protection of the N conductor (internal neutral point sensor available), trip alarm switch (1 x CO), connection at rear horizontal with internal voltage tap on lower stab of circuit breaker, with voltage tap module VTM680 and power supply of ETU600, able to communication, integrated metering type PMF-3 Advanced Power Monitor., Voltage, Energy, Power, Power factor, Frequency, Unbalance, Temperature, Power quality, Manual operating mechanism with mechanical closing, without Spring charging motor, Ready-to-close signal. switch, Auxiliary switches 2NO+2NC, without Closing coil (CC), manual operating mechanism with mechanical closing, without Remote trip alarm reset coil (RR), without 2nd shunt trip, without 1st Shunt trip | 181100 | 1 | Z\ | 1
3WA1120-3GF23-0AA0 |  | fixed-mounted circuit breaker, IEC 60947-2, size 1, 4-pole, N pole on right, In=2000 A up to 690 V AC 50/60 Hz, breaking capacity S Icu=66/50 kA at 500/690 V, tripping unit ETU600 LSIG upgradeable, color display, Bluetooth, USB interface, basic protection LT, ST, INST, GFx, including protection of the N conductor (internal neutral point sensor available), trip alarm switch (1 x CO), front connection double hole, with internal voltage tap on lower stab of circuit breaker, with voltage tap module VTM680 and power supply of ETU600, able to communication, integrated metering type PMF-3 Advanced Power Monitor., Voltage, Energy, Power, Power factor, Frequency, Unbalance, Temperature, Power quality, Manual operating mechanism with mechanical closing, without Spring charging motor, Ready-to-close signal. switch, Auxiliary switches 2NO+2NC, without Closing coil (CC), manual operating mechanism with mechanical closing, without Remote trip alarm reset coil (RR), without 2nd shunt trip, without 1st Shunt trip | 194100 | 1 | Z\ | 1
3WA1120-3GF31-0AA0 |  | Withdrawable circuit breaker with guide frame, IEC 60947-2, frame size 1, 3-poles, In=2000A up to 690V AC 50/60Hz, breaking capacity S Icu=66/50kA at 500/690V, Trip unit ETU600 LSIG upgrade ready , colordisplay, bluetooth and USB interface, Protection LT, ST, INST, GFx, N-protection required an external N-sensor, incl. trip alarm switch (1xCO), rear connection vertical, guide frame with shutter and w/o position signalling switch, with internal voltage tap on lower stab of circuit breaker, with voltage tap module VTM680 and power supply of ETU600, able to communication, integrated metering type PMF-3 Advanced Power Monitor., Voltage, Energy, Power, Power factor, Frequency, Unbalance, Temperature, Power quality, Manual operating mechanism with mechanical closing, without Spring charging motor, Ready-to-close signal. switch, Auxiliary switches 2NO+2NC, without Closing coil (CC), manual operating mechanism with mechanical closing, without Remote trip alarm reset coil (RR), without 2nd shunt trip, without 1st Shunt trip | 184100 | 1 | Z\ | 1
3WA1120-3GF32-0AA0 |  | Withdrawable circuit breaker with guide frame, IEC 60947-2, frame size 1, 3-poles, In=2000A up to 690V AC 50/60Hz, breaking capacity S Icu=66/50kA at 500/690V, Trip unit ETU600 LSIG upgrade ready , colordisplay, bluetooth and USB interface, Protection LT, ST, INST, GFx, N-protection required an external N-sensor, incl. trip alarm switch (1xCO), rear connection horizontal, guide frame with shutter and w/o position signalling switch, with internal voltage tap on lower stab of circuit breaker, with voltage tap module VTM680 and power supply of ETU600, able to communication, integrated metering type PMF-3 Advanced Power Monitor., Voltage, Energy, Power, Power factor, Frequency, Unbalance, Temperature, Power quality, Manual operating mechanism with mechanical closing, without Spring charging motor, Ready-to-close signal. switch, Auxiliary switches 2NO+2NC, without Closing coil (CC), manual operating mechanism with mechanical closing, without Remote trip alarm reset coil (RR), without 2nd shunt trip, without 1st Shunt trip | 180100 | 1 | Z\ | 1
3WA1120-3GF33-0AA0 |  | Withdrawable circuit breaker with guide frame, IEC 60947-2, frame size 1, 3-poles, In=2000A up to 690V AC 50/60Hz, breaking capacity S Icu=66/50kA at 500/690V, Trip unit ETU600 LSIG upgrade ready , colordisplay, bluetooth and USB interface, Protection LT, ST, INST, GFx, N-protection required an external N-sensor, incl. trip alarm switch (1xCO), front connection double hole, guide frame with shutter and w/o position signalling switch, with internal voltage tap on lower stab of circuit breaker, with voltage tap module VTM680 and power supply of ETU600, able to communication, integrated metering type PMF-3 Advanced Power Monitor., Voltage, Energy, Power, Power factor, Frequency, Unbalance, Temperature, Power quality, Manual operating mechanism with mechanical closing, without Spring charging motor, Ready-to-close signal. switch, Auxiliary switches 2NO+2NC, without Closing coil (CC), manual operating mechanism with mechanical closing, without Remote trip alarm reset coil (RR), without 2nd shunt trip, without 1st Shunt trip | 190100 | 1 | Z\ | 1
3WA1120-3GF34-0AA0 |  | Withdrawable circuit breaker with guide frame, IEC 60947-2, frame size 1, 3-poles, In=2000A up to 690V AC 50/60Hz, breaking capacity S Icu=66/50kA at 500/690V, Trip unit ETU600 LSIG upgrade ready , colordisplay, bluetooth and USB interface, Protection LT, ST, INST, GFx, N-protection required an external N-sensor, incl. trip alarm switch (1xCO), rear connection flange, guide frame with shutter and w/o position signalling switch, with internal voltage tap on lower stab of circuit breaker, with voltage tap module VTM680 and power supply of ETU600, able to communication, integrated metering type PMF-3 Advanced Power Monitor., Voltage, Energy, Power, Power factor, Frequency, Unbalance, Temperature, Power quality, Manual operating mechanism with mechanical closing, without Spring charging motor, Ready-to-close signal. switch, Auxiliary switches 2NO+2NC, without Closing coil (CC), manual operating mechanism with mechanical closing, without Remote trip alarm reset coil (RR), without 2nd shunt trip, without 1st Shunt trip | 180100 | 1 | Z\ | 1
3WA1120-3GF41-0AA0 |  | Withdrawable circuit breaker with guide frame, IEC 60947-2, frame size 1, 4-poles, N-pole left, In=2000A up to 690V AC 50/60Hz, breaking capacity S Icu=66/50kA at 500/690V, Trip unit ETU600 LSIG upgrade ready , colordisplay, bluetooth and USB interface, Protection LT, ST, INST, GFx, include N-protection, (internal N-sensor available), incl. trip alarm switch (1xCO), rear connection vertical, guide frame with shutter and w/o position signalling switch, with internal voltage tap on lower stab of circuit breaker, with voltage tap module VTM680 and power supply of ETU600, able to communication, integrated metering type PMF-3 Advanced Power Monitor., Voltage, Energy, Power, Power factor, Frequency, Unbalance, Temperature, Power quality, Manual operating mechanism with mechanical closing, without Spring charging motor, Ready-to-close signal. switch, Auxiliary switches 2NO+2NC, without Closing coil (CC), manual operating mechanism with mechanical closing, without Remote trip alarm reset coil (RR), without 2nd shunt trip, without 1st Shunt trip | 232100 | 1 | Z\ | 1
3WA1120-3GF42-0AA0 |  | Withdrawable circuit breaker with guide frame, IEC 60947-2, frame size 1, 4-poles, N-pole left, In=2000A up to 690V AC 50/60Hz, breaking capacity S Icu=66/50kA at 500/690V, Trip unit ETU600 LSIG upgrade ready , colordisplay, bluetooth and USB interface, Protection LT, ST, INST, GFx, include N-protection, (internal N-sensor available), incl. trip alarm switch (1xCO), rear connection horizontal, guide frame with shutter and w/o position signalling switch, with internal voltage tap on lower stab of circuit breaker, with voltage tap module VTM680 and power supply of ETU600, able to communication, integrated metering type PMF-3 Advanced Power Monitor., Voltage, Energy, Power, Power factor, Frequency, Unbalance, Temperature, Power quality, Manual operating mechanism with mechanical closing, without Spring charging motor, Ready-to-close signal. switch, Auxiliary switches 2NO+2NC, without Closing coil (CC), manual operating mechanism with mechanical closing, without Remote trip alarm reset coil (RR), without 2nd shunt trip, without 1st Shunt trip | 227100 | 1 | Z\ | 1
3WA1120-3GF43-0AA0 |  | Withdrawable circuit breaker with guide frame, IEC 60947-2, frame size 1, 4-poles, N-pole left, In=2000A up to 690V AC 50/60Hz, breaking capacity S Icu=66/50kA at 500/690V, Trip unit ETU600 LSIG upgrade ready , colordisplay, bluetooth and USB interface, Protection LT, ST, INST, GFx, include N-protection, (internal N-sensor available), incl. trip alarm switch (1xCO), front connection double hole, guide frame with shutter and w/o position signalling switch, with internal voltage tap on lower stab of circuit breaker, with voltage tap module VTM680 and power supply of ETU600, able to communication, integrated metering type PMF-3 Advanced Power Monitor., Voltage, Energy, Power, Power factor, Frequency, Unbalance, Temperature, Power quality, Manual operating mechanism with mechanical closing, without Spring charging motor, Ready-to-close signal. switch, Auxiliary switches 2NO+2NC, without Closing coil (CC), manual operating mechanism with mechanical closing, without Remote trip alarm reset coil (RR), without 2nd shunt trip, without 1st Shunt trip | 240100 | 1 | Z\ | 1
3WA1120-3GF44-0AA0 |  | Withdrawable circuit breaker with guide frame, IEC 60947-2, frame size 1, 4-poles, N-pole left, In=2000A up to 690V AC 50/60Hz, breaking capacity S Icu=66/50kA at 500/690V, Trip unit ETU600 LSIG upgrade ready , colordisplay, bluetooth and USB interface, Protection LT, ST, INST, GFx, include N-protection, (internal N-sensor available), incl. trip alarm switch (1xCO), rear connection flange, guide frame with shutter and w/o position signalling switch, with internal voltage tap on lower stab of circuit breaker, with voltage tap module VTM680 and power supply of ETU600, able to communication, integrated metering type PMF-3 Advanced Power Monitor., Voltage, Energy, Power, Power factor, Frequency, Unbalance, Temperature, Power quality, Manual operating mechanism with mechanical closing, without Spring charging motor, Ready-to-close signal. switch, Auxiliary switches 2NO+2NC, without Closing coil (CC), manual operating mechanism with mechanical closing, without Remote trip alarm reset coil (RR), without 2nd shunt trip, without 1st Shunt trip | 227100 | 1 | Z\ | 1
3WA1120-3LE01-0AA0 |  | Fixed-mounted circuit breaker IEC 60947-2, frame size 1, 3-poles, In=2000A up to 690V AC 50/60Hz, breaking capacity S Icu=66/50kA at 500/690V, Trip unit ETU600 LSI upgrade ready , colordisplay, bluetooth and USB interface, Protection LT, ST, INST, N-protection required an external N-sensor, incl. trip alarm switch (1xCO), rear connection vertical, with internal voltage tap on upper stab of circuit breaker, with voltage tap module VTM680 and power supply of ETU600, able to communication, integrated metering type PMF-1 Energy Efficiency, Voltage, Active energy Ea Manual operating mechanism with mechanical closing, without Spring charging motor, Ready-to-close signal. switch, Auxiliary switches 2NO+2NC, without Closing coil (CC), manual operating mechanism with mechanical closing, without Remote trip alarm reset coil (RR), without 2nd shunt trip, without 1st Shunt trip | 122870 | 1 | Z\ | 1
3WA1120-3LE02-0AA0 |  | Fixed-mounted circuit breaker IEC 60947-2, frame size 1, 3-poles, In=2000A up to 690V AC 50/60Hz, breaking capacity S Icu=66/50kA at 500/690V, Trip unit ETU600 LSI upgrade ready , colordisplay, bluetooth and USB interface, Protection LT, ST, INST, N-protection required an external N-sensor, incl. trip alarm switch (1xCO), rear connection horizontal, with internal voltage tap on upper stab of circuit breaker, with voltage tap module VTM680 and power supply of ETU600, able to communication, integrated metering type PMF-1 Energy Efficiency, Voltage, Active energy Ea Manual operating mechanism with mechanical closing, without Spring charging motor, Ready-to-close signal. switch, Auxiliary switches 2NO+2NC, without Closing coil (CC), manual operating mechanism with mechanical closing, without Remote trip alarm reset coil (RR), without 2nd shunt trip, without 1st Shunt trip | 119870 | 1 | Z\ | 1
3WA1120-3LE03-0AA0 |  | Fixed-mounted circuit breaker IEC 60947-2, frame size 1, 3-poles, In=2000A up to 690V AC 50/60Hz, breaking capacity S Icu=66/50kA at 500/690V, Trip unit ETU600 LSI upgrade ready , colordisplay, bluetooth and USB interface, Protection LT, ST, INST, N-protection required an external N-sensor, incl. trip alarm switch (1xCO), front connection double hole, with internal voltage tap on upper stab of circuit breaker, with voltage tap module VTM680 and power supply of ETU600, able to communication, integrated metering type PMF-1 Energy Efficiency, Voltage, Active energy Ea Manual operating mechanism with mechanical closing, without Spring charging motor, Ready-to-close signal. switch, Auxiliary switches 2NO+2NC, without Closing coil (CC), manual operating mechanism with mechanical closing, without Remote trip alarm reset coil (RR), without 2nd shunt trip, without 1st Shunt trip | 129870 | 1 | Z\ | 1
3WA1120-3LE11-0AA0 |  | Fixed-mounted circuit breaker IEC 60947-2, frame size 1, 4-poles, N-pole left, In=2000A up to 690V AC 50/60Hz, breaking capacity S Icu=66/50kA at 500/690V, Trip unit ETU600 LSI upgrade ready , colordisplay, bluetooth and USB interface, Protection LT, ST, INST, include N-protection, (internal N-sensor available), incl. trip alarm switch (1xCO), rear connection vertical, with internal voltage tap on upper stab of circuit breaker, with voltage tap module VTM680 and power supply of ETU600, able to communication, integrated metering type PMF-1 Energy Efficiency, Voltage, Active energy Ea Manual operating mechanism with mechanical closing, without Spring charging motor, Ready-to-close signal. switch, Auxiliary switches 2NO+2NC, without Closing coil (CC), manual operating mechanism with mechanical closing, without Remote trip alarm reset coil (RR), without 2nd shunt trip, without 1st Shunt trip | 158870 | 1 | Z\ | 1
3WA1120-3LE12-0AA0 |  | Fixed-mounted circuit breaker IEC 60947-2, frame size 1, 4-poles, N-pole left, In=2000A up to 690V AC 50/60Hz, breaking capacity S Icu=66/50kA at 500/690V, Trip unit ETU600 LSI upgrade ready , colordisplay, bluetooth and USB interface, Protection LT, ST, INST, include N-protection, (internal N-sensor available), incl. trip alarm switch (1xCO), rear connection horizontal, with internal voltage tap on upper stab of circuit breaker, with voltage tap module VTM680 and power supply of ETU600, able to communication, integrated metering type PMF-1 Energy Efficiency, Voltage, Active energy Ea Manual operating mechanism with mechanical closing, without Spring charging motor, Ready-to-close signal. switch, Auxiliary switches 2NO+2NC, without Closing coil (CC), manual operating mechanism with mechanical closing, without Remote trip alarm reset coil (RR), without 2nd shunt trip, without 1st Shunt trip | 154870 | 1 | Z\ | 1
3WA1120-3LE13-0AA0 |  | Fixed-mounted circuit breaker IEC 60947-2, frame size 1, 4-poles, N-pole left, In=2000A up to 690V AC 50/60Hz, breaking capacity S Icu=66/50kA at 500/690V, Trip unit ETU600 LSI upgrade ready , colordisplay, bluetooth and USB interface, Protection LT, ST, INST, include N-protection, (internal N-sensor available), incl. trip alarm switch (1xCO), front connection double hole, with internal voltage tap on upper stab of circuit breaker, with voltage tap module VTM680 and power supply of ETU600, able to communication, integrated metering type PMF-1 Energy Efficiency, Voltage, Active energy Ea Manual operating mechanism with mechanical closing, without Spring charging motor, Ready-to-close signal. switch, Auxiliary switches 2NO+2NC, without Closing coil (CC), manual operating mechanism with mechanical closing, without Remote trip alarm reset coil (RR), without 2nd shunt trip, without 1st Shunt trip | 167870 | 1 | Z\ | 1
3WA1120-3LE21-0AA0 |  | fixed-mounted circuit breaker, IEC 60947-2, size 1, 4-pole, N pole on right, In=2000 A up to 690 V AC 50/60 Hz, breaking capacity S Icu=66/50 kA at 500/690 V, tripping unit ETU600 LSI upgradeable, color display, Bluetooth, USB interface, basic protection LT, ST, INST, including protection of the N conductor (internal neutral point sensor available), trip alarm switch (1 x CO), connection at rear vertical, with internal voltage tap on upper stab of circuit breaker, with voltage tap module VTM680 and power supply of ETU600, able to communication, integrated metering type PMF-1 Energy Efficiency, Voltage, Active energy Ea Manual operating mechanism with mechanical closing, without Spring charging motor, Ready-to-close signal. switch, Auxiliary switches 2NO+2NC, without Closing coil (CC), manual operating mechanism with mechanical closing, without Remote trip alarm reset coil (RR), without 2nd shunt trip, without 1st Shunt trip | 158870 | 1 | Z\ | 1
3WA1120-3LE22-0AA0 |  | fixed-mounted circuit breaker, IEC 60947-2, size 1, 4-pole, N pole on right, In=2000 A up to 690 V AC 50/60 Hz, breaking capacity S Icu=66/50 kA at 500/690 V, tripping unit ETU600 LSI upgradeable, color display, Bluetooth, USB interface, basic protection LT, ST, INST, including protection of the N conductor (internal neutral point sensor available), trip alarm switch (1 x CO), connection at rear horizontal with internal voltage tap on upper stab of circuit breaker, with voltage tap module VTM680 and power supply of ETU600, able to communication, integrated metering type PMF-1 Energy Efficiency, Voltage, Active energy Ea Manual operating mechanism with mechanical closing, without Spring charging motor, Ready-to-close signal. switch, Auxiliary switches 2NO+2NC, without Closing coil (CC), manual operating mechanism with mechanical closing, without Remote trip alarm reset coil (RR), without 2nd shunt trip, without 1st Shunt trip | 154870 | 1 | Z\ | 1
3WA1120-3LE23-0AA0 |  | fixed-mounted circuit breaker, IEC 60947-2, size 1, 4-pole, N pole on right, In=2000 A up to 690 V AC 50/60 Hz, breaking capacity S Icu=66/50 kA at 500/690 V, tripping unit ETU600 LSI upgradeable, color display, Bluetooth, USB interface, basic protection LT, ST, INST, including protection of the N conductor (internal neutral point sensor available), trip alarm switch (1 x CO), front connection double hole, with internal voltage tap on upper stab of circuit breaker, with voltage tap module VTM680 and power supply of ETU600, able to communication, integrated metering type PMF-1 Energy Efficiency, Voltage, Active energy Ea Manual operating mechanism with mechanical closing, without Spring charging motor, Ready-to-close signal. switch, Auxiliary switches 2NO+2NC, without Closing coil (CC), manual operating mechanism with mechanical closing, without Remote trip alarm reset coil (RR), without 2nd shunt trip, without 1st Shunt trip | 167870 | 1 | Z\ | 1
3WA1120-3LE31-0AA0 |  | Withdrawable circuit breaker with guide frame, IEC 60947-2, frame size 1, 3-poles, In=2000A up to 690V AC 50/60Hz, breaking capacity S Icu=66/50kA at 500/690V, Trip unit ETU600 LSI upgrade ready , colordisplay, bluetooth and USB interface, Protection LT, ST, INST, N-protection required an external N-sensor, incl. trip alarm switch (1xCO), rear connection vertical, guide frame with shutter and w/o position signalling switch, with internal voltage tap on upper stab of circuit breaker, with voltage tap module VTM680 and power supply of ETU600, able to communication, integrated metering type PMF-1 Energy Efficiency, Voltage, Active energy Ea Manual operating mechanism with mechanical closing, without Spring charging motor, Ready-to-close signal. switch, Auxiliary switches 2NO+2NC, without Closing coil (CC), manual operating mechanism with mechanical closing, without Remote trip alarm reset coil (RR), without 2nd shunt trip, without 1st Shunt trip | 157870 | 1 | Z\ | 1
3WA1120-3LE32-0AA0 |  | Withdrawable circuit breaker with guide frame, IEC 60947-2, frame size 1, 3-poles, In=2000A up to 690V AC 50/60Hz, breaking capacity S Icu=66/50kA at 500/690V, Trip unit ETU600 LSI upgrade ready , colordisplay, bluetooth and USB interface, Protection LT, ST, INST, N-protection required an external N-sensor, incl. trip alarm switch (1xCO), rear connection horizontal, guide frame with shutter and w/o position signalling switch, with internal voltage tap on upper stab of circuit breaker, with voltage tap module VTM680 and power supply of ETU600, able to communication, integrated metering type PMF-1 Energy Efficiency, Voltage, Active energy Ea Manual operating mechanism with mechanical closing, without Spring charging motor, Ready-to-close signal. switch, Auxiliary switches 2NO+2NC, without Closing coil (CC), manual operating mechanism with mechanical closing, without Remote trip alarm reset coil (RR), without 2nd shunt trip, without 1st Shunt trip | 154870 | 1 | Z\ | 1
3WA1120-3LE33-0AA0 |  | Withdrawable circuit breaker with guide frame, IEC 60947-2, frame size 1, 3-poles, In=2000A up to 690V AC 50/60Hz, breaking capacity S Icu=66/50kA at 500/690V, Trip unit ETU600 LSI upgrade ready , colordisplay, bluetooth and USB interface, Protection LT, ST, INST, N-protection required an external N-sensor, incl. trip alarm switch (1xCO), front connection double hole, guide frame with shutter and w/o position signalling switch, with internal voltage tap on upper stab of circuit breaker, with voltage tap module VTM680 and power supply of ETU600, able to communication, integrated metering type PMF-1 Energy Efficiency, Voltage, Active energy Ea Manual operating mechanism with mechanical closing, without Spring charging motor, Ready-to-close signal. switch, Auxiliary switches 2NO+2NC, without Closing coil (CC), manual operating mechanism with mechanical closing, without Remote trip alarm reset coil (RR), without 2nd shunt trip, without 1st Shunt trip | 164870 | 1 | Z\ | 1
3WA1120-3LE34-0AA0 |  | Withdrawable circuit breaker with guide frame, IEC 60947-2, frame size 1, 3-poles, In=2000A up to 690V AC 50/60Hz, breaking capacity S Icu=66/50kA at 500/690V, Trip unit ETU600 LSI upgrade ready , colordisplay, bluetooth and USB interface, Protection LT, ST, INST, N-protection required an external N-sensor, incl. trip alarm switch (1xCO), rear connection flange, guide frame with shutter and w/o position signalling switch, with internal voltage tap on upper stab of circuit breaker, with voltage tap module VTM680 and power supply of ETU600, able to communication, integrated metering type PMF-1 Energy Efficiency, Voltage, Active energy Ea Manual operating mechanism with mechanical closing, without Spring charging motor, Ready-to-close signal. switch, Auxiliary switches 2NO+2NC, without Closing coil (CC), manual operating mechanism with mechanical closing, without Remote trip alarm reset coil (RR), without 2nd shunt trip, without 1st Shunt trip | 154870 | 1 | Z\ | 1
3WA1120-3LE41-0AA0 |  | Withdrawable circuit breaker with guide frame, IEC 60947-2, frame size 1, 4-poles, N-pole left, In=2000A up to 690V AC 50/60Hz, breaking capacity S Icu=66/50kA at 500/690V, Trip unit ETU600 LSI upgrade ready , colordisplay, bluetooth and USB interface, Protection LT, ST, INST, include N-protection, (internal N-sensor available), incl. trip alarm switch (1xCO), rear connection vertical, guide frame with shutter and w/o position signalling switch, with internal voltage tap on upper stab of circuit breaker, with voltage tap module VTM680 and power supply of ETU600, able to communication, integrated metering type PMF-1 Energy Efficiency, Voltage, Active energy Ea Manual operating mechanism with mechanical closing, without Spring charging motor, Ready-to-close signal. switch, Auxiliary switches 2NO+2NC, without Closing coil (CC), manual operating mechanism with mechanical closing, without Remote trip alarm reset coil (RR), without 2nd shunt trip, without 1st Shunt trip | 205870 | 1 | Z\ | 1
3WA1120-3LE42-0AA0 |  | Withdrawable circuit breaker with guide frame, IEC 60947-2, frame size 1, 4-poles, N-pole left, In=2000A up to 690V AC 50/60Hz, breaking capacity S Icu=66/50kA at 500/690V, Trip unit ETU600 LSI upgrade ready , colordisplay, bluetooth and USB interface, Protection LT, ST, INST, include N-protection, (internal N-sensor available), incl. trip alarm switch (1xCO), rear connection horizontal, guide frame with shutter and w/o position signalling switch, with internal voltage tap on upper stab of circuit breaker, with voltage tap module VTM680 and power supply of ETU600, able to communication, integrated metering type PMF-1 Energy Efficiency, Voltage, Active energy Ea Manual operating mechanism with mechanical closing, without Spring charging motor, Ready-to-close signal. switch, Auxiliary switches 2NO+2NC, without Closing coil (CC), manual operating mechanism with mechanical closing, without Remote trip alarm reset coil (RR), without 2nd shunt trip, without 1st Shunt trip | 201870 | 1 | Z\ | 1
3WA1120-3LE43-0AA0 |  | Withdrawable circuit breaker with guide frame, IEC 60947-2, frame size 1, 4-poles, N-pole left, In=2000A up to 690V AC 50/60Hz, breaking capacity S Icu=66/50kA at 500/690V, Trip unit ETU600 LSI upgrade ready , colordisplay, bluetooth and USB interface, Protection LT, ST, INST, include N-protection, (internal N-sensor available), incl. trip alarm switch (1xCO), front connection double hole, guide frame with shutter and w/o position signalling switch, with internal voltage tap on upper stab of circuit breaker, with voltage tap module VTM680 and power supply of ETU600, able to communication, integrated metering type PMF-1 Energy Efficiency, Voltage, Active energy Ea Manual operating mechanism with mechanical closing, without Spring charging motor, Ready-to-close signal. switch, Auxiliary switches 2NO+2NC, without Closing coil (CC), manual operating mechanism with mechanical closing, without Remote trip alarm reset coil (RR), without 2nd shunt trip, without 1st Shunt trip | 214870 | 1 | Z\ | 1
3WA1120-3LE44-0AA0 |  | Withdrawable circuit breaker with guide frame, IEC 60947-2, frame size 1, 4-poles, N-pole left, In=2000A up to 690V AC 50/60Hz, breaking capacity S Icu=66/50kA at 500/690V, Trip unit ETU600 LSI upgrade ready , colordisplay, bluetooth and USB interface, Protection LT, ST, INST, include N-protection, (internal N-sensor available), incl. trip alarm switch (1xCO), rear connection flange, guide frame with shutter and w/o position signalling switch, with internal voltage tap on upper stab of circuit breaker, with voltage tap module VTM680 and power supply of ETU600, able to communication, integrated metering type PMF-1 Energy Efficiency, Voltage, Active energy Ea Manual operating mechanism with mechanical closing, without Spring charging motor, Ready-to-close signal. switch, Auxiliary switches 2NO+2NC, without Closing coil (CC), manual operating mechanism with mechanical closing, without Remote trip alarm reset coil (RR), without 2nd shunt trip, without 1st Shunt trip | 201870 | 1 | Z\ | 1
3WA1120-3LF01-0AA0 |  | Fixed-mounted circuit breaker IEC 60947-2, frame size 1, 3-poles, In=2000A up to 690V AC 50/60Hz, breaking capacity S Icu=66/50kA at 500/690V, Trip unit ETU600 LSIG upgrade ready , colordisplay, bluetooth and USB interface, Protection LT, ST, INST, GFx, N-protection required an external N-sensor, incl. trip alarm switch (1xCO), rear connection vertical, with internal voltage tap on upper stab of circuit breaker, with voltage tap module VTM680 and power supply of ETU600, able to communication, integrated metering type PMF-1 Energy Efficiency, Voltage, Active energy Ea Manual operating mechanism with mechanical closing, without Spring charging motor, Ready-to-close signal. switch, Auxiliary switches 2NO+2NC, without Closing coil (CC), manual operating mechanism with mechanical closing, without Remote trip alarm reset coil (RR), without 2nd shunt trip, without 1st Shunt trip | 133870 | 1 | Z\ | 1
3WA1120-3LF02-0AA0 |  | Fixed-mounted circuit breaker IEC 60947-2, frame size 1, 3-poles, In=2000A up to 690V AC 50/60Hz, breaking capacity S Icu=66/50kA at 500/690V, Trip unit ETU600 LSIG upgrade ready , colordisplay, bluetooth and USB interface, Protection LT, ST, INST, GFx, N-protection required an external N-sensor, incl. trip alarm switch (1xCO), rear connection horizontal, with internal voltage tap on upper stab of circuit breaker, with voltage tap module VTM680 and power supply of ETU600, able to communication, integrated metering type PMF-1 Energy Efficiency, Voltage, Active energy Ea Manual operating mechanism with mechanical closing, without Spring charging motor, Ready-to-close signal. switch, Auxiliary switches 2NO+2NC, without Closing coil (CC), manual operating mechanism with mechanical closing, without Remote trip alarm reset coil (RR), without 2nd shunt trip, without 1st Shunt trip | 129870 | 1 | Z\ | 1
3WA1120-3LF03-0AA0 |  | Fixed-mounted circuit breaker IEC 60947-2, frame size 1, 3-poles, In=2000A up to 690V AC 50/60Hz, breaking capacity S Icu=66/50kA at 500/690V, Trip unit ETU600 LSIG upgrade ready , colordisplay, bluetooth and USB interface, Protection LT, ST, INST, GFx, N-protection required an external N-sensor, incl. trip alarm switch (1xCO), front connection double hole, with internal voltage tap on upper stab of circuit breaker, with voltage tap module VTM680 and power supply of ETU600, able to communication, integrated metering type PMF-1 Energy Efficiency, Voltage, Active energy Ea Manual operating mechanism with mechanical closing, without Spring charging motor, Ready-to-close signal. switch, Auxiliary switches 2NO+2NC, without Closing coil (CC), manual operating mechanism with mechanical closing, without Remote trip alarm reset coil (RR), without 2nd shunt trip, without 1st Shunt trip | 139870 | 1 | Z\ | 1
3WA1120-3LF11-0AA0 |  | Fixed-mounted circuit breaker IEC 60947-2, frame size 1, 4-poles, N-pole left, In=2000A up to 690V AC 50/60Hz, breaking capacity S Icu=66/50kA at 500/690V, Trip unit ETU600 LSIG upgrade ready , colordisplay, bluetooth and USB interface, Protection LT, ST, INST, GFx, include N-protection, (internal N-sensor available), incl. trip alarm switch (1xCO), rear connection vertical, with internal voltage tap on upper stab of circuit breaker, with voltage tap module VTM680 and power supply of ETU600, able to communication, integrated metering type PMF-1 Energy Efficiency, Voltage, Active energy Ea Manual operating mechanism with mechanical closing, without Spring charging motor, Ready-to-close signal. switch, Auxiliary switches 2NO+2NC, without Closing coil (CC), manual operating mechanism with mechanical closing, without Remote trip alarm reset coil (RR), without 2nd shunt trip, without 1st Shunt trip | 169870 | 1 | Z\ | 1
3WA1120-3LF12-0AA0 |  | Fixed-mounted circuit breaker IEC 60947-2, frame size 1, 4-poles, N-pole left, In=2000A up to 690V AC 50/60Hz, breaking capacity S Icu=66/50kA at 500/690V, Trip unit ETU600 LSIG upgrade ready , colordisplay, bluetooth and USB interface, Protection LT, ST, INST, GFx, include N-protection, (internal N-sensor available), incl. trip alarm switch (1xCO), rear connection horizontal, with internal voltage tap on upper stab of circuit breaker, with voltage tap module VTM680 and power supply of ETU600, able to communication, integrated metering type PMF-1 Energy Efficiency, Voltage, Active energy Ea Manual operating mechanism with mechanical closing, without Spring charging motor, Ready-to-close signal. switch, Auxiliary switches 2NO+2NC, without Closing coil (CC), manual operating mechanism with mechanical closing, without Remote trip alarm reset coil (RR), without 2nd shunt trip, without 1st Shunt trip | 165870 | 1 | Z\ | 1
3WA1120-3LF13-0AA0 |  | Fixed-mounted circuit breaker IEC 60947-2, frame size 1, 4-poles, N-pole left, In=2000A up to 690V AC 50/60Hz, breaking capacity S Icu=66/50kA at 500/690V, Trip unit ETU600 LSIG upgrade ready , colordisplay, bluetooth and USB interface, Protection LT, ST, INST, GFx, include N-protection, (internal N-sensor available), incl. trip alarm switch (1xCO), front connection double hole, with internal voltage tap on upper stab of circuit breaker, with voltage tap module VTM680 and power supply of ETU600, able to communication, integrated metering type PMF-1 Energy Efficiency, Voltage, Active energy Ea Manual operating mechanism with mechanical closing, without Spring charging motor, Ready-to-close signal. switch, Auxiliary switches 2NO+2NC, without Closing coil (CC), manual operating mechanism with mechanical closing, without Remote trip alarm reset coil (RR), without 2nd shunt trip, without 1st Shunt trip | 178870 | 1 | Z\ | 1
3WA1120-3LF21-0AA0 |  | fixed-mounted circuit breaker, IEC 60947-2, size 1, 4-pole, N pole on right, In=2000 A up to 690 V AC 50/60 Hz, breaking capacity S Icu=66/50 kA at 500/690 V, tripping unit ETU600 LSIG upgradeable, color display, Bluetooth, USB interface, basic protection LT, ST, INST, GFx, including protection of the N conductor (internal neutral point sensor available), trip alarm switch (1 x CO), connection at rear vertical, with internal voltage tap on upper stab of circuit breaker, with voltage tap module VTM680 and power supply of ETU600, able to communication, integrated metering type PMF-1 Energy Efficiency, Voltage, Active energy Ea Manual operating mechanism with mechanical closing, without Spring charging motor, Ready-to-close signal. switch, Auxiliary switches 2NO+2NC, without Closing coil (CC), manual operating mechanism with mechanical closing, without Remote trip alarm reset coil (RR), without 2nd shunt trip, without 1st Shunt trip | 169870 | 1 | Z\ | 1
3WA1120-3LF22-0AA0 |  | fixed-mounted circuit breaker, IEC 60947-2, size 1, 4-pole, N pole on right, In=2000 A up to 690 V AC 50/60 Hz, breaking capacity S Icu=66/50 kA at 500/690 V, tripping unit ETU600 LSIG upgradeable, color display, Bluetooth, USB interface, basic protection LT, ST, INST, GFx, including protection of the N conductor (internal neutral point sensor available), trip alarm switch (1 x CO), connection at rear horizontal with internal voltage tap on upper stab of circuit breaker, with voltage tap module VTM680 and power supply of ETU600, able to communication, integrated metering type PMF-1 Energy Efficiency, Voltage, Active energy Ea Manual operating mechanism with mechanical closing, without Spring charging motor, Ready-to-close signal. switch, Auxiliary switches 2NO+2NC, without Closing coil (CC), manual operating mechanism with mechanical closing, without Remote trip alarm reset coil (RR), without 2nd shunt trip, without 1st Shunt trip | 165870 | 1 | Z\ | 1
3WA1120-3LF23-0AA0 |  | fixed-mounted circuit breaker, IEC 60947-2, size 1, 4-pole, N pole on right, In=2000 A up to 690 V AC 50/60 Hz, breaking capacity S Icu=66/50 kA at 500/690 V, tripping unit ETU600 LSIG upgradeable, color display, Bluetooth, USB interface, basic protection LT, ST, INST, GFx, including protection of the N conductor (internal neutral point sensor available), trip alarm switch (1 x CO), front connection double hole, with internal voltage tap on upper stab of circuit breaker, with voltage tap module VTM680 and power supply of ETU600, able to communication, integrated metering type PMF-1 Energy Efficiency, Voltage, Active energy Ea Manual operating mechanism with mechanical closing, without Spring charging motor, Ready-to-close signal. switch, Auxiliary switches 2NO+2NC, without Closing coil (CC), manual operating mechanism with mechanical closing, without Remote trip alarm reset coil (RR), without 2nd shunt trip, without 1st Shunt trip | 178870 | 1 | Z\ | 1
3WA1120-3LF31-0AA0 |  | Withdrawable circuit breaker with guide frame, IEC 60947-2, frame size 1, 3-poles, In=2000A up to 690V AC 50/60Hz, breaking capacity S Icu=66/50kA at 500/690V, Trip unit ETU600 LSIG upgrade ready , colordisplay, bluetooth and USB interface, Protection LT, ST, INST, GFx, N-protection required an external N-sensor, incl. trip alarm switch (1xCO), rear connection vertical, guide frame with shutter and w/o position signalling switch, with internal voltage tap on upper stab of circuit breaker, with voltage tap module VTM680 and power supply of ETU600, able to communication, integrated metering type PMF-1 Energy Efficiency, Voltage, Active energy Ea Manual operating mechanism with mechanical closing, without Spring charging motor, Ready-to-close signal. switch, Auxiliary switches 2NO+2NC, without Closing coil (CC), manual operating mechanism with mechanical closing, without Remote trip alarm reset coil (RR), without 2nd shunt trip, without 1st Shunt trip | 168870 | 1 | Z\ | 1
3WA1120-3LF32-0AA0 |  | Withdrawable circuit breaker with guide frame, IEC 60947-2, frame size 1, 3-poles, In=2000A up to 690V AC 50/60Hz, breaking capacity S Icu=66/50kA at 500/690V, Trip unit ETU600 LSIG upgrade ready , colordisplay, bluetooth and USB interface, Protection LT, ST, INST, GFx, N-protection required an external N-sensor, incl. trip alarm switch (1xCO), rear connection horizontal, guide frame with shutter and w/o position signalling switch, with internal voltage tap on upper stab of circuit breaker, with voltage tap module VTM680 and power supply of ETU600, able to communication, integrated metering type PMF-1 Energy Efficiency, Voltage, Active energy Ea Manual operating mechanism with mechanical closing, without Spring charging motor, Ready-to-close signal. switch, Auxiliary switches 2NO+2NC, without Closing coil (CC), manual operating mechanism with mechanical closing, without Remote trip alarm reset coil (RR), without 2nd shunt trip, without 1st Shunt trip | 164870 | 1 | Z\ | 1
3WA1120-3LF33-0AA0 |  | Withdrawable circuit breaker with guide frame, IEC 60947-2, frame size 1, 3-poles, In=2000A up to 690V AC 50/60Hz, breaking capacity S Icu=66/50kA at 500/690V, Trip unit ETU600 LSIG upgrade ready , colordisplay, bluetooth and USB interface, Protection LT, ST, INST, GFx, N-protection required an external N-sensor, incl. trip alarm switch (1xCO), front connection double hole, guide frame with shutter and w/o position signalling switch, with internal voltage tap on upper stab of circuit breaker, with voltage tap module VTM680 and power supply of ETU600, able to communication, integrated metering type PMF-1 Energy Efficiency, Voltage, Active energy Ea Manual operating mechanism with mechanical closing, without Spring charging motor, Ready-to-close signal. switch, Auxiliary switches 2NO+2NC, without Closing coil (CC), manual operating mechanism with mechanical closing, without Remote trip alarm reset coil (RR), without 2nd shunt trip, without 1st Shunt trip | 174870 | 1 | Z\ | 1
3WA1120-3LF34-0AA0 |  | Withdrawable circuit breaker with guide frame, IEC 60947-2, frame size 1, 3-poles, In=2000A up to 690V AC 50/60Hz, breaking capacity S Icu=66/50kA at 500/690V, Trip unit ETU600 LSIG upgrade ready , colordisplay, bluetooth and USB interface, Protection LT, ST, INST, GFx, N-protection required an external N-sensor, incl. trip alarm switch (1xCO), rear connection flange, guide frame with shutter and w/o position signalling switch, with internal voltage tap on upper stab of circuit breaker, with voltage tap module VTM680 and power supply of ETU600, able to communication, integrated metering type PMF-1 Energy Efficiency, Voltage, Active energy Ea Manual operating mechanism with mechanical closing, without Spring charging motor, Ready-to-close signal. switch, Auxiliary switches 2NO+2NC, without Closing coil (CC), manual operating mechanism with mechanical closing, without Remote trip alarm reset coil (RR), without 2nd shunt trip, without 1st Shunt trip | 164870 | 1 | Z\ | 1
3WA1120-3LF41-0AA0 |  | Withdrawable circuit breaker with guide frame, IEC 60947-2, frame size 1, 4-poles, N-pole left, In=2000A up to 690V AC 50/60Hz, breaking capacity S Icu=66/50kA at 500/690V, Trip unit ETU600 LSIG upgrade ready , colordisplay, bluetooth and USB interface, Protection LT, ST, INST, GFx, include N-protection, (internal N-sensor available), incl. trip alarm switch (1xCO), rear connection vertical, guide frame with shutter and w/o position signalling switch, with internal voltage tap on upper stab of circuit breaker, with voltage tap module VTM680 and power supply of ETU600, able to communication, integrated metering type PMF-1 Energy Efficiency, Voltage, Active energy Ea Manual operating mechanism with mechanical closing, without Spring charging motor, Ready-to-close signal. switch, Auxiliary switches 2NO+2NC, without Closing coil (CC), manual operating mechanism with mechanical closing, without Remote trip alarm reset coil (RR), without 2nd shunt trip, without 1st Shunt trip | 216870 | 1 | Z\ | 1
3WA1120-3LF42-0AA0 |  | Withdrawable circuit breaker with guide frame, IEC 60947-2, frame size 1, 4-poles, N-pole left, In=2000A up to 690V AC 50/60Hz, breaking capacity S Icu=66/50kA at 500/690V, Trip unit ETU600 LSIG upgrade ready , colordisplay, bluetooth and USB interface, Protection LT, ST, INST, GFx, include N-protection, (internal N-sensor available), incl. trip alarm switch (1xCO), rear connection horizontal, guide frame with shutter and w/o position signalling switch, with internal voltage tap on upper stab of circuit breaker, with voltage tap module VTM680 and power supply of ETU600, able to communication, integrated metering type PMF-1 Energy Efficiency, Voltage, Active energy Ea Manual operating mechanism with mechanical closing, without Spring charging motor, Ready-to-close signal. switch, Auxiliary switches 2NO+2NC, without Closing coil (CC), manual operating mechanism with mechanical closing, without Remote trip alarm reset coil (RR), without 2nd shunt trip, without 1st Shunt trip | 211870 | 1 | Z\ | 1
3WA1120-3LF43-0AA0 |  | Withdrawable circuit breaker with guide frame, IEC 60947-2, frame size 1, 4-poles, N-pole left, In=2000A up to 690V AC 50/60Hz, breaking capacity S Icu=66/50kA at 500/690V, Trip unit ETU600 LSIG upgrade ready , colordisplay, bluetooth and USB interface, Protection LT, ST, INST, GFx, include N-protection, (internal N-sensor available), incl. trip alarm switch (1xCO), front connection double hole, guide frame with shutter and w/o position signalling switch, with internal voltage tap on upper stab of circuit breaker, with voltage tap module VTM680 and power supply of ETU600, able to communication, integrated metering type PMF-1 Energy Efficiency, Voltage, Active energy Ea Manual operating mechanism with mechanical closing, without Spring charging motor, Ready-to-close signal. switch, Auxiliary switches 2NO+2NC, without Closing coil (CC), manual operating mechanism with mechanical closing, without Remote trip alarm reset coil (RR), without 2nd shunt trip, without 1st Shunt trip | 224870 | 1 | Z\ | 1
3WA1120-3LF44-0AA0 |  | Withdrawable circuit breaker with guide frame, IEC 60947-2, frame size 1, 4-poles, N-pole left, In=2000A up to 690V AC 50/60Hz, breaking capacity S Icu=66/50kA at 500/690V, Trip unit ETU600 LSIG upgrade ready , colordisplay, bluetooth and USB interface, Protection LT, ST, INST, GFx, include N-protection, (internal N-sensor available), incl. trip alarm switch (1xCO), rear connection flange, guide frame with shutter and w/o position signalling switch, with internal voltage tap on upper stab of circuit breaker, with voltage tap module VTM680 and power supply of ETU600, able to communication, integrated metering type PMF-1 Energy Efficiency, Voltage, Active energy Ea Manual operating mechanism with mechanical closing, without Spring charging motor, Ready-to-close signal. switch, Auxiliary switches 2NO+2NC, without Closing coil (CC), manual operating mechanism with mechanical closing, without Remote trip alarm reset coil (RR), without 2nd shunt trip, without 1st Shunt trip | 211870 | 1 | Z\ | 1
3WA1120-3ME01-0AA0 |  | Fixed-mounted circuit breaker IEC 60947-2, frame size 1, 3-poles, In=2000A up to 690V AC 50/60Hz, breaking capacity S Icu=66/50kA at 500/690V, Trip unit ETU600 LSI upgrade ready , colordisplay, bluetooth and USB interface, Protection LT, ST, INST, N-protection required an external N-sensor, incl. trip alarm switch (1xCO), rear connection vertical, with internal voltage tap on upper stab of circuit breaker, with voltage tap module VTM680 and power supply of ETU600, able to communication, integrated metering type PMF-2 Basic Power Monitoring, Voltage, Energy, Power, Power factor, Frequency, Unbalance, Temperature, Manual operating mechanism with mechanical closing, without Spring charging motor, Ready-to-close signal. switch, Auxiliary switches 2NO+2NC, without Closing coil (CC), manual operating mechanism with mechanical closing, without Remote trip alarm reset coil (RR), without 2nd shunt trip, without 1st Shunt trip | 131700 | 1 | Z\ | 1
3WA1120-3ME02-0AA0 |  | Fixed-mounted circuit breaker IEC 60947-2, frame size 1, 3-poles, In=2000A up to 690V AC 50/60Hz, breaking capacity S Icu=66/50kA at 500/690V, Trip unit ETU600 LSI upgrade ready , colordisplay, bluetooth and USB interface, Protection LT, ST, INST, N-protection required an external N-sensor, incl. trip alarm switch (1xCO), rear connection horizontal, with internal voltage tap on upper stab of circuit breaker, with voltage tap module VTM680 and power supply of ETU600, able to communication, integrated metering type PMF-2 Basic Power Monitoring, Voltage, Energy, Power, Power factor, Frequency, Unbalance, Temperature, Manual operating mechanism with mechanical closing, without Spring charging motor, Ready-to-close signal. switch, Auxiliary switches 2NO+2NC, without Closing coil (CC), manual operating mechanism with mechanical closing, without Remote trip alarm reset coil (RR), without 2nd shunt trip, without 1st Shunt trip | 128700 | 1 | Z\ | 1
3WA1120-3ME03-0AA0 |  | Fixed-mounted circuit breaker IEC 60947-2, frame size 1, 3-poles, In=2000A up to 690V AC 50/60Hz, breaking capacity S Icu=66/50kA at 500/690V, Trip unit ETU600 LSI upgrade ready , colordisplay, bluetooth and USB interface, Protection LT, ST, INST, N-protection required an external N-sensor, incl. trip alarm switch (1xCO), front connection double hole, with internal voltage tap on upper stab of circuit breaker, with voltage tap module VTM680 and power supply of ETU600, able to communication, integrated metering type PMF-2 Basic Power Monitoring, Voltage, Energy, Power, Power factor, Frequency, Unbalance, Temperature, Manual operating mechanism with mechanical closing, without Spring charging motor, Ready-to-close signal. switch, Auxiliary switches 2NO+2NC, without Closing coil (CC), manual operating mechanism with mechanical closing, without Remote trip alarm reset coil (RR), without 2nd shunt trip, without 1st Shunt trip | 138700 | 1 | Z\ | 1
3WA1120-3ME11-0AA0 |  | Fixed-mounted circuit breaker IEC 60947-2, frame size 1, 4-poles, N-pole left, In=2000A up to 690V AC 50/60Hz, breaking capacity S Icu=66/50kA at 500/690V, Trip unit ETU600 LSI upgrade ready , colordisplay, bluetooth and USB interface, Protection LT, ST, INST, include N-protection, (internal N-sensor available), incl. trip alarm switch (1xCO), rear connection vertical, with internal voltage tap on upper stab of circuit breaker, with voltage tap module VTM680 and power supply of ETU600, able to communication, integrated metering type PMF-2 Basic Power Monitoring, Voltage, Energy, Power, Power factor, Frequency, Unbalance, Temperature, Manual operating mechanism with mechanical closing, without Spring charging motor, Ready-to-close signal. switch, Auxiliary switches 2NO+2NC, without Closing coil (CC), manual operating mechanism with mechanical closing, without Remote trip alarm reset coil (RR), without 2nd shunt trip, without 1st Shunt trip | 167700 | 1 | Z\ | 1
3WA1120-3ME12-0AA0 |  | Fixed-mounted circuit breaker IEC 60947-2, frame size 1, 4-poles, N-pole left, In=2000A up to 690V AC 50/60Hz, breaking capacity S Icu=66/50kA at 500/690V, Trip unit ETU600 LSI upgrade ready , colordisplay, bluetooth and USB interface, Protection LT, ST, INST, include N-protection, (internal N-sensor available), incl. trip alarm switch (1xCO), rear connection horizontal, with internal voltage tap on upper stab of circuit breaker, with voltage tap module VTM680 and power supply of ETU600, able to communication, integrated metering type PMF-2 Basic Power Monitoring, Voltage, Energy, Power, Power factor, Frequency, Unbalance, Temperature, Manual operating mechanism with mechanical closing, without Spring charging motor, Ready-to-close signal. switch, Auxiliary switches 2NO+2NC, without Closing coil (CC), manual operating mechanism with mechanical closing, without Remote trip alarm reset coil (RR), without 2nd shunt trip, without 1st Shunt trip | 163700 | 1 | Z\ | 1
3WA1120-3ME13-0AA0 |  | Fixed-mounted circuit breaker IEC 60947-2, frame size 1, 4-poles, N-pole left, In=2000A up to 690V AC 50/60Hz, breaking capacity S Icu=66/50kA at 500/690V, Trip unit ETU600 LSI upgrade ready , colordisplay, bluetooth and USB interface, Protection LT, ST, INST, include N-protection, (internal N-sensor available), incl. trip alarm switch (1xCO), front connection double hole, with internal voltage tap on upper stab of circuit breaker, with voltage tap module VTM680 and power supply of ETU600, able to communication, integrated metering type PMF-2 Basic Power Monitoring, Voltage, Energy, Power, Power factor, Frequency, Unbalance, Temperature, Manual operating mechanism with mechanical closing, without Spring charging motor, Ready-to-close signal. switch, Auxiliary switches 2NO+2NC, without Closing coil (CC), manual operating mechanism with mechanical closing, without Remote trip alarm reset coil (RR), without 2nd shunt trip, without 1st Shunt trip | 176700 | 1 | Z\ | 1
3WA1120-3ME21-0AA0 |  | fixed-mounted circuit breaker, IEC 60947-2, size 1, 4-pole, N pole on right, In=2000 A up to 690 V AC 50/60 Hz, breaking capacity S Icu=66/50 kA at 500/690 V, tripping unit ETU600 LSI upgradeable, color display, Bluetooth, USB interface, basic protection LT, ST, INST, including protection of the N conductor (internal neutral point sensor available), trip alarm switch (1 x CO), connection at rear vertical, with internal voltage tap on upper stab of circuit breaker, with voltage tap module VTM680 and power supply of ETU600, able to communication, integrated metering type PMF-2 Basic Power Monitoring, Voltage, Energy, Power, Power factor, Frequency, Unbalance, Temperature, Manual operating mechanism with mechanical closing, without Spring charging motor, Ready-to-close signal. switch, Auxiliary switches 2NO+2NC, without Closing coil (CC), manual operating mechanism with mechanical closing, without Remote trip alarm reset coil (RR), without 2nd shunt trip, without 1st Shunt trip | 167700 | 1 | Z\ | 1
3WA1120-3ME22-0AA0 |  | fixed-mounted circuit breaker, IEC 60947-2, size 1, 4-pole, N pole on right, In=2000 A up to 690 V AC 50/60 Hz, breaking capacity S Icu=66/50 kA at 500/690 V, tripping unit ETU600 LSI upgradeable, color display, Bluetooth, USB interface, basic protection LT, ST, INST, including protection of the N conductor (internal neutral point sensor available), trip alarm switch (1 x CO), connection at rear horizontal with internal voltage tap on upper stab of circuit breaker, with voltage tap module VTM680 and power supply of ETU600, able to communication, integrated metering type PMF-2 Basic Power Monitoring, Voltage, Energy, Power, Power factor, Frequency, Unbalance, Temperature, Manual operating mechanism with mechanical closing, without Spring charging motor, Ready-to-close signal. switch, Auxiliary switches 2NO+2NC, without Closing coil (CC), manual operating mechanism with mechanical closing, without Remote trip alarm reset coil (RR), without 2nd shunt trip, without 1st Shunt trip | 163700 | 1 | Z\ | 1
3WA1120-3ME23-0AA0 |  | fixed-mounted circuit breaker, IEC 60947-2, size 1, 4-pole, N pole on right, In=2000 A up to 690 V AC 50/60 Hz, breaking capacity S Icu=66/50 kA at 500/690 V, tripping unit ETU600 LSI upgradeable, color display, Bluetooth, USB interface, basic protection LT, ST, INST, including protection of the N conductor (internal neutral point sensor available), trip alarm switch (1 x CO), front connection double hole, with internal voltage tap on upper stab of circuit breaker, with voltage tap module VTM680 and power supply of ETU600, able to communication, integrated metering type PMF-2 Basic Power Monitoring, Voltage, Energy, Power, Power factor, Frequency, Unbalance, Temperature, Manual operating mechanism with mechanical closing, without Spring charging motor, Ready-to-close signal. switch, Auxiliary switches 2NO+2NC, without Closing coil (CC), manual operating mechanism with mechanical closing, without Remote trip alarm reset coil (RR), without 2nd shunt trip, without 1st Shunt trip | 176700 | 1 | Z\ | 1
3WA1120-3ME31-0AA0 |  | Withdrawable circuit breaker with guide frame, IEC 60947-2, frame size 1, 3-poles, In=2000A up to 690V AC 50/60Hz, breaking capacity S Icu=66/50kA at 500/690V, Trip unit ETU600 LSI upgrade ready , colordisplay, bluetooth and USB interface, Protection LT, ST, INST, N-protection required an external N-sensor, incl. trip alarm switch (1xCO), rear connection vertical, guide frame with shutter and w/o position signalling switch, with internal voltage tap on upper stab of circuit breaker, with voltage tap module VTM680 and power supply of ETU600, able to communication, integrated metering type PMF-2 Basic Power Monitoring, Voltage, Energy, Power, Power factor, Frequency, Unbalance, Temperature, Manual operating mechanism with mechanical closing, without Spring charging motor, Ready-to-close signal. switch, Auxiliary switches 2NO+2NC, without Closing coil (CC), manual operating mechanism with mechanical closing, without Remote trip alarm reset coil (RR), without 2nd shunt trip, without 1st Shunt trip | 166700 | 1 | Z\ | 1
3WA1120-3ME32-0AA0 |  | Withdrawable circuit breaker with guide frame, IEC 60947-2, frame size 1, 3-poles, In=2000A up to 690V AC 50/60Hz, breaking capacity S Icu=66/50kA at 500/690V, Trip unit ETU600 LSI upgrade ready , colordisplay, bluetooth and USB interface, Protection LT, ST, INST, N-protection required an external N-sensor, incl. trip alarm switch (1xCO), rear connection horizontal, guide frame with shutter and w/o position signalling switch, with internal voltage tap on upper stab of circuit breaker, with voltage tap module VTM680 and power supply of ETU600, able to communication, integrated metering type PMF-2 Basic Power Monitoring, Voltage, Energy, Power, Power factor, Frequency, Unbalance, Temperature, Manual operating mechanism with mechanical closing, without Spring charging motor, Ready-to-close signal. switch, Auxiliary switches 2NO+2NC, without Closing coil (CC), manual operating mechanism with mechanical closing, without Remote trip alarm reset coil (RR), without 2nd shunt trip, without 1st Shunt trip | 163700 | 1 | Z\ | 1
3WA1120-3ME33-0AA0 |  | Withdrawable circuit breaker with guide frame, IEC 60947-2, frame size 1, 3-poles, In=2000A up to 690V AC 50/60Hz, breaking capacity S Icu=66/50kA at 500/690V, Trip unit ETU600 LSI upgrade ready , colordisplay, bluetooth and USB interface, Protection LT, ST, INST, N-protection required an external N-sensor, incl. trip alarm switch (1xCO), front connection double hole, guide frame with shutter and w/o position signalling switch, with internal voltage tap on upper stab of circuit breaker, with voltage tap module VTM680 and power supply of ETU600, able to communication, integrated metering type PMF-2 Basic Power Monitoring, Voltage, Energy, Power, Power factor, Frequency, Unbalance, Temperature, Manual operating mechanism with mechanical closing, without Spring charging motor, Ready-to-close signal. switch, Auxiliary switches 2NO+2NC, without Closing coil (CC), manual operating mechanism with mechanical closing, without Remote trip alarm reset coil (RR), without 2nd shunt trip, without 1st Shunt trip | 173700 | 1 | Z\ | 1
3WA1120-3ME34-0AA0 |  | Withdrawable circuit breaker with guide frame, IEC 60947-2, frame size 1, 3-poles, In=2000A up to 690V AC 50/60Hz, breaking capacity S Icu=66/50kA at 500/690V, Trip unit ETU600 LSI upgrade ready , colordisplay, bluetooth and USB interface, Protection LT, ST, INST, N-protection required an external N-sensor, incl. trip alarm switch (1xCO), rear connection flange, guide frame with shutter and w/o position signalling switch, with internal voltage tap on upper stab of circuit breaker, with voltage tap module VTM680 and power supply of ETU600, able to communication, integrated metering type PMF-2 Basic Power Monitoring, Voltage, Energy, Power, Power factor, Frequency, Unbalance, Temperature, Manual operating mechanism with mechanical closing, without Spring charging motor, Ready-to-close signal. switch, Auxiliary switches 2NO+2NC, without Closing coil (CC), manual operating mechanism with mechanical closing, without Remote trip alarm reset coil (RR), without 2nd shunt trip, without 1st Shunt trip | 163700 | 1 | Z\ | 1
3WA1120-3ME41-0AA0 |  | Withdrawable circuit breaker with guide frame, IEC 60947-2, frame size 1, 4-poles, N-pole left, In=2000A up to 690V AC 50/60Hz, breaking capacity S Icu=66/50kA at 500/690V, Trip unit ETU600 LSI upgrade ready , colordisplay, bluetooth and USB interface, Protection LT, ST, INST, include N-protection, (internal N-sensor available), incl. trip alarm switch (1xCO), rear connection vertical, guide frame with shutter and w/o position signalling switch, with internal voltage tap on upper stab of circuit breaker, with voltage tap module VTM680 and power supply of ETU600, able to communication, integrated metering type PMF-2 Basic Power Monitoring, Voltage, Energy, Power, Power factor, Frequency, Unbalance, Temperature, Manual operating mechanism with mechanical closing, without Spring charging motor, Ready-to-close signal. switch, Auxiliary switches 2NO+2NC, without Closing coil (CC), manual operating mechanism with mechanical closing, without Remote trip alarm reset coil (RR), without 2nd shunt trip, without 1st Shunt trip | 214700 | 1 | Z\ | 1
3WA1120-3ME42-0AA0 |  | Withdrawable circuit breaker with guide frame, IEC 60947-2, frame size 1, 4-poles, N-pole left, In=2000A up to 690V AC 50/60Hz, breaking capacity S Icu=66/50kA at 500/690V, Trip unit ETU600 LSI upgrade ready , colordisplay, bluetooth and USB interface, Protection LT, ST, INST, include N-protection, (internal N-sensor available), incl. trip alarm switch (1xCO), rear connection horizontal, guide frame with shutter and w/o position signalling switch, with internal voltage tap on upper stab of circuit breaker, with voltage tap module VTM680 and power supply of ETU600, able to communication, integrated metering type PMF-2 Basic Power Monitoring, Voltage, Energy, Power, Power factor, Frequency, Unbalance, Temperature, Manual operating mechanism with mechanical closing, without Spring charging motor, Ready-to-close signal. switch, Auxiliary switches 2NO+2NC, without Closing coil (CC), manual operating mechanism with mechanical closing, without Remote trip alarm reset coil (RR), without 2nd shunt trip, without 1st Shunt trip | 210700 | 1 | Z\ | 1
3WA1120-3ME43-0AA0 |  | Withdrawable circuit breaker with guide frame, IEC 60947-2, frame size 1, 4-poles, N-pole left, In=2000A up to 690V AC 50/60Hz, breaking capacity S Icu=66/50kA at 500/690V, Trip unit ETU600 LSI upgrade ready , colordisplay, bluetooth and USB interface, Protection LT, ST, INST, include N-protection, (internal N-sensor available), incl. trip alarm switch (1xCO), front connection double hole, guide frame with shutter and w/o position signalling switch, with internal voltage tap on upper stab of circuit breaker, with voltage tap module VTM680 and power supply of ETU600, able to communication, integrated metering type PMF-2 Basic Power Monitoring, Voltage, Energy, Power, Power factor, Frequency, Unbalance, Temperature, Manual operating mechanism with mechanical closing, without Spring charging motor, Ready-to-close signal. switch, Auxiliary switches 2NO+2NC, without Closing coil (CC), manual operating mechanism with mechanical closing, without Remote trip alarm reset coil (RR), without 2nd shunt trip, without 1st Shunt trip | 223700 | 1 | Z\ | 1
3WA1120-3ME44-0AA0 |  | Withdrawable circuit breaker with guide frame, IEC 60947-2, frame size 1, 4-poles, N-pole left, In=2000A up to 690V AC 50/60Hz, breaking capacity S Icu=66/50kA at 500/690V, Trip unit ETU600 LSI upgrade ready , colordisplay, bluetooth and USB interface, Protection LT, ST, INST, include N-protection, (internal N-sensor available), incl. trip alarm switch (1xCO), rear connection flange, guide frame with shutter and w/o position signalling switch, with internal voltage tap on upper stab of circuit breaker, with voltage tap module VTM680 and power supply of ETU600, able to communication, integrated metering type PMF-2 Basic Power Monitoring, Voltage, Energy, Power, Power factor, Frequency, Unbalance, Temperature, Manual operating mechanism with mechanical closing, without Spring charging motor, Ready-to-close signal. switch, Auxiliary switches 2NO+2NC, without Closing coil (CC), manual operating mechanism with mechanical closing, without Remote trip alarm reset coil (RR), without 2nd shunt trip, without 1st Shunt trip | 210700 | 1 | Z\ | 1
3WA1120-3MF01-0AA0 |  | Fixed-mounted circuit breaker IEC 60947-2, frame size 1, 3-poles, In=2000A up to 690V AC 50/60Hz, breaking capacity S Icu=66/50kA at 500/690V, Trip unit ETU600 LSIG upgrade ready , colordisplay, bluetooth and USB interface, Protection LT, ST, INST, GFx, N-protection required an external N-sensor, incl. trip alarm switch (1xCO), rear connection vertical, with internal voltage tap on upper stab of circuit breaker, with voltage tap module VTM680 and power supply of ETU600, able to communication, integrated metering type PMF-2 Basic Power Monitoring, Voltage, Energy, Power, Power factor, Frequency, Unbalance, Temperature, Manual operating mechanism with mechanical closing, without Spring charging motor, Ready-to-close signal. switch, Auxiliary switches 2NO+2NC, without Closing coil (CC), manual operating mechanism with mechanical closing, without Remote trip alarm reset coil (RR), without 2nd shunt trip, without 1st Shunt trip | 142700 | 1 | Z\ | 1
3WA1120-3MF02-0AA0 |  | Fixed-mounted circuit breaker IEC 60947-2, frame size 1, 3-poles, In=2000A up to 690V AC 50/60Hz, breaking capacity S Icu=66/50kA at 500/690V, Trip unit ETU600 LSIG upgrade ready , colordisplay, bluetooth and USB interface, Protection LT, ST, INST, GFx, N-protection required an external N-sensor, incl. trip alarm switch (1xCO), rear connection horizontal, with internal voltage tap on upper stab of circuit breaker, with voltage tap module VTM680 and power supply of ETU600, able to communication, integrated metering type PMF-2 Basic Power Monitoring, Voltage, Energy, Power, Power factor, Frequency, Unbalance, Temperature, Manual operating mechanism with mechanical closing, without Spring charging motor, Ready-to-close signal. switch, Auxiliary switches 2NO+2NC, without Closing coil (CC), manual operating mechanism with mechanical closing, without Remote trip alarm reset coil (RR), without 2nd shunt trip, without 1st Shunt trip | 138700 | 1 | Z\ | 1
3WA1120-3MF03-0AA0 |  | Fixed-mounted circuit breaker IEC 60947-2, frame size 1, 3-poles, In=2000A up to 690V AC 50/60Hz, breaking capacity S Icu=66/50kA at 500/690V, Trip unit ETU600 LSIG upgrade ready , colordisplay, bluetooth and USB interface, Protection LT, ST, INST, GFx, N-protection required an external N-sensor, incl. trip alarm switch (1xCO), front connection double hole, with internal voltage tap on upper stab of circuit breaker, with voltage tap module VTM680 and power supply of ETU600, able to communication, integrated metering type PMF-2 Basic Power Monitoring, Voltage, Energy, Power, Power factor, Frequency, Unbalance, Temperature, Manual operating mechanism with mechanical closing, without Spring charging motor, Ready-to-close signal. switch, Auxiliary switches 2NO+2NC, without Closing coil (CC), manual operating mechanism with mechanical closing, without Remote trip alarm reset coil (RR), without 2nd shunt trip, without 1st Shunt trip | 148700 | 1 | Z\ | 1
3WA1120-3MF11-0AA0 |  | Fixed-mounted circuit breaker IEC 60947-2, frame size 1, 4-poles, N-pole left, In=2000A up to 690V AC 50/60Hz, breaking capacity S Icu=66/50kA at 500/690V, Trip unit ETU600 LSIG upgrade ready , colordisplay, bluetooth and USB interface, Protection LT, ST, INST, GFx, include N-protection, (internal N-sensor available), incl. trip alarm switch (1xCO), rear connection vertical, with internal voltage tap on upper stab of circuit breaker, with voltage tap module VTM680 and power supply of ETU600, able to communication, integrated metering type PMF-2 Basic Power Monitoring, Voltage, Energy, Power, Power factor, Frequency, Unbalance, Temperature, Manual operating mechanism with mechanical closing, without Spring charging motor, Ready-to-close signal. switch, Auxiliary switches 2NO+2NC, without Closing coil (CC), manual operating mechanism with mechanical closing, without Remote trip alarm reset coil (RR), without 2nd shunt trip, without 1st Shunt trip | 178700 | 1 | Z\ | 1
3WA1120-3MF12-0AA0 |  | Fixed-mounted circuit breaker IEC 60947-2, frame size 1, 4-poles, N-pole left, In=2000A up to 690V AC 50/60Hz, breaking capacity S Icu=66/50kA at 500/690V, Trip unit ETU600 LSIG upgrade ready , colordisplay, bluetooth and USB interface, Protection LT, ST, INST, GFx, include N-protection, (internal N-sensor available), incl. trip alarm switch (1xCO), rear connection horizontal, with internal voltage tap on upper stab of circuit breaker, with voltage tap module VTM680 and power supply of ETU600, able to communication, integrated metering type PMF-2 Basic Power Monitoring, Voltage, Energy, Power, Power factor, Frequency, Unbalance, Temperature, Manual operating mechanism with mechanical closing, without Spring charging motor, Ready-to-close signal. switch, Auxiliary switches 2NO+2NC, without Closing coil (CC), manual operating mechanism with mechanical closing, without Remote trip alarm reset coil (RR), without 2nd shunt trip, without 1st Shunt trip | 174700 | 1 | Z\ | 1
3WA1120-3MF13-0AA0 |  | Fixed-mounted circuit breaker IEC 60947-2, frame size 1, 4-poles, N-pole left, In=2000A up to 690V AC 50/60Hz, breaking capacity S Icu=66/50kA at 500/690V, Trip unit ETU600 LSIG upgrade ready , colordisplay, bluetooth and USB interface, Protection LT, ST, INST, GFx, include N-protection, (internal N-sensor available), incl. trip alarm switch (1xCO), front connection double hole, with internal voltage tap on upper stab of circuit breaker, with voltage tap module VTM680 and power supply of ETU600, able to communication, integrated metering type PMF-2 Basic Power Monitoring, Voltage, Energy, Power, Power factor, Frequency, Unbalance, Temperature, Manual operating mechanism with mechanical closing, without Spring charging motor, Ready-to-close signal. switch, Auxiliary switches 2NO+2NC, without Closing coil (CC), manual operating mechanism with mechanical closing, without Remote trip alarm reset coil (RR), without 2nd shunt trip, without 1st Shunt trip | 187700 | 1 | Z\ | 1
3WA1120-3MF21-0AA0 |  | fixed-mounted circuit breaker, IEC 60947-2, size 1, 4-pole, N pole on right, In=2000 A up to 690 V AC 50/60 Hz, breaking capacity S Icu=66/50 kA at 500/690 V, tripping unit ETU600 LSIG upgradeable, color display, Bluetooth, USB interface, basic protection LT, ST, INST, GFx, including protection of the N conductor (internal neutral point sensor available), trip alarm switch (1 x CO), connection at rear vertical, with internal voltage tap on upper stab of circuit breaker, with voltage tap module VTM680 and power supply of ETU600, able to communication, integrated metering type PMF-2 Basic Power Monitoring, Voltage, Energy, Power, Power factor, Frequency, Unbalance, Temperature, Manual operating mechanism with mechanical closing, without Spring charging motor, Ready-to-close signal. switch, Auxiliary switches 2NO+2NC, without Closing coil (CC), manual operating mechanism with mechanical closing, without Remote trip alarm reset coil (RR), without 2nd shunt trip, without 1st Shunt trip | 178700 | 1 | Z\ | 1
3WA1120-3MF22-0AA0 |  | fixed-mounted circuit breaker, IEC 60947-2, size 1, 4-pole, N pole on right, In=2000 A up to 690 V AC 50/60 Hz, breaking capacity S Icu=66/50 kA at 500/690 V, tripping unit ETU600 LSIG upgradeable, color display, Bluetooth, USB interface, basic protection LT, ST, INST, GFx, including protection of the N conductor (internal neutral point sensor available), trip alarm switch (1 x CO), connection at rear horizontal with internal voltage tap on upper stab of circuit breaker, with voltage tap module VTM680 and power supply of ETU600, able to communication, integrated metering type PMF-2 Basic Power Monitoring, Voltage, Energy, Power, Power factor, Frequency, Unbalance, Temperature, Manual operating mechanism with mechanical closing, without Spring charging motor, Ready-to-close signal. switch, Auxiliary switches 2NO+2NC, without Closing coil (CC), manual operating mechanism with mechanical closing, without Remote trip alarm reset coil (RR), without 2nd shunt trip, without 1st Shunt trip | 174700 | 1 | Z\ | 1
3WA1120-3MF23-0AA0 |  | fixed-mounted circuit breaker, IEC 60947-2, size 1, 4-pole, N pole on right, In=2000 A up to 690 V AC 50/60 Hz, breaking capacity S Icu=66/50 kA at 500/690 V, tripping unit ETU600 LSIG upgradeable, color display, Bluetooth, USB interface, basic protection LT, ST, INST, GFx, including protection of the N conductor (internal neutral point sensor available), trip alarm switch (1 x CO), front connection double hole, with internal voltage tap on upper stab of circuit breaker, with voltage tap module VTM680 and power supply of ETU600, able to communication, integrated metering type PMF-2 Basic Power Monitoring, Voltage, Energy, Power, Power factor, Frequency, Unbalance, Temperature, Manual operating mechanism with mechanical closing, without Spring charging motor, Ready-to-close signal. switch, Auxiliary switches 2NO+2NC, without Closing coil (CC), manual operating mechanism with mechanical closing, without Remote trip alarm reset coil (RR), without 2nd shunt trip, without 1st Shunt trip | 187700 | 1 | Z\ | 1
3WA1120-3MF31-0AA0 |  | Withdrawable circuit breaker with guide frame, IEC 60947-2, frame size 1, 3-poles, In=2000A up to 690V AC 50/60Hz, breaking capacity S Icu=66/50kA at 500/690V, Trip unit ETU600 LSIG upgrade ready , colordisplay, bluetooth and USB interface, Protection LT, ST, INST, GFx, N-protection required an external N-sensor, incl. trip alarm switch (1xCO), rear connection vertical, guide frame with shutter and w/o position signalling switch, with internal voltage tap on upper stab of circuit breaker, with voltage tap module VTM680 and power supply of ETU600, able to communication, integrated metering type PMF-2 Basic Power Monitoring, Voltage, Energy, Power, Power factor, Frequency, Unbalance, Temperature, Manual operating mechanism with mechanical closing, without Spring charging motor, Ready-to-close signal. switch, Auxiliary switches 2NO+2NC, without Closing coil (CC), manual operating mechanism with mechanical closing, without Remote trip alarm reset coil (RR), without 2nd shunt trip, without 1st Shunt trip | 177700 | 1 | Z\ | 1
3WA1120-3MF32-0AA0 |  | Withdrawable circuit breaker with guide frame, IEC 60947-2, frame size 1, 3-poles, In=2000A up to 690V AC 50/60Hz, breaking capacity S Icu=66/50kA at 500/690V, Trip unit ETU600 LSIG upgrade ready , colordisplay, bluetooth and USB interface, Protection LT, ST, INST, GFx, N-protection required an external N-sensor, incl. trip alarm switch (1xCO), rear connection horizontal, guide frame with shutter and w/o position signalling switch, with internal voltage tap on upper stab of circuit breaker, with voltage tap module VTM680 and power supply of ETU600, able to communication, integrated metering type PMF-2 Basic Power Monitoring, Voltage, Energy, Power, Power factor, Frequency, Unbalance, Temperature, Manual operating mechanism with mechanical closing, without Spring charging motor, Ready-to-close signal. switch, Auxiliary switches 2NO+2NC, without Closing coil (CC), manual operating mechanism with mechanical closing, without Remote trip alarm reset coil (RR), without 2nd shunt trip, without 1st Shunt trip | 173700 | 1 | Z\ | 1
3WA1120-3MF33-0AA0 |  | Withdrawable circuit breaker with guide frame, IEC 60947-2, frame size 1, 3-poles, In=2000A up to 690V AC 50/60Hz, breaking capacity S Icu=66/50kA at 500/690V, Trip unit ETU600 LSIG upgrade ready , colordisplay, bluetooth and USB interface, Protection LT, ST, INST, GFx, N-protection required an external N-sensor, incl. trip alarm switch (1xCO), front connection double hole, guide frame with shutter and w/o position signalling switch, with internal voltage tap on upper stab of circuit breaker, with voltage tap module VTM680 and power supply of ETU600, able to communication, integrated metering type PMF-2 Basic Power Monitoring, Voltage, Energy, Power, Power factor, Frequency, Unbalance, Temperature, Manual operating mechanism with mechanical closing, without Spring charging motor, Ready-to-close signal. switch, Auxiliary switches 2NO+2NC, without Closing coil (CC), manual operating mechanism with mechanical closing, without Remote trip alarm reset coil (RR), without 2nd shunt trip, without 1st Shunt trip | 183700 | 1 | Z\ | 1
3WA1120-3MF34-0AA0 |  | Withdrawable circuit breaker with guide frame, IEC 60947-2, frame size 1, 3-poles, In=2000A up to 690V AC 50/60Hz, breaking capacity S Icu=66/50kA at 500/690V, Trip unit ETU600 LSIG upgrade ready , colordisplay, bluetooth and USB interface, Protection LT, ST, INST, GFx, N-protection required an external N-sensor, incl. trip alarm switch (1xCO), rear connection flange, guide frame with shutter and w/o position signalling switch, with internal voltage tap on upper stab of circuit breaker, with voltage tap module VTM680 and power supply of ETU600, able to communication, integrated metering type PMF-2 Basic Power Monitoring, Voltage, Energy, Power, Power factor, Frequency, Unbalance, Temperature, Manual operating mechanism with mechanical closing, without Spring charging motor, Ready-to-close signal. switch, Auxiliary switches 2NO+2NC, without Closing coil (CC), manual operating mechanism with mechanical closing, without Remote trip alarm reset coil (RR), without 2nd shunt trip, without 1st Shunt trip | 173700 | 1 | Z\ | 1
3WA1120-3MF41-0AA0 |  | Withdrawable circuit breaker with guide frame, IEC 60947-2, frame size 1, 4-poles, N-pole left, In=2000A up to 690V AC 50/60Hz, breaking capacity S Icu=66/50kA at 500/690V, Trip unit ETU600 LSIG upgrade ready , colordisplay, bluetooth and USB interface, Protection LT, ST, INST, GFx, include N-protection, (internal N-sensor available), incl. trip alarm switch (1xCO), rear connection vertical, guide frame with shutter and w/o position signalling switch, with internal voltage tap on upper stab of circuit breaker, with voltage tap module VTM680 and power supply of ETU600, able to communication, integrated metering type PMF-2 Basic Power Monitoring, Voltage, Energy, Power, Power factor, Frequency, Unbalance, Temperature, Manual operating mechanism with mechanical closing, without Spring charging motor, Ready-to-close signal. switch, Auxiliary switches 2NO+2NC, without Closing coil (CC), manual operating mechanism with mechanical closing, without Remote trip alarm reset coil (RR), without 2nd shunt trip, without 1st Shunt trip | 225700 | 1 | Z\ | 1
3WA1120-3MF42-0AA0 |  | Withdrawable circuit breaker with guide frame, IEC 60947-2, frame size 1, 4-poles, N-pole left, In=2000A up to 690V AC 50/60Hz, breaking capacity S Icu=66/50kA at 500/690V, Trip unit ETU600 LSIG upgrade ready , colordisplay, bluetooth and USB interface, Protection LT, ST, INST, GFx, include N-protection, (internal N-sensor available), incl. trip alarm switch (1xCO), rear connection horizontal, guide frame with shutter and w/o position signalling switch, with internal voltage tap on upper stab of circuit breaker, with voltage tap module VTM680 and power supply of ETU600, able to communication, integrated metering type PMF-2 Basic Power Monitoring, Voltage, Energy, Power, Power factor, Frequency, Unbalance, Temperature, Manual operating mechanism with mechanical closing, without Spring charging motor, Ready-to-close signal. switch, Auxiliary switches 2NO+2NC, without Closing coil (CC), manual operating mechanism with mechanical closing, without Remote trip alarm reset coil (RR), without 2nd shunt trip, without 1st Shunt trip | 220700 | 1 | Z\ | 1
3WA1120-3MF43-0AA0 |  | Withdrawable circuit breaker with guide frame, IEC 60947-2, frame size 1, 4-poles, N-pole left, In=2000A up to 690V AC 50/60Hz, breaking capacity S Icu=66/50kA at 500/690V, Trip unit ETU600 LSIG upgrade ready , colordisplay, bluetooth and USB interface, Protection LT, ST, INST, GFx, include N-protection, (internal N-sensor available), incl. trip alarm switch (1xCO), front connection double hole, guide frame with shutter and w/o position signalling switch, with internal voltage tap on upper stab of circuit breaker, with voltage tap module VTM680 and power supply of ETU600, able to communication, integrated metering type PMF-2 Basic Power Monitoring, Voltage, Energy, Power, Power factor, Frequency, Unbalance, Temperature, Manual operating mechanism with mechanical closing, without Spring charging motor, Ready-to-close signal. switch, Auxiliary switches 2NO+2NC, without Closing coil (CC), manual operating mechanism with mechanical closing, without Remote trip alarm reset coil (RR), without 2nd shunt trip, without 1st Shunt trip | 233700 | 1 | Z\ | 1
3WA1120-3MF44-0AA0 |  | Withdrawable circuit breaker with guide frame, IEC 60947-2, frame size 1, 4-poles, N-pole left, In=2000A up to 690V AC 50/60Hz, breaking capacity S Icu=66/50kA at 500/690V, Trip unit ETU600 LSIG upgrade ready , colordisplay, bluetooth and USB interface, Protection LT, ST, INST, GFx, include N-protection, (internal N-sensor available), incl. trip alarm switch (1xCO), rear connection flange, guide frame with shutter and w/o position signalling switch, with internal voltage tap on upper stab of circuit breaker, with voltage tap module VTM680 and power supply of ETU600, able to communication, integrated metering type PMF-2 Basic Power Monitoring, Voltage, Energy, Power, Power factor, Frequency, Unbalance, Temperature, Manual operating mechanism with mechanical closing, without Spring charging motor, Ready-to-close signal. switch, Auxiliary switches 2NO+2NC, without Closing coil (CC), manual operating mechanism with mechanical closing, without Remote trip alarm reset coil (RR), without 2nd shunt trip, without 1st Shunt trip | 220700 | 1 | Z\ | 1
3WA1120-3NE01-0AA0 |  | Fixed-mounted circuit breaker IEC 60947-2, frame size 1, 3-poles, In=2000A up to 690V AC 50/60Hz, breaking capacity S Icu=66/50kA at 500/690V, Trip unit ETU600 LSI upgrade ready , colordisplay, bluetooth and USB interface, Protection LT, ST, INST, N-protection required an external N-sensor, incl. trip alarm switch (1xCO), rear connection vertical, with internal voltage tap on upper stab of circuit breaker, with voltage tap module VTM680 and power supply of ETU600, able to communication, integrated metering type PMF-3 Advanced Power Monitor., Voltage, Energy, Power, Power factor, Frequency, Unbalance, Temperature, Power quality, Manual operating mechanism with mechanical closing, without Spring charging motor, Ready-to-close signal. switch, Auxiliary switches 2NO+2NC, without Closing coil (CC), manual operating mechanism with mechanical closing, without Remote trip alarm reset coil (RR), without 2nd shunt trip, without 1st Shunt trip | 138100 | 1 | Z\ | 1
3WA1120-3NE02-0AA0 |  | Fixed-mounted circuit breaker IEC 60947-2, frame size 1, 3-poles, In=2000A up to 690V AC 50/60Hz, breaking capacity S Icu=66/50kA at 500/690V, Trip unit ETU600 LSI upgrade ready , colordisplay, bluetooth and USB interface, Protection LT, ST, INST, N-protection required an external N-sensor, incl. trip alarm switch (1xCO), rear connection horizontal, with internal voltage tap on upper stab of circuit breaker, with voltage tap module VTM680 and power supply of ETU600, able to communication, integrated metering type PMF-3 Advanced Power Monitor., Voltage, Energy, Power, Power factor, Frequency, Unbalance, Temperature, Power quality, Manual operating mechanism with mechanical closing, without Spring charging motor, Ready-to-close signal. switch, Auxiliary switches 2NO+2NC, without Closing coil (CC), manual operating mechanism with mechanical closing, without Remote trip alarm reset coil (RR), without 2nd shunt trip, without 1st Shunt trip | 135100 | 1 | Z\ | 1
3WA1120-3NE03-0AA0 |  | Fixed-mounted circuit breaker IEC 60947-2, frame size 1, 3-poles, In=2000A up to 690V AC 50/60Hz, breaking capacity S Icu=66/50kA at 500/690V, Trip unit ETU600 LSI upgrade ready , colordisplay, bluetooth and USB interface, Protection LT, ST, INST, N-protection required an external N-sensor, incl. trip alarm switch (1xCO), front connection double hole, with internal voltage tap on upper stab of circuit breaker, with voltage tap module VTM680 and power supply of ETU600, able to communication, integrated metering type PMF-3 Advanced Power Monitor., Voltage, Energy, Power, Power factor, Frequency, Unbalance, Temperature, Power quality, Manual operating mechanism with mechanical closing, without Spring charging motor, Ready-to-close signal. switch, Auxiliary switches 2NO+2NC, without Closing coil (CC), manual operating mechanism with mechanical closing, without Remote trip alarm reset coil (RR), without 2nd shunt trip, without 1st Shunt trip | 145100 | 1 | Z\ | 1
3WA1120-3NE11-0AA0 |  | Fixed-mounted circuit breaker IEC 60947-2, frame size 1, 4-poles, N-pole left, In=2000A up to 690V AC 50/60Hz, breaking capacity S Icu=66/50kA at 500/690V, Trip unit ETU600 LSI upgrade ready , colordisplay, bluetooth and USB interface, Protection LT, ST, INST, include N-protection, (internal N-sensor available), incl. trip alarm switch (1xCO), rear connection vertical, with internal voltage tap on upper stab of circuit breaker, with voltage tap module VTM680 and power supply of ETU600, able to communication, integrated metering type PMF-3 Advanced Power Monitor., Voltage, Energy, Power, Power factor, Frequency, Unbalance, Temperature, Power quality, Manual operating mechanism with mechanical closing, without Spring charging motor, Ready-to-close signal. switch, Auxiliary switches 2NO+2NC, without Closing coil (CC), manual operating mechanism with mechanical closing, without Remote trip alarm reset coil (RR), without 2nd shunt trip, without 1st Shunt trip | 174100 | 1 | Z\ | 1
3WA1120-3NE12-0AA0 |  | Fixed-mounted circuit breaker IEC 60947-2, frame size 1, 4-poles, N-pole left, In=2000A up to 690V AC 50/60Hz, breaking capacity S Icu=66/50kA at 500/690V, Trip unit ETU600 LSI upgrade ready , colordisplay, bluetooth and USB interface, Protection LT, ST, INST, include N-protection, (internal N-sensor available), incl. trip alarm switch (1xCO), rear connection horizontal, with internal voltage tap on upper stab of circuit breaker, with voltage tap module VTM680 and power supply of ETU600, able to communication, integrated metering type PMF-3 Advanced Power Monitor., Voltage, Energy, Power, Power factor, Frequency, Unbalance, Temperature, Power quality, Manual operating mechanism with mechanical closing, without Spring charging motor, Ready-to-close signal. switch, Auxiliary switches 2NO+2NC, without Closing coil (CC), manual operating mechanism with mechanical closing, without Remote trip alarm reset coil (RR), without 2nd shunt trip, without 1st Shunt trip | 170100 | 1 | Z\ | 1
3WA1120-3NE13-0AA0 |  | Fixed-mounted circuit breaker IEC 60947-2, frame size 1, 4-poles, N-pole left, In=2000A up to 690V AC 50/60Hz, breaking capacity S Icu=66/50kA at 500/690V, Trip unit ETU600 LSI upgrade ready , colordisplay, bluetooth and USB interface, Protection LT, ST, INST, include N-protection, (internal N-sensor available), incl. trip alarm switch (1xCO), front connection double hole, with internal voltage tap on upper stab of circuit breaker, with voltage tap module VTM680 and power supply of ETU600, able to communication, integrated metering type PMF-3 Advanced Power Monitor., Voltage, Energy, Power, Power factor, Frequency, Unbalance, Temperature, Power quality, Manual operating mechanism with mechanical closing, without Spring charging motor, Ready-to-close signal. switch, Auxiliary switches 2NO+2NC, without Closing coil (CC), manual operating mechanism with mechanical closing, without Remote trip alarm reset coil (RR), without 2nd shunt trip, without 1st Shunt trip | 183100 | 1 | Z\ | 1
3WA1120-3NE21-0AA0 |  | fixed-mounted circuit breaker, IEC 60947-2, size 1, 4-pole, N pole on right, In=2000 A up to 690 V AC 50/60 Hz, breaking capacity S Icu=66/50 kA at 500/690 V, tripping unit ETU600 LSI upgradeable, color display, Bluetooth, USB interface, basic protection LT, ST, INST, including protection of the N conductor (internal neutral point sensor available), trip alarm switch (1 x CO), connection at rear vertical, with internal voltage tap on upper stab of circuit breaker, with voltage tap module VTM680 and power supply of ETU600, able to communication, integrated metering type PMF-3 Advanced Power Monitor., Voltage, Energy, Power, Power factor, Frequency, Unbalance, Temperature, Power quality, Manual operating mechanism with mechanical closing, without Spring charging motor, Ready-to-close signal. switch, Auxiliary switches 2NO+2NC, without Closing coil (CC), manual operating mechanism with mechanical closing, without Remote trip alarm reset coil (RR), without 2nd shunt trip, without 1st Shunt trip | 174100 | 1 | Z\ | 1
3WA1120-3NE22-0AA0 |  | fixed-mounted circuit breaker, IEC 60947-2, size 1, 4-pole, N pole on right, In=2000 A up to 690 V AC 50/60 Hz, breaking capacity S Icu=66/50 kA at 500/690 V, tripping unit ETU600 LSI upgradeable, color display, Bluetooth, USB interface, basic protection LT, ST, INST, including protection of the N conductor (internal neutral point sensor available), trip alarm switch (1 x CO), connection at rear horizontal with internal voltage tap on upper stab of circuit breaker, with voltage tap module VTM680 and power supply of ETU600, able to communication, integrated metering type PMF-3 Advanced Power Monitor., Voltage, Energy, Power, Power factor, Frequency, Unbalance, Temperature, Power quality, Manual operating mechanism with mechanical closing, without Spring charging motor, Ready-to-close signal. switch, Auxiliary switches 2NO+2NC, without Closing coil (CC), manual operating mechanism with mechanical closing, without Remote trip alarm reset coil (RR), without 2nd shunt trip, without 1st Shunt trip | 170100 | 1 | Z\ | 1
3WA1120-3NE23-0AA0 |  | fixed-mounted circuit breaker, IEC 60947-2, size 1, 4-pole, N pole on right, In=2000 A up to 690 V AC 50/60 Hz, breaking capacity S Icu=66/50 kA at 500/690 V, tripping unit ETU600 LSI upgradeable, color display, Bluetooth, USB interface, basic protection LT, ST, INST, including protection of the N conductor (internal neutral point sensor available), trip alarm switch (1 x CO), front connection double hole, with internal voltage tap on upper stab of circuit breaker, with voltage tap module VTM680 and power supply of ETU600, able to communication, integrated metering type PMF-3 Advanced Power Monitor., Voltage, Energy, Power, Power factor, Frequency, Unbalance, Temperature, Power quality, Manual operating mechanism with mechanical closing, without Spring charging motor, Ready-to-close signal. switch, Auxiliary switches 2NO+2NC, without Closing coil (CC), manual operating mechanism with mechanical closing, without Remote trip alarm reset coil (RR), without 2nd shunt trip, without 1st Shunt trip | 183100 | 1 | Z\ | 1
3WA1120-3NE31-0AA0 |  | Withdrawable circuit breaker with guide frame, IEC 60947-2, frame size 1, 3-poles, In=2000A up to 690V AC 50/60Hz, breaking capacity S Icu=66/50kA at 500/690V, Trip unit ETU600 LSI upgrade ready , colordisplay, bluetooth and USB interface, Protection LT, ST, INST, N-protection required an external N-sensor, incl. trip alarm switch (1xCO), rear connection vertical, guide frame with shutter and w/o position signalling switch, with internal voltage tap on upper stab of circuit breaker, with voltage tap module VTM680 and power supply of ETU600, able to communication, integrated metering type PMF-3 Advanced Power Monitor., Voltage, Energy, Power, Power factor, Frequency, Unbalance, Temperature, Power quality, Manual operating mechanism with mechanical closing, without Spring charging motor, Ready-to-close signal. switch, Auxiliary switches 2NO+2NC, without Closing coil (CC), manual operating mechanism with mechanical closing, without Remote trip alarm reset coil (RR), without 2nd shunt trip, without 1st Shunt trip | 173100 | 1 | Z\ | 1
3WA1120-3NE32-0AA0 |  | Withdrawable circuit breaker with guide frame, IEC 60947-2, frame size 1, 3-poles, In=2000A up to 690V AC 50/60Hz, breaking capacity S Icu=66/50kA at 500/690V, Trip unit ETU600 LSI upgrade ready , colordisplay, bluetooth and USB interface, Protection LT, ST, INST, N-protection required an external N-sensor, incl. trip alarm switch (1xCO), rear connection horizontal, guide frame with shutter and w/o position signalling switch, with internal voltage tap on upper stab of circuit breaker, with voltage tap module VTM680 and power supply of ETU600, able to communication, integrated metering type PMF-3 Advanced Power Monitor., Voltage, Energy, Power, Power factor, Frequency, Unbalance, Temperature, Power quality, Manual operating mechanism with mechanical closing, without Spring charging motor, Ready-to-close signal. switch, Auxiliary switches 2NO+2NC, without Closing coil (CC), manual operating mechanism with mechanical closing, without Remote trip alarm reset coil (RR), without 2nd shunt trip, without 1st Shunt trip | 170100 | 1 | Z\ | 1
3WA1120-3NE33-0AA0 |  | Withdrawable circuit breaker with guide frame, IEC 60947-2, frame size 1, 3-poles, In=2000A up to 690V AC 50/60Hz, breaking capacity S Icu=66/50kA at 500/690V, Trip unit ETU600 LSI upgrade ready , colordisplay, bluetooth and USB interface, Protection LT, ST, INST, N-protection required an external N-sensor, incl. trip alarm switch (1xCO), front connection double hole, guide frame with shutter and w/o position signalling switch, with internal voltage tap on upper stab of circuit breaker, with voltage tap module VTM680 and power supply of ETU600, able to communication, integrated metering type PMF-3 Advanced Power Monitor., Voltage, Energy, Power, Power factor, Frequency, Unbalance, Temperature, Power quality, Manual operating mechanism with mechanical closing, without Spring charging motor, Ready-to-close signal. switch, Auxiliary switches 2NO+2NC, without Closing coil (CC), manual operating mechanism with mechanical closing, without Remote trip alarm reset coil (RR), without 2nd shunt trip, without 1st Shunt trip | 180100 | 1 | Z\ | 1
3WA1120-3NE34-0AA0 |  | Withdrawable circuit breaker with guide frame, IEC 60947-2, frame size 1, 3-poles, In=2000A up to 690V AC 50/60Hz, breaking capacity S Icu=66/50kA at 500/690V, Trip unit ETU600 LSI upgrade ready , colordisplay, bluetooth and USB interface, Protection LT, ST, INST, N-protection required an external N-sensor, incl. trip alarm switch (1xCO), rear connection flange, guide frame with shutter and w/o position signalling switch, with internal voltage tap on upper stab of circuit breaker, with voltage tap module VTM680 and power supply of ETU600, able to communication, integrated metering type PMF-3 Advanced Power Monitor., Voltage, Energy, Power, Power factor, Frequency, Unbalance, Temperature, Power quality, Manual operating mechanism with mechanical closing, without Spring charging motor, Ready-to-close signal. switch, Auxiliary switches 2NO+2NC, without Closing coil (CC), manual operating mechanism with mechanical closing, without Remote trip alarm reset coil (RR), without 2nd shunt trip, without 1st Shunt trip | 170100 | 1 | Z\ | 1
3WA1120-3NE41-0AA0 |  | Withdrawable circuit breaker with guide frame, IEC 60947-2, frame size 1, 4-poles, N-pole left, In=2000A up to 690V AC 50/60Hz, breaking capacity S Icu=66/50kA at 500/690V, Trip unit ETU600 LSI upgrade ready , colordisplay, bluetooth and USB interface, Protection LT, ST, INST, include N-protection, (internal N-sensor available), incl. trip alarm switch (1xCO), rear connection vertical, guide frame with shutter and w/o position signalling switch, with internal voltage tap on upper stab of circuit breaker, with voltage tap module VTM680 and power supply of ETU600, able to communication, integrated metering type PMF-3 Advanced Power Monitor., Voltage, Energy, Power, Power factor, Frequency, Unbalance, Temperature, Power quality, Manual operating mechanism with mechanical closing, without Spring charging motor, Ready-to-close signal. switch, Auxiliary switches 2NO+2NC, without Closing coil (CC), manual operating mechanism with mechanical closing, without Remote trip alarm reset coil (RR), without 2nd shunt trip, without 1st Shunt trip | 221100 | 1 | Z\ | 1
3WA1120-3NE42-0AA0 |  | Withdrawable circuit breaker with guide frame, IEC 60947-2, frame size 1, 4-poles, N-pole left, In=2000A up to 690V AC 50/60Hz, breaking capacity S Icu=66/50kA at 500/690V, Trip unit ETU600 LSI upgrade ready , colordisplay, bluetooth and USB interface, Protection LT, ST, INST, include N-protection, (internal N-sensor available), incl. trip alarm switch (1xCO), rear connection horizontal, guide frame with shutter and w/o position signalling switch, with internal voltage tap on upper stab of circuit breaker, with voltage tap module VTM680 and power supply of ETU600, able to communication, integrated metering type PMF-3 Advanced Power Monitor., Voltage, Energy, Power, Power factor, Frequency, Unbalance, Temperature, Power quality, Manual operating mechanism with mechanical closing, without Spring charging motor, Ready-to-close signal. switch, Auxiliary switches 2NO+2NC, without Closing coil (CC), manual operating mechanism with mechanical closing, without Remote trip alarm reset coil (RR), without 2nd shunt trip, without 1st Shunt trip | 217100 | 1 | Z\ | 1
3WA1120-3NE43-0AA0 |  | Withdrawable circuit breaker with guide frame, IEC 60947-2, frame size 1, 4-poles, N-pole left, In=2000A up to 690V AC 50/60Hz, breaking capacity S Icu=66/50kA at 500/690V, Trip unit ETU600 LSI upgrade ready , colordisplay, bluetooth and USB interface, Protection LT, ST, INST, include N-protection, (internal N-sensor available), incl. trip alarm switch (1xCO), front connection double hole, guide frame with shutter and w/o position signalling switch, with internal voltage tap on upper stab of circuit breaker, with voltage tap module VTM680 and power supply of ETU600, able to communication, integrated metering type PMF-3 Advanced Power Monitor., Voltage, Energy, Power, Power factor, Frequency, Unbalance, Temperature, Power quality, Manual operating mechanism with mechanical closing, without Spring charging motor, Ready-to-close signal. switch, Auxiliary switches 2NO+2NC, without Closing coil (CC), manual operating mechanism with mechanical closing, without Remote trip alarm reset coil (RR), without 2nd shunt trip, without 1st Shunt trip | 230100 | 1 | Z\ | 1
3WA1120-3NE44-0AA0 |  | Withdrawable circuit breaker with guide frame, IEC 60947-2, frame size 1, 4-poles, N-pole left, In=2000A up to 690V AC 50/60Hz, breaking capacity S Icu=66/50kA at 500/690V, Trip unit ETU600 LSI upgrade ready , colordisplay, bluetooth and USB interface, Protection LT, ST, INST, include N-protection, (internal N-sensor available), incl. trip alarm switch (1xCO), rear connection flange, guide frame with shutter and w/o position signalling switch, with internal voltage tap on upper stab of circuit breaker, with voltage tap module VTM680 and power supply of ETU600, able to communication, integrated metering type PMF-3 Advanced Power Monitor., Voltage, Energy, Power, Power factor, Frequency, Unbalance, Temperature, Power quality, Manual operating mechanism with mechanical closing, without Spring charging motor, Ready-to-close signal. switch, Auxiliary switches 2NO+2NC, without Closing coil (CC), manual operating mechanism with mechanical closing, without Remote trip alarm reset coil (RR), without 2nd shunt trip, without 1st Shunt trip | 217100 | 1 | Z\ | 1
3WA1120-3NE62-7DP3-Z | C01D80F19F40K60M71R30T40 | Withdrawable circuit breaker with guide frame, IEC 60947-2, frame size 1, 3-poles, In=2000A up to 690V AC 50/60Hz, breaking capacity S Icu=66/50kA at 500/690V, Trip unit ETU600 LSI upgrade ready , colordisplay, bluetooth and USB interface, Protection LT, ST, INST, N-protection required an external N-sensor, incl. trip alarm switch (1xCO), rear connection horizontal, guide frame with shutter and position signall. switch (3xW), with internal voltage tap on upper stab of circuit breaker, with voltage tap module VTM680 and power supply of ETU600, able to communication, integrated metering type PMF-3 Advanced Power Monitor., Voltage, Energy, Power, Power factor, Frequency, Unbalance, Temperature, Power quality, with manual and motorized operating mechanism (M) 110-127 V AC / 110-125 V DC, Storage status and ready-to- close signaling switches, Auxiliary switches 4NO+4NC, Closing coil (CC) 100% OP 110-127 V AC / 110-125 V DC, applicable for continuous duty, without Remote trip alarm reset coil (RR), Undervoltage release (UVR) instantaneous (0,08 s) and short-delay (0,2 s), 110-127 V AC / 110-125 V DC, Shunt trip (ST) 100% OP 110-127 V AC / 110-125 V DC, suitable for continuous duty, Option C01 = Operations counter for circuit breaker Option D80 = Circuit breaker without Bluetooth functionality Option F19 = COM190 COM module PROFINET IO Modbus TCP 2 switched Ethernet ports circuit breaker internal Option F40 = Sealing cover for ETU Option K60 = Internal current sensors without energy core, required power supply 24 V DC and undervoltage release (UVR), no power supply of the ETU via internal current sensors Option M71 = switching to CC/ ST without communication option Option R30 = Mechanical interlock to prevent opening of the circuit breaker compartment door, if ACB is closed; for withdrawable design. Option T40 = Door sealing frame IP41 | 233068 | 1 | Z\ | 1
3WA1120-3NE62-7DP3-Z | C01D80F19F40M71R30S07T40 | Withdrawable circuit breaker with guide frame, IEC 60947-2, frame size 1, 3-poles, In=2000A up to 690V AC 50/60Hz, breaking capacity S Icu=66/50kA at 500/690V, Trip unit ETU600 LSI upgrade ready , colordisplay, bluetooth and USB interface, Protection LT, ST, INST, N-protection required an external N-sensor, incl. trip alarm switch (1xCO), rear connection horizontal, guide frame with shutter and position signall. switch (3xW), with internal voltage tap on upper stab of circuit breaker, with voltage tap module VTM680 and power supply of ETU600, able to communication, integrated metering type PMF-3 Advanced Power Monitor., Voltage, Energy, Power, Power factor, Frequency, Unbalance, Temperature, Power quality, with manual and motorized operating mechanism (M) 110-127 V AC / 110-125 V DC, Storage status and ready-to- close signaling switches, Auxiliary switches 4NO+4NC, Closing coil (CC) 100% OP 110-127 V AC / 110-125 V DC, applicable for continuous duty, without Remote trip alarm reset coil (RR), Undervoltage release (UVR) instantaneous (0,08 s) and short-delay (0,2 s), 110-127 V AC / 110-125 V DC, Shunt trip (ST) 100% OP 110-127 V AC / 110-125 V DC, suitable for continuous duty, Option C01 = Operations counter for circuit breaker Option D80 = Circuit breaker without Bluetooth functionality Option F19 = COM190 COM module PROFINET IO Modbus TCP 2 switched Ethernet ports circuit breaker internal Option F40 = Sealing cover for ETU Option M71 = switching to CC/ ST without communication option Option R30 = Mechanical interlock to prevent opening of the circuit breaker compartment door, if ACB is closed; for withdrawable design. Option S07 = Locking provision against unauthorized closing Secured Open; for padlock device Padlocks are not included. Option T40 = Door sealing frame IP41 | 230788 | 1 | Z\ | 1
3WA1120-3NF01-0AA0 |  | Fixed-mounted circuit breaker IEC 60947-2, frame size 1, 3-poles, In=2000A up to 690V AC 50/60Hz, breaking capacity S Icu=66/50kA at 500/690V, Trip unit ETU600 LSIG upgrade ready , colordisplay, bluetooth and USB interface, Protection LT, ST, INST, GFx, N-protection required an external N-sensor, incl. trip alarm switch (1xCO), rear connection vertical, with internal voltage tap on upper stab of circuit breaker, with voltage tap module VTM680 and power supply of ETU600, able to communication, integrated metering type PMF-3 Advanced Power Monitor., Voltage, Energy, Power, Power factor, Frequency, Unbalance, Temperature, Power quality, Manual operating mechanism with mechanical closing, without Spring charging motor, Ready-to-close signal. switch, Auxiliary switches 2NO+2NC, without Closing coil (CC), manual operating mechanism with mechanical closing, without Remote trip alarm reset coil (RR), without 2nd shunt trip, without 1st Shunt trip | 149100 | 1 | Z\ | 1
3WA1120-3NF02-0AA0 |  | Fixed-mounted circuit breaker IEC 60947-2, frame size 1, 3-poles, In=2000A up to 690V AC 50/60Hz, breaking capacity S Icu=66/50kA at 500/690V, Trip unit ETU600 LSIG upgrade ready , colordisplay, bluetooth and USB interface, Protection LT, ST, INST, GFx, N-protection required an external N-sensor, incl. trip alarm switch (1xCO), rear connection horizontal, with internal voltage tap on upper stab of circuit breaker, with voltage tap module VTM680 and power supply of ETU600, able to communication, integrated metering type PMF-3 Advanced Power Monitor., Voltage, Energy, Power, Power factor, Frequency, Unbalance, Temperature, Power quality, Manual operating mechanism with mechanical closing, without Spring charging motor, Ready-to-close signal. switch, Auxiliary switches 2NO+2NC, without Closing coil (CC), manual operating mechanism with mechanical closing, without Remote trip alarm reset coil (RR), without 2nd shunt trip, without 1st Shunt trip | 145100 | 1 | Z\ | 1
3WA1120-3NF03-0AA0 |  | Fixed-mounted circuit breaker IEC 60947-2, frame size 1, 3-poles, In=2000A up to 690V AC 50/60Hz, breaking capacity S Icu=66/50kA at 500/690V, Trip unit ETU600 LSIG upgrade ready , colordisplay, bluetooth and USB interface, Protection LT, ST, INST, GFx, N-protection required an external N-sensor, incl. trip alarm switch (1xCO), front connection double hole, with internal voltage tap on upper stab of circuit breaker, with voltage tap module VTM680 and power supply of ETU600, able to communication, integrated metering type PMF-3 Advanced Power Monitor., Voltage, Energy, Power, Power factor, Frequency, Unbalance, Temperature, Power quality, Manual operating mechanism with mechanical closing, without Spring charging motor, Ready-to-close signal. switch, Auxiliary switches 2NO+2NC, without Closing coil (CC), manual operating mechanism with mechanical closing, without Remote trip alarm reset coil (RR), without 2nd shunt trip, without 1st Shunt trip | 155100 | 1 | Z\ | 1
3WA1120-3NF11-0AA0 |  | Fixed-mounted circuit breaker IEC 60947-2, frame size 1, 4-poles, N-pole left, In=2000A up to 690V AC 50/60Hz, breaking capacity S Icu=66/50kA at 500/690V, Trip unit ETU600 LSIG upgrade ready , colordisplay, bluetooth and USB interface, Protection LT, ST, INST, GFx, include N-protection, (internal N-sensor available), incl. trip alarm switch (1xCO), rear connection vertical, with internal voltage tap on upper stab of circuit breaker, with voltage tap module VTM680 and power supply of ETU600, able to communication, integrated metering type PMF-3 Advanced Power Monitor., Voltage, Energy, Power, Power factor, Frequency, Unbalance, Temperature, Power quality, Manual operating mechanism with mechanical closing, without Spring charging motor, Ready-to-close signal. switch, Auxiliary switches 2NO+2NC, without Closing coil (CC), manual operating mechanism with mechanical closing, without Remote trip alarm reset coil (RR), without 2nd shunt trip, without 1st Shunt trip | 185100 | 1 | Z\ | 1
3WA1120-3NF12-0AA0 |  | Fixed-mounted circuit breaker IEC 60947-2, frame size 1, 4-poles, N-pole left, In=2000A up to 690V AC 50/60Hz, breaking capacity S Icu=66/50kA at 500/690V, Trip unit ETU600 LSIG upgrade ready , colordisplay, bluetooth and USB interface, Protection LT, ST, INST, GFx, include N-protection, (internal N-sensor available), incl. trip alarm switch (1xCO), rear connection horizontal, with internal voltage tap on upper stab of circuit breaker, with voltage tap module VTM680 and power supply of ETU600, able to communication, integrated metering type PMF-3 Advanced Power Monitor., Voltage, Energy, Power, Power factor, Frequency, Unbalance, Temperature, Power quality, Manual operating mechanism with mechanical closing, without Spring charging motor, Ready-to-close signal. switch, Auxiliary switches 2NO+2NC, without Closing coil (CC), manual operating mechanism with mechanical closing, without Remote trip alarm reset coil (RR), without 2nd shunt trip, without 1st Shunt trip | 181100 | 1 | Z\ | 1
3WA1120-3NF13-0AA0 |  | Fixed-mounted circuit breaker IEC 60947-2, frame size 1, 4-poles, N-pole left, In=2000A up to 690V AC 50/60Hz, breaking capacity S Icu=66/50kA at 500/690V, Trip unit ETU600 LSIG upgrade ready , colordisplay, bluetooth and USB interface, Protection LT, ST, INST, GFx, include N-protection, (internal N-sensor available), incl. trip alarm switch (1xCO), front connection double hole, with internal voltage tap on upper stab of circuit breaker, with voltage tap module VTM680 and power supply of ETU600, able to communication, integrated metering type PMF-3 Advanced Power Monitor., Voltage, Energy, Power, Power factor, Frequency, Unbalance, Temperature, Power quality, Manual operating mechanism with mechanical closing, without Spring charging motor, Ready-to-close signal. switch, Auxiliary switches 2NO+2NC, without Closing coil (CC), manual operating mechanism with mechanical closing, without Remote trip alarm reset coil (RR), without 2nd shunt trip, without 1st Shunt trip | 194100 | 1 | Z\ | 1
3WA1120-3NF21-0AA0 |  | fixed-mounted circuit breaker, IEC 60947-2, size 1, 4-pole, N pole on right, In=2000 A up to 690 V AC 50/60 Hz, breaking capacity S Icu=66/50 kA at 500/690 V, tripping unit ETU600 LSIG upgradeable, color display, Bluetooth, USB interface, basic protection LT, ST, INST, GFx, including protection of the N conductor (internal neutral point sensor available), trip alarm switch (1 x CO), connection at rear vertical, with internal voltage tap on upper stab of circuit breaker, with voltage tap module VTM680 and power supply of ETU600, able to communication, integrated metering type PMF-3 Advanced Power Monitor., Voltage, Energy, Power, Power factor, Frequency, Unbalance, Temperature, Power quality, Manual operating mechanism with mechanical closing, without Spring charging motor, Ready-to-close signal. switch, Auxiliary switches 2NO+2NC, without Closing coil (CC), manual operating mechanism with mechanical closing, without Remote trip alarm reset coil (RR), without 2nd shunt trip, without 1st Shunt trip | 185100 | 1 | Z\ | 1
3WA1120-3NF22-0AA0 |  | fixed-mounted circuit breaker, IEC 60947-2, size 1, 4-pole, N pole on right, In=2000 A up to 690 V AC 50/60 Hz, breaking capacity S Icu=66/50 kA at 500/690 V, tripping unit ETU600 LSIG upgradeable, color display, Bluetooth, USB interface, basic protection LT, ST, INST, GFx, including protection of the N conductor (internal neutral point sensor available), trip alarm switch (1 x CO), connection at rear horizontal with internal voltage tap on upper stab of circuit breaker, with voltage tap module VTM680 and power supply of ETU600, able to communication, integrated metering type PMF-3 Advanced Power Monitor., Voltage, Energy, Power, Power factor, Frequency, Unbalance, Temperature, Power quality, Manual operating mechanism with mechanical closing, without Spring charging motor, Ready-to-close signal. switch, Auxiliary switches 2NO+2NC, without Closing coil (CC), manual operating mechanism with mechanical closing, without Remote trip alarm reset coil (RR), without 2nd shunt trip, without 1st Shunt trip | 181100 | 1 | Z\ | 1
3WA1120-3NF23-0AA0 |  | fixed-mounted circuit breaker, IEC 60947-2, size 1, 4-pole, N pole on right, In=2000 A up to 690 V AC 50/60 Hz, breaking capacity S Icu=66/50 kA at 500/690 V, tripping unit ETU600 LSIG upgradeable, color display, Bluetooth, USB interface, basic protection LT, ST, INST, GFx, including protection of the N conductor (internal neutral point sensor available), trip alarm switch (1 x CO), front connection double hole, with internal voltage tap on upper stab of circuit breaker, with voltage tap module VTM680 and power supply of ETU600, able to communication, integrated metering type PMF-3 Advanced Power Monitor., Voltage, Energy, Power, Power factor, Frequency, Unbalance, Temperature, Power quality, Manual operating mechanism with mechanical closing, without Spring charging motor, Ready-to-close signal. switch, Auxiliary switches 2NO+2NC, without Closing coil (CC), manual operating mechanism with mechanical closing, without Remote trip alarm reset coil (RR), without 2nd shunt trip, without 1st Shunt trip | 194100 | 1 | Z\ | 1
3WA1120-3NF31-0AA0 |  | Withdrawable circuit breaker with guide frame, IEC 60947-2, frame size 1, 3-poles, In=2000A up to 690V AC 50/60Hz, breaking capacity S Icu=66/50kA at 500/690V, Trip unit ETU600 LSIG upgrade ready , colordisplay, bluetooth and USB interface, Protection LT, ST, INST, GFx, N-protection required an external N-sensor, incl. trip alarm switch (1xCO), rear connection vertical, guide frame with shutter and w/o position signalling switch, with internal voltage tap on upper stab of circuit breaker, with voltage tap module VTM680 and power supply of ETU600, able to communication, integrated metering type PMF-3 Advanced Power Monitor., Voltage, Energy, Power, Power factor, Frequency, Unbalance, Temperature, Power quality, Manual operating mechanism with mechanical closing, without Spring charging motor, Ready-to-close signal. switch, Auxiliary switches 2NO+2NC, without Closing coil (CC), manual operating mechanism with mechanical closing, without Remote trip alarm reset coil (RR), without 2nd shunt trip, without 1st Shunt trip | 184100 | 1 | Z\ | 1
3WA1120-3NF32-0AA0 |  | Withdrawable circuit breaker with guide frame, IEC 60947-2, frame size 1, 3-poles, In=2000A up to 690V AC 50/60Hz, breaking capacity S Icu=66/50kA at 500/690V, Trip unit ETU600 LSIG upgrade ready , colordisplay, bluetooth and USB interface, Protection LT, ST, INST, GFx, N-protection required an external N-sensor, incl. trip alarm switch (1xCO), rear connection horizontal, guide frame with shutter and w/o position signalling switch, with internal voltage tap on upper stab of circuit breaker, with voltage tap module VTM680 and power supply of ETU600, able to communication, integrated metering type PMF-3 Advanced Power Monitor., Voltage, Energy, Power, Power factor, Frequency, Unbalance, Temperature, Power quality, Manual operating mechanism with mechanical closing, without Spring charging motor, Ready-to-close signal. switch, Auxiliary switches 2NO+2NC, without Closing coil (CC), manual operating mechanism with mechanical closing, without Remote trip alarm reset coil (RR), without 2nd shunt trip, without 1st Shunt trip | 180100 | 1 | Z\ | 1
3WA1120-3NF33-0AA0 |  | Withdrawable circuit breaker with guide frame, IEC 60947-2, frame size 1, 3-poles, In=2000A up to 690V AC 50/60Hz, breaking capacity S Icu=66/50kA at 500/690V, Trip unit ETU600 LSIG upgrade ready , colordisplay, bluetooth and USB interface, Protection LT, ST, INST, GFx, N-protection required an external N-sensor, incl. trip alarm switch (1xCO), front connection double hole, guide frame with shutter and w/o position signalling switch, with internal voltage tap on upper stab of circuit breaker, with voltage tap module VTM680 and power supply of ETU600, able to communication, integrated metering type PMF-3 Advanced Power Monitor., Voltage, Energy, Power, Power factor, Frequency, Unbalance, Temperature, Power quality, Manual operating mechanism with mechanical closing, without Spring charging motor, Ready-to-close signal. switch, Auxiliary switches 2NO+2NC, without Closing coil (CC), manual operating mechanism with mechanical closing, without Remote trip alarm reset coil (RR), without 2nd shunt trip, without 1st Shunt trip | 190100 | 1 | Z\ | 1
3WA1120-3NF34-0AA0 |  | Withdrawable circuit breaker with guide frame, IEC 60947-2, frame size 1, 3-poles, In=2000A up to 690V AC 50/60Hz, breaking capacity S Icu=66/50kA at 500/690V, Trip unit ETU600 LSIG upgrade ready , colordisplay, bluetooth and USB interface, Protection LT, ST, INST, GFx, N-protection required an external N-sensor, incl. trip alarm switch (1xCO), rear connection flange, guide frame with shutter and w/o position signalling switch, with internal voltage tap on upper stab of circuit breaker, with voltage tap module VTM680 and power supply of ETU600, able to communication, integrated metering type PMF-3 Advanced Power Monitor., Voltage, Energy, Power, Power factor, Frequency, Unbalance, Temperature, Power quality, Manual operating mechanism with mechanical closing, without Spring charging motor, Ready-to-close signal. switch, Auxiliary switches 2NO+2NC, without Closing coil (CC), manual operating mechanism with mechanical closing, without Remote trip alarm reset coil (RR), without 2nd shunt trip, without 1st Shunt trip | 180100 | 1 | Z\ | 1
3WA1120-3NF41-0AA0 |  | Withdrawable circuit breaker with guide frame, IEC 60947-2, frame size 1, 4-poles, N-pole left, In=2000A up to 690V AC 50/60Hz, breaking capacity S Icu=66/50kA at 500/690V, Trip unit ETU600 LSIG upgrade ready , colordisplay, bluetooth and USB interface, Protection LT, ST, INST, GFx, include N-protection, (internal N-sensor available), incl. trip alarm switch (1xCO), rear connection vertical, guide frame with shutter and w/o position signalling switch, with internal voltage tap on upper stab of circuit breaker, with voltage tap module VTM680 and power supply of ETU600, able to communication, integrated metering type PMF-3 Advanced Power Monitor., Voltage, Energy, Power, Power factor, Frequency, Unbalance, Temperature, Power quality, Manual operating mechanism with mechanical closing, without Spring charging motor, Ready-to-close signal. switch, Auxiliary switches 2NO+2NC, without Closing coil (CC), manual operating mechanism with mechanical closing, without Remote trip alarm reset coil (RR), without 2nd shunt trip, without 1st Shunt trip | 232100 | 1 | Z\ | 1
3WA1120-3NF42-0AA0 |  | Withdrawable circuit breaker with guide frame, IEC 60947-2, frame size 1, 4-poles, N-pole left, In=2000A up to 690V AC 50/60Hz, breaking capacity S Icu=66/50kA at 500/690V, Trip unit ETU600 LSIG upgrade ready , colordisplay, bluetooth and USB interface, Protection LT, ST, INST, GFx, include N-protection, (internal N-sensor available), incl. trip alarm switch (1xCO), rear connection horizontal, guide frame with shutter and w/o position signalling switch, with internal voltage tap on upper stab of circuit breaker, with voltage tap module VTM680 and power supply of ETU600, able to communication, integrated metering type PMF-3 Advanced Power Monitor., Voltage, Energy, Power, Power factor, Frequency, Unbalance, Temperature, Power quality, Manual operating mechanism with mechanical closing, without Spring charging motor, Ready-to-close signal. switch, Auxiliary switches 2NO+2NC, without Closing coil (CC), manual operating mechanism with mechanical closing, without Remote trip alarm reset coil (RR), without 2nd shunt trip, without 1st Shunt trip | 227100 | 1 | Z\ | 1
3WA1120-3NF43-0AA0 |  | Withdrawable circuit breaker with guide frame, IEC 60947-2, frame size 1, 4-poles, N-pole left, In=2000A up to 690V AC 50/60Hz, breaking capacity S Icu=66/50kA at 500/690V, Trip unit ETU600 LSIG upgrade ready , colordisplay, bluetooth and USB interface, Protection LT, ST, INST, GFx, include N-protection, (internal N-sensor available), incl. trip alarm switch (1xCO), front connection double hole, guide frame with shutter and w/o position signalling switch, with internal voltage tap on upper stab of circuit breaker, with voltage tap module VTM680 and power supply of ETU600, able to communication, integrated metering type PMF-3 Advanced Power Monitor., Voltage, Energy, Power, Power factor, Frequency, Unbalance, Temperature, Power quality, Manual operating mechanism with mechanical closing, without Spring charging motor, Ready-to-close signal. switch, Auxiliary switches 2NO+2NC, without Closing coil (CC), manual operating mechanism with mechanical closing, without Remote trip alarm reset coil (RR), without 2nd shunt trip, without 1st Shunt trip | 240100 | 1 | Z\ | 1
3WA1120-3NF44-0AA0 |  | Withdrawable circuit breaker with guide frame, IEC 60947-2, frame size 1, 4-poles, N-pole left, In=2000A up to 690V AC 50/60Hz, breaking capacity S Icu=66/50kA at 500/690V, Trip unit ETU600 LSIG upgrade ready , colordisplay, bluetooth and USB interface, Protection LT, ST, INST, GFx, include N-protection, (internal N-sensor available), incl. trip alarm switch (1xCO), rear connection flange, guide frame with shutter and w/o position signalling switch, with internal voltage tap on upper stab of circuit breaker, with voltage tap module VTM680 and power supply of ETU600, able to communication, integrated metering type PMF-3 Advanced Power Monitor., Voltage, Energy, Power, Power factor, Frequency, Unbalance, Temperature, Power quality, Manual operating mechanism with mechanical closing, without Spring charging motor, Ready-to-close signal. switch, Auxiliary switches 2NO+2NC, without Closing coil (CC), manual operating mechanism with mechanical closing, without Remote trip alarm reset coil (RR), without 2nd shunt trip, without 1st Shunt trip | 227100 | 1 | Z\ | 1
3WA1120-4AA01-0AA0 |  | Non-automatic circuit breaker Fixed-mounted version, IEC 60947-2, frame size 1, 3-poles, In=2000A up to 690V AC 50/60Hz, breaking capacity M Icc=85/66kA at 500/690V, without electr. trip unit ETU, rear connection vertical, without Com & metering function Manual operating mechanism with mechanical closing, without Spring charging motor, Ready-to-close signal. switch, Auxiliary switches 2NO+2NC, without Closing coil (CC), manual operating mechanism with mechanical closing, without Remote trip alarm reset coil (RR), without 2nd shunt trip, without 1st Shunt trip | 110000 | 1 | Z\ | 1
3WA1120-4AA02-0AA0 |  | Non-automatic circuit breaker Fixed-mounted version, IEC 60947-2, frame size 1, 3-poles, In=2000A up to 690V AC 50/60Hz, breaking capacity M Icc=85/66kA at 500/690V, without electr. trip unit ETU, rear connection horizontal, without Com & metering function Manual operating mechanism with mechanical closing, without Spring charging motor, Ready-to-close signal. switch, Auxiliary switches 2NO+2NC, without Closing coil (CC), manual operating mechanism with mechanical closing, without Remote trip alarm reset coil (RR), without 2nd shunt trip, without 1st Shunt trip | 107000 | 1 | Z\ | 1
3WA1120-4AA03-0AA0 |  | Non-automatic circuit breaker Fixed-mounted version, IEC 60947-2, frame size 1, 3-poles, In=2000A up to 690V AC 50/60Hz, breaking capacity M Icc=85/66kA at 500/690V, without electr. trip unit ETU, front connection double hole, without Com & metering function Manual operating mechanism with mechanical closing, without Spring charging motor, Ready-to-close signal. switch, Auxiliary switches 2NO+2NC, without Closing coil (CC), manual operating mechanism with mechanical closing, without Remote trip alarm reset coil (RR), without 2nd shunt trip, without 1st Shunt trip | 117000 | 1 | Z\ | 1
3WA1120-4AA11-0AA0 |  | Non-automatic circuit breaker Fixed-mounted version, IEC 60947-2, frame size 1, 4-poles, N-pole left, In=2000A up to 690V AC 50/60Hz, breaking capacity M Icc=85/66kA at 500/690V, without electr. trip unit ETU, rear connection vertical, without Com & metering function Manual operating mechanism with mechanical closing, without Spring charging motor, Ready-to-close signal. switch, Auxiliary switches 2NO+2NC, without Closing coil (CC), manual operating mechanism with mechanical closing, without Remote trip alarm reset coil (RR), without 2nd shunt trip, without 1st Shunt trip | 145000 | 1 | Z\ | 1
3WA1120-4AA12-0AA0 |  | Non-automatic circuit breaker Fixed-mounted version, IEC 60947-2, frame size 1, 4-poles, N-pole left, In=2000A up to 690V AC 50/60Hz, breaking capacity M Icc=85/66kA at 500/690V, without electr. trip unit ETU, rear connection horizontal, without Com & metering function Manual operating mechanism with mechanical closing, without Spring charging motor, Ready-to-close signal. switch, Auxiliary switches 2NO+2NC, without Closing coil (CC), manual operating mechanism with mechanical closing, without Remote trip alarm reset coil (RR), without 2nd shunt trip, without 1st Shunt trip | 141000 | 1 | Z\ | 1
3WA1120-4AA13-0AA0 |  | Non-automatic circuit breaker Fixed-mounted version, IEC 60947-2, frame size 1, 4-poles, N-pole left, In=2000A up to 690V AC 50/60Hz, breaking capacity M Icc=85/66kA at 500/690V, without electr. trip unit ETU, front connection double hole, without Com & metering function Manual operating mechanism with mechanical closing, without Spring charging motor, Ready-to-close signal. switch, Auxiliary switches 2NO+2NC, without Closing coil (CC), manual operating mechanism with mechanical closing, without Remote trip alarm reset coil (RR), without 2nd shunt trip, without 1st Shunt trip | 154000 | 1 | Z\ | 1
3WA1120-4AA21-0AA0 |  | AC non-automatic air circuit breaker 3WA, fixed-mounted version, IEC 60947-2, size 1, 4-pole, N pole on right, In=2000 A up to 690 V AC 50/60 Hz, breaking capacity M, Icc=85/66 kA at 500/690 V, without electronic trip unit ETU, connection at rear vertical, without Com & metering function Manual operating mechanism with mechanical closing, without Spring charging motor, Ready-to-close signal. switch, Auxiliary switches 2NO+2NC, without Closing coil (CC), manual operating mechanism with mechanical closing, without Remote trip alarm reset coil (RR), without 2nd shunt trip, without 1st Shunt trip | 145000 | 1 | Z\ | 1
3WA1120-4AA22-0AA0 |  | AC non-automatic air circuit breaker 3WA, fixed-mounted version, IEC 60947-2, size 1, 4-pole, N pole on right, In=2000 A up to 690 V AC 50/60 Hz, breaking capacity M, Icc=85/66 kA at 500/690 V, without electronic trip unit ETU, connection at rear horizontal without Com & metering function Manual operating mechanism with mechanical closing, without Spring charging motor, Ready-to-close signal. switch, Auxiliary switches 2NO+2NC, without Closing coil (CC), manual operating mechanism with mechanical closing, without Remote trip alarm reset coil (RR), without 2nd shunt trip, without 1st Shunt trip | 141000 | 1 | Z\ | 1
3WA1120-4AA23-0AA0 |  | AC non-automatic air circuit breaker 3WA, fixed-mounted version, IEC 60947-2, size 1, 4-pole, N pole on right, In=2000 A up to 690 V AC 50/60 Hz, breaking capacity M, Icc=85/66 kA at 500/690 V, without electronic trip unit ETU, front connection double hole, without Com & metering function Manual operating mechanism with mechanical closing, without Spring charging motor, Ready-to-close signal. switch, Auxiliary switches 2NO+2NC, without Closing coil (CC), manual operating mechanism with mechanical closing, without Remote trip alarm reset coil (RR), without 2nd shunt trip, without 1st Shunt trip | 154000 | 1 | Z\ | 1
3WA1120-4AA31-0AA0 |  | Non-automatic circuit breaker withdrawable version, with guide frame, IEC 60947-2, frame size 1, 3-poles, In=2000A up to 690V AC 50/60Hz, breaking capacity M Icc=85/66kA at 500/690V, without electr. trip unit ETU, rear connection vertical, guide frame with shutter and w/o position signalling switch, without Com & metering function Manual operating mechanism with mechanical closing, without Spring charging motor, Ready-to-close signal. switch, Auxiliary switches 2NO+2NC, without Closing coil (CC), manual operating mechanism with mechanical closing, without Remote trip alarm reset coil (RR), without 2nd shunt trip, without 1st Shunt trip | 134000 | 1 | Z\ | 1
3WA1120-4AA32-0AA0 |  | Non-automatic circuit breaker withdrawable version, with guide frame, IEC 60947-2, frame size 1, 3-poles, In=2000A up to 690V AC 50/60Hz, breaking capacity M Icc=85/66kA at 500/690V, without electr. trip unit ETU, rear connection horizontal, guide frame with shutter and w/o position signalling switch, without Com & metering function Manual operating mechanism with mechanical closing, without Spring charging motor, Ready-to-close signal. switch, Auxiliary switches 2NO+2NC, without Closing coil (CC), manual operating mechanism with mechanical closing, without Remote trip alarm reset coil (RR), without 2nd shunt trip, without 1st Shunt trip | 131000 | 1 | Z\ | 1
3WA1120-4AA33-0AA0 |  | Non-automatic circuit breaker withdrawable version, with guide frame, IEC 60947-2, frame size 1, 3-poles, In=2000A up to 690V AC 50/60Hz, breaking capacity M Icc=85/66kA at 500/690V, without electr. trip unit ETU, front connection double hole, guide frame with shutter and w/o position signalling switch, without Com & metering function Manual operating mechanism with mechanical closing, without Spring charging motor, Ready-to-close signal. switch, Auxiliary switches 2NO+2NC, without Closing coil (CC), manual operating mechanism with mechanical closing, without Remote trip alarm reset coil (RR), without 2nd shunt trip, without 1st Shunt trip | 139000 | 1 | Z\ | 1
3WA1120-4AA34-0AA0 |  | Non-automatic circuit breaker withdrawable version, with guide frame, IEC 60947-2, frame size 1, 3-poles, In=2000A up to 690V AC 50/60Hz, breaking capacity M Icc=85/66kA at 500/690V, without electr. trip unit ETU, rear connection flange, guide frame with shutter and w/o position signalling switch, without Com & metering function Manual operating mechanism with mechanical closing, without Spring charging motor, Ready-to-close signal. switch, Auxiliary switches 2NO+2NC, without Closing coil (CC), manual operating mechanism with mechanical closing, without Remote trip alarm reset coil (RR), without 2nd shunt trip, without 1st Shunt trip | 131000 | 1 | Z\ | 1
3WA1120-4AA41-0AA0 |  | Non-automatic circuit breaker withdrawable version, with guide frame, IEC 60947-2, frame size 1, 4-poles, N-pole left, In=2000A up to 690V AC 50/60Hz, breaking capacity M Icc=85/66kA at 500/690V, without electr. trip unit ETU, rear connection vertical, guide frame with shutter and w/o position signalling switch, without Com & metering function Manual operating mechanism with mechanical closing, without Spring charging motor, Ready-to-close signal. switch, Auxiliary switches 2NO+2NC, without Closing coil (CC), manual operating mechanism with mechanical closing, without Remote trip alarm reset coil (RR), without 2nd shunt trip, without 1st Shunt trip | 177000 | 1 | Z\ | 1
3WA1120-4AA42-0AA0 |  | Non-automatic circuit breaker withdrawable version, with guide frame, IEC 60947-2, frame size 1, 4-poles, N-pole left, In=2000A up to 690V AC 50/60Hz, breaking capacity M Icc=85/66kA at 500/690V, without electr. trip unit ETU, rear connection horizontal, guide frame with shutter and w/o position signalling switch, without Com & metering function Manual operating mechanism with mechanical closing, without Spring charging motor, Ready-to-close signal. switch, Auxiliary switches 2NO+2NC, without Closing coil (CC), manual operating mechanism with mechanical closing, without Remote trip alarm reset coil (RR), without 2nd shunt trip, without 1st Shunt trip | 173000 | 1 | Z\ | 1
3WA1120-4AA43-0AA0 |  | Non-automatic circuit breaker withdrawable version, with guide frame, IEC 60947-2, frame size 1, 4-poles, N-pole left, In=2000A up to 690V AC 50/60Hz, breaking capacity M Icc=85/66kA at 500/690V, without electr. trip unit ETU, front connection double hole, guide frame with shutter and w/o position signalling switch, without Com & metering function Manual operating mechanism with mechanical closing, without Spring charging motor, Ready-to-close signal. switch, Auxiliary switches 2NO+2NC, without Closing coil (CC), manual operating mechanism with mechanical closing, without Remote trip alarm reset coil (RR), without 2nd shunt trip, without 1st Shunt trip | 184000 | 1 | Z\ | 1
3WA1120-4AA44-0AA0 |  | Non-automatic circuit breaker withdrawable version, with guide frame, IEC 60947-2, frame size 1, 4-poles, N-pole left, In=2000A up to 690V AC 50/60Hz, breaking capacity M Icc=85/66kA at 500/690V, without electr. trip unit ETU, rear connection flange, guide frame with shutter and w/o position signalling switch, without Com & metering function Manual operating mechanism with mechanical closing, without Spring charging motor, Ready-to-close signal. switch, Auxiliary switches 2NO+2NC, without Closing coil (CC), manual operating mechanism with mechanical closing, without Remote trip alarm reset coil (RR), without 2nd shunt trip, without 1st Shunt trip | 173000 | 1 | Z\ | 1
3WA1120-4AB01-0AA0 |  | Fixed-mounted circuit breaker IEC 60947-2, frame size 1, 3-poles, In=2000A up to 690V AC 50/60Hz, breaking capacity M Icu=85/66kA at 500/690V, Trip unit ETU300 LSI optimized for standard applica- tions, without display Protection LT, ST, INST, N-protection required an external N-sensor, incl. trip alarm switch (1xCO), rear connection vertical, without Com & metering function Manual operating mechanism with mechanical closing, without Spring charging motor, Ready-to-close signal. switch, Auxiliary switches 2NO+2NC, without Closing coil (CC), manual operating mechanism with mechanical closing, without Remote trip alarm reset coil (RR), without 2nd shunt trip, without 1st Shunt trip | 121000 | 1 | Z\ | 1
3WA1120-4AB02-0AA0 |  | Fixed-mounted circuit breaker IEC 60947-2, frame size 1, 3-poles, In=2000A up to 690V AC 50/60Hz, breaking capacity M Icu=85/66kA at 500/690V, Trip unit ETU300 LSI optimized for standard applica- tions, without display Protection LT, ST, INST, N-protection required an external N-sensor, incl. trip alarm switch (1xCO), rear connection horizontal, without Com & metering function Manual operating mechanism with mechanical closing, without Spring charging motor, Ready-to-close signal. switch, Auxiliary switches 2NO+2NC, without Closing coil (CC), manual operating mechanism with mechanical closing, without Remote trip alarm reset coil (RR), without 2nd shunt trip, without 1st Shunt trip | 117000 | 1 | Z\ | 1
3WA1120-4AB03-0AA0 |  | Fixed-mounted circuit breaker IEC 60947-2, frame size 1, 3-poles, In=2000A up to 690V AC 50/60Hz, breaking capacity M Icu=85/66kA at 500/690V, Trip unit ETU300 LSI optimized for standard applica- tions, without display Protection LT, ST, INST, N-protection required an external N-sensor, incl. trip alarm switch (1xCO), front connection double hole, without Com & metering function Manual operating mechanism with mechanical closing, without Spring charging motor, Ready-to-close signal. switch, Auxiliary switches 2NO+2NC, without Closing coil (CC), manual operating mechanism with mechanical closing, without Remote trip alarm reset coil (RR), without 2nd shunt trip, without 1st Shunt trip | 127000 | 1 | Z\ | 1
3WA1120-4AB11-0AA0 |  | Fixed-mounted circuit breaker IEC 60947-2, frame size 1, 4-poles, N-pole left, In=2000A up to 690V AC 50/60Hz, breaking capacity M Icu=85/66kA at 500/690V, Trip unit ETU300 LSI optimized for standard applica- tions, without display Protection LT, ST, INST, include N-protection, (internal N-sensor available), incl. trip alarm switch (1xCO), rear connection vertical, without Com & metering function Manual operating mechanism with mechanical closing, without Spring charging motor, Ready-to-close signal. switch, Auxiliary switches 2NO+2NC, without Closing coil (CC), manual operating mechanism with mechanical closing, without Remote trip alarm reset coil (RR), without 2nd shunt trip, without 1st Shunt trip | 161000 | 1 | Z\ | 1
3WA1120-4AB12-0AA0 |  | Fixed-mounted circuit breaker IEC 60947-2, frame size 1, 4-poles, N-pole left, In=2000A up to 690V AC 50/60Hz, breaking capacity M Icu=85/66kA at 500/690V, Trip unit ETU300 LSI optimized for standard applica- tions, without display Protection LT, ST, INST, include N-protection, (internal N-sensor available), incl. trip alarm switch (1xCO), rear connection horizontal, without Com & metering function Manual operating mechanism with mechanical closing, without Spring charging motor, Ready-to-close signal. switch, Auxiliary switches 2NO+2NC, without Closing coil (CC), manual operating mechanism with mechanical closing, without Remote trip alarm reset coil (RR), without 2nd shunt trip, without 1st Shunt trip | 156000 | 1 | Z\ | 1
3WA1120-4AB13-0AA0 |  | Fixed-mounted circuit breaker IEC 60947-2, frame size 1, 4-poles, N-pole left, In=2000A up to 690V AC 50/60Hz, breaking capacity M Icu=85/66kA at 500/690V, Trip unit ETU300 LSI optimized for standard applica- tions, without display Protection LT, ST, INST, include N-protection, (internal N-sensor available), incl. trip alarm switch (1xCO), front connection double hole, without Com & metering function Manual operating mechanism with mechanical closing, without Spring charging motor, Ready-to-close signal. switch, Auxiliary switches 2NO+2NC, without Closing coil (CC), manual operating mechanism with mechanical closing, without Remote trip alarm reset coil (RR), without 2nd shunt trip, without 1st Shunt trip | 170000 | 1 | Z\ | 1
3WA1120-4AB21-0AA0 |  | fixed-mounted circuit breaker, IEC 60947-2, size 1, 4-pole, N pole on right, In=2000 A up to 690 V AC 50/60 Hz, breaking capacity M Icu=85/66 kA at 500/690 V, tripping unit ETU300 LSI optimized for standard applications, without display, basic protection LT, ST, INST, including protection of the N conductor (internal neutral point sensor available) trip alarm switch (1 x CO), connection at rear vertical, without Com & metering function Manual operating mechanism with mechanical closing, without Spring charging motor, Ready-to-close signal. switch, Auxiliary switches 2NO+2NC, without Closing coil (CC), manual operating mechanism with mechanical closing, without Remote trip alarm reset coil (RR), without 2nd shunt trip, without 1st Shunt trip | 161000 | 1 | Z\ | 1
3WA1120-4AB22-0AA0 |  | fixed-mounted circuit breaker, IEC 60947-2, size 1, 4-pole, N pole on right, In=2000 A up to 690 V AC 50/60 Hz, breaking capacity M Icu=85/66 kA at 500/690 V, tripping unit ETU300 LSI optimized for standard applications, without display, basic protection LT, ST, INST, including protection of the N conductor (internal neutral point sensor available) trip alarm switch (1 x CO), connection at rear horizontal without Com & metering function Manual operating mechanism with mechanical closing, without Spring charging motor, Ready-to-close signal. switch, Auxiliary switches 2NO+2NC, without Closing coil (CC), manual operating mechanism with mechanical closing, without Remote trip alarm reset coil (RR), without 2nd shunt trip, without 1st Shunt trip | 156000 | 1 | Z\ | 1
3WA1120-4AB23-0AA0 |  | fixed-mounted circuit breaker, IEC 60947-2, size 1, 4-pole, N pole on right, In=2000 A up to 690 V AC 50/60 Hz, breaking capacity M Icu=85/66 kA at 500/690 V, tripping unit ETU300 LSI optimized for standard applications, without display, basic protection LT, ST, INST, including protection of the N conductor (internal neutral point sensor available) trip alarm switch (1 x CO), front connection double hole, without Com & metering function Manual operating mechanism with mechanical closing, without Spring charging motor, Ready-to-close signal. switch, Auxiliary switches 2NO+2NC, without Closing coil (CC), manual operating mechanism with mechanical closing, without Remote trip alarm reset coil (RR), without 2nd shunt trip, without 1st Shunt trip | 170000 | 1 | Z\ | 1
3WA1120-4AB31-0AA0 |  | Withdrawable circuit breaker with guide frame, IEC 60947-2, frame size 1, 3-poles, In=2000A up to 690V AC 50/60Hz, breaking capacity M Icu=85/66kA at 500/690V, Trip unit ETU300 LSI optimized for standard applica- tions, without display Protection LT, ST, INST, N-protection required an external N-sensor, incl. trip alarm switch (1xCO), rear connection vertical, guide frame with shutter and w/o position signalling switch, without Com & metering function Manual operating mechanism with mechanical closing, without Spring charging motor, Ready-to-close signal. switch, Auxiliary switches 2NO+2NC, without Closing coil (CC), manual operating mechanism with mechanical closing, without Remote trip alarm reset coil (RR), without 2nd shunt trip, without 1st Shunt trip | 147000 | 1 | Z\ | 1
3WA1120-4AB32-0AA0 |  | Withdrawable circuit breaker with guide frame, IEC 60947-2, frame size 1, 3-poles, In=2000A up to 690V AC 50/60Hz, breaking capacity M Icu=85/66kA at 500/690V, Trip unit ETU300 LSI optimized for standard applica- tions, without display Protection LT, ST, INST, N-protection required an external N-sensor, incl. trip alarm switch (1xCO), rear connection horizontal, guide frame with shutter and w/o position signalling switch, without Com & metering function Manual operating mechanism with mechanical closing, without Spring charging motor, Ready-to-close signal. switch, Auxiliary switches 2NO+2NC, without Closing coil (CC), manual operating mechanism with mechanical closing, without Remote trip alarm reset coil (RR), without 2nd shunt trip, without 1st Shunt trip | 145000 | 1 | Z\ | 1
3WA1120-4AB33-0AA0 |  | Withdrawable circuit breaker with guide frame, IEC 60947-2, frame size 1, 3-poles, In=2000A up to 690V AC 50/60Hz, breaking capacity M Icu=85/66kA at 500/690V, Trip unit ETU300 LSI optimized for standard applica- tions, without display Protection LT, ST, INST, N-protection required an external N-sensor, incl. trip alarm switch (1xCO), front connection double hole, guide frame with shutter and w/o position signalling switch, without Com & metering function Manual operating mechanism with mechanical closing, without Spring charging motor, Ready-to-close signal. switch, Auxiliary switches 2NO+2NC, without Closing coil (CC), manual operating mechanism with mechanical closing, without Remote trip alarm reset coil (RR), without 2nd shunt trip, without 1st Shunt trip | 153000 | 1 | Z\ | 1
3WA1120-4AB34-0AA0 |  | Withdrawable circuit breaker with guide frame, IEC 60947-2, frame size 1, 3-poles, In=2000A up to 690V AC 50/60Hz, breaking capacity M Icu=85/66kA at 500/690V, Trip unit ETU300 LSI optimized for standard applica- tions, without display Protection LT, ST, INST, N-protection required an external N-sensor, incl. trip alarm switch (1xCO), rear connection flange, guide frame with shutter and w/o position signalling switch, without Com & metering function Manual operating mechanism with mechanical closing, without Spring charging motor, Ready-to-close signal. switch, Auxiliary switches 2NO+2NC, without Closing coil (CC), manual operating mechanism with mechanical closing, without Remote trip alarm reset coil (RR), without 2nd shunt trip, without 1st Shunt trip | 145000 | 1 | Z\ | 1
3WA1120-4AB41-0AA0 |  | Withdrawable circuit breaker with guide frame, IEC 60947-2, frame size 1, 4-poles, N-pole left, In=2000A up to 690V AC 50/60Hz, breaking capacity M Icu=85/66kA at 500/690V, Trip unit ETU300 LSI optimized for standard applica- tions, without display Protection LT, ST, INST, include N-protection, (internal N-sensor available), incl. trip alarm switch (1xCO), rear connection vertical, guide frame with shutter and w/o position signalling switch, without Com & metering function Manual operating mechanism with mechanical closing, without Spring charging motor, Ready-to-close signal. switch, Auxiliary switches 2NO+2NC, without Closing coil (CC), manual operating mechanism with mechanical closing, without Remote trip alarm reset coil (RR), without 2nd shunt trip, without 1st Shunt trip | 196000 | 1 | Z\ | 1
3WA1120-4AB42-0AA0 |  | Withdrawable circuit breaker with guide frame, IEC 60947-2, frame size 1, 4-poles, N-pole left, In=2000A up to 690V AC 50/60Hz, breaking capacity M Icu=85/66kA at 500/690V, Trip unit ETU300 LSI optimized for standard applica- tions, without display Protection LT, ST, INST, include N-protection, (internal N-sensor available), incl. trip alarm switch (1xCO), rear connection horizontal, guide frame with shutter and w/o position signalling switch, without Com & metering function Manual operating mechanism with mechanical closing, without Spring charging motor, Ready-to-close signal. switch, Auxiliary switches 2NO+2NC, without Closing coil (CC), manual operating mechanism with mechanical closing, without Remote trip alarm reset coil (RR), without 2nd shunt trip, without 1st Shunt trip | 192000 | 1 | Z\ | 1
3WA1120-4AB43-0AA0 |  | Withdrawable circuit breaker with guide frame, IEC 60947-2, frame size 1, 4-poles, N-pole left, In=2000A up to 690V AC 50/60Hz, breaking capacity M Icu=85/66kA at 500/690V, Trip unit ETU300 LSI optimized for standard applica- tions, without display Protection LT, ST, INST, include N-protection, (internal N-sensor available), incl. trip alarm switch (1xCO), front connection double hole, guide frame with shutter and w/o position signalling switch, without Com & metering function Manual operating mechanism with mechanical closing, without Spring charging motor, Ready-to-close signal. switch, Auxiliary switches 2NO+2NC, without Closing coil (CC), manual operating mechanism with mechanical closing, without Remote trip alarm reset coil (RR), without 2nd shunt trip, without 1st Shunt trip | 204000 | 1 | Z\ | 1
3WA1120-4AB44-0AA0 |  | Withdrawable circuit breaker with guide frame, IEC 60947-2, frame size 1, 4-poles, N-pole left, In=2000A up to 690V AC 50/60Hz, breaking capacity M Icu=85/66kA at 500/690V, Trip unit ETU300 LSI optimized for standard applica- tions, without display Protection LT, ST, INST, include N-protection, (internal N-sensor available), incl. trip alarm switch (1xCO), rear connection flange, guide frame with shutter and w/o position signalling switch, without Com & metering function Manual operating mechanism with mechanical closing, without Spring charging motor, Ready-to-close signal. switch, Auxiliary switches 2NO+2NC, without Closing coil (CC), manual operating mechanism with mechanical closing, without Remote trip alarm reset coil (RR), without 2nd shunt trip, without 1st Shunt trip | 192000 | 1 | Z\ | 1
3WA1120-4AC01-0AA0 |  | Fixed-mounted circuit breaker IEC 60947-2, frame size 1, 3-poles, In=2000A up to 690V AC 50/60Hz, breaking capacity M Icu=85/66kA at 500/690V, Trip unit ETU300 LSIG optimized for standard applica- tions, without display Protection LT, ST, INST, GF, N-protection required an external N-sensor, incl. trip alarm switch (1xCO), rear connection vertical, without Com & metering function Manual operating mechanism with mechanical closing, without Spring charging motor, Ready-to-close signal. switch, Auxiliary switches 2NO+2NC, without Closing coil (CC), manual operating mechanism with mechanical closing, without Remote trip alarm reset coil (RR), without 2nd shunt trip, without 1st Shunt trip | 127000 | 1 | Z\ | 1
3WA1120-4AC02-0AA0 |  | Fixed-mounted circuit breaker IEC 60947-2, frame size 1, 3-poles, In=2000A up to 690V AC 50/60Hz, breaking capacity M Icu=85/66kA at 500/690V, Trip unit ETU300 LSIG optimized for standard applica- tions, without display Protection LT, ST, INST, GF, N-protection required an external N-sensor, incl. trip alarm switch (1xCO), rear connection horizontal, without Com & metering function Manual operating mechanism with mechanical closing, without Spring charging motor, Ready-to-close signal. switch, Auxiliary switches 2NO+2NC, without Closing coil (CC), manual operating mechanism with mechanical closing, without Remote trip alarm reset coil (RR), without 2nd shunt trip, without 1st Shunt trip | 123000 | 1 | Z\ | 1
3WA1120-4AC03-0AA0 |  | Fixed-mounted circuit breaker IEC 60947-2, frame size 1, 3-poles, In=2000A up to 690V AC 50/60Hz, breaking capacity M Icu=85/66kA at 500/690V, Trip unit ETU300 LSIG optimized for standard applica- tions, without display Protection LT, ST, INST, GF, N-protection required an external N-sensor, incl. trip alarm switch (1xCO), front connection double hole, without Com & metering function Manual operating mechanism with mechanical closing, without Spring charging motor, Ready-to-close signal. switch, Auxiliary switches 2NO+2NC, without Closing coil (CC), manual operating mechanism with mechanical closing, without Remote trip alarm reset coil (RR), without 2nd shunt trip, without 1st Shunt trip | 133000 | 1 | Z\ | 1
3WA1120-4AC11-0AA0 |  | Fixed-mounted circuit breaker IEC 60947-2, frame size 1, 4-poles, N-pole left, In=2000A up to 690V AC 50/60Hz, breaking capacity M Icu=85/66kA at 500/690V, Trip unit ETU300 LSIG optimized for standard applica- tions, without display Protection LT, ST, INST, GF, include N-protection, (internal N-sensor available), incl. trip alarm switch (1xCO), rear connection vertical, without Com & metering function Manual operating mechanism with mechanical closing, without Spring charging motor, Ready-to-close signal. switch, Auxiliary switches 2NO+2NC, without Closing coil (CC), manual operating mechanism with mechanical closing, without Remote trip alarm reset coil (RR), without 2nd shunt trip, without 1st Shunt trip | 167000 | 1 | Z\ | 1
3WA1120-4AC12-0AA0 |  | Fixed-mounted circuit breaker IEC 60947-2, frame size 1, 4-poles, N-pole left, In=2000A up to 690V AC 50/60Hz, breaking capacity M Icu=85/66kA at 500/690V, Trip unit ETU300 LSIG optimized for standard applica- tions, without display Protection LT, ST, INST, GF, include N-protection, (internal N-sensor available), incl. trip alarm switch (1xCO), rear connection horizontal, without Com & metering function Manual operating mechanism with mechanical closing, without Spring charging motor, Ready-to-close signal. switch, Auxiliary switches 2NO+2NC, without Closing coil (CC), manual operating mechanism with mechanical closing, without Remote trip alarm reset coil (RR), without 2nd shunt trip, without 1st Shunt trip | 162000 | 1 | Z\ | 1
3WA1120-4AC13-0AA0 |  | Fixed-mounted circuit breaker IEC 60947-2, frame size 1, 4-poles, N-pole left, In=2000A up to 690V AC 50/60Hz, breaking capacity M Icu=85/66kA at 500/690V, Trip unit ETU300 LSIG optimized for standard applica- tions, without display Protection LT, ST, INST, GF, include N-protection, (internal N-sensor available), incl. trip alarm switch (1xCO), front connection double hole, without Com & metering function Manual operating mechanism with mechanical closing, without Spring charging motor, Ready-to-close signal. switch, Auxiliary switches 2NO+2NC, without Closing coil (CC), manual operating mechanism with mechanical closing, without Remote trip alarm reset coil (RR), without 2nd shunt trip, without 1st Shunt trip | 176000 | 1 | Z\ | 1
3WA1120-4AC21-0AA0 |  | fixed-mounted circuit breaker, IEC 60947-2, size 1, 4-pole, N pole on right, In=2000 A up to 690 V AC 50/60 Hz, breaking capacity M Icu=85/66 kA at 500/690 V, tripping unit ETU300 LSI G optimized for standard applications, without display, basic protection LT, ST, INST, GF, including protection of the N conductor (internal neutral point sensor available), trip alarm switch (1 x CO), connection at rear vertical, without Com & metering function Manual operating mechanism with mechanical closing, without Spring charging motor, Ready-to-close signal. switch, Auxiliary switches 2NO+2NC, without Closing coil (CC), manual operating mechanism with mechanical closing, without Remote trip alarm reset coil (RR), without 2nd shunt trip, without 1st Shunt trip | 167000 | 1 | Z\ | 1
3WA1120-4AC22-0AA0 |  | fixed-mounted circuit breaker, IEC 60947-2, size 1, 4-pole, N pole on right, In=2000 A up to 690 V AC 50/60 Hz, breaking capacity M Icu=85/66 kA at 500/690 V, tripping unit ETU300 LSI G optimized for standard applications, without display, basic protection LT, ST, INST, GF, including protection of the N conductor (internal neutral point sensor available), trip alarm switch (1 x CO), connection at rear horizontal without Com & metering function Manual operating mechanism with mechanical closing, without Spring charging motor, Ready-to-close signal. switch, Auxiliary switches 2NO+2NC, without Closing coil (CC), manual operating mechanism with mechanical closing, without Remote trip alarm reset coil (RR), without 2nd shunt trip, without 1st Shunt trip | 162000 | 1 | Z\ | 1
3WA1120-4AC23-0AA0 |  | fixed-mounted circuit breaker, IEC 60947-2, size 1, 4-pole, N pole on right, In=2000 A up to 690 V AC 50/60 Hz, breaking capacity M Icu=85/66 kA at 500/690 V, tripping unit ETU300 LSI G optimized for standard applications, without display, basic protection LT, ST, INST, GF, including protection of the N conductor (internal neutral point sensor available), trip alarm switch (1 x CO), front connection double hole, without Com & metering function Manual operating mechanism with mechanical closing, without Spring charging motor, Ready-to-close signal. switch, Auxiliary switches 2NO+2NC, without Closing coil (CC), manual operating mechanism with mechanical closing, without Remote trip alarm reset coil (RR), without 2nd shunt trip, without 1st Shunt trip | 176000 | 1 | Z\ | 1
3WA1120-4AC31-0AA0 |  | Withdrawable circuit breaker with guide frame, IEC 60947-2, frame size 1, 3-poles, In=2000A up to 690V AC 50/60Hz, breaking capacity M Icu=85/66kA at 500/690V, Trip unit ETU300 LSIG optimized for standard applica- tions, without display Protection LT, ST, INST, GF, N-protection required an external N-sensor, incl. trip alarm switch (1xCO), rear connection vertical, guide frame with shutter and w/o position signalling switch, without Com & metering function Manual operating mechanism with mechanical closing, without Spring charging motor, Ready-to-close signal. switch, Auxiliary switches 2NO+2NC, without Closing coil (CC), manual operating mechanism with mechanical closing, without Remote trip alarm reset coil (RR), without 2nd shunt trip, without 1st Shunt trip | 154000 | 1 | Z\ | 1
3WA1120-4AC32-0AA0 |  | Withdrawable circuit breaker with guide frame, IEC 60947-2, frame size 1, 3-poles, In=2000A up to 690V AC 50/60Hz, breaking capacity M Icu=85/66kA at 500/690V, Trip unit ETU300 LSIG optimized for standard applica- tions, without display Protection LT, ST, INST, GF, N-protection required an external N-sensor, incl. trip alarm switch (1xCO), rear connection horizontal, guide frame with shutter and w/o position signalling switch, without Com & metering function Manual operating mechanism with mechanical closing, without Spring charging motor, Ready-to-close signal. switch, Auxiliary switches 2NO+2NC, without Closing coil (CC), manual operating mechanism with mechanical closing, without Remote trip alarm reset coil (RR), without 2nd shunt trip, without 1st Shunt trip | 151000 | 1 | Z\ | 1
3WA1120-4AC33-0AA0 |  | Withdrawable circuit breaker with guide frame, IEC 60947-2, frame size 1, 3-poles, In=2000A up to 690V AC 50/60Hz, breaking capacity M Icu=85/66kA at 500/690V, Trip unit ETU300 LSIG optimized for standard applica- tions, without display Protection LT, ST, INST, GF, N-protection required an external N-sensor, incl. trip alarm switch (1xCO), front connection double hole, guide frame with shutter and w/o position signalling switch, without Com & metering function Manual operating mechanism with mechanical closing, without Spring charging motor, Ready-to-close signal. switch, Auxiliary switches 2NO+2NC, without Closing coil (CC), manual operating mechanism with mechanical closing, without Remote trip alarm reset coil (RR), without 2nd shunt trip, without 1st Shunt trip | 159000 | 1 | Z\ | 1
3WA1120-4AC34-0AA0 |  | Withdrawable circuit breaker with guide frame, IEC 60947-2, frame size 1, 3-poles, In=2000A up to 690V AC 50/60Hz, breaking capacity M Icu=85/66kA at 500/690V, Trip unit ETU300 LSIG optimized for standard applica- tions, without display Protection LT, ST, INST, GF, N-protection required an external N-sensor, incl. trip alarm switch (1xCO), rear connection flange, guide frame with shutter and w/o position signalling switch, without Com & metering function Manual operating mechanism with mechanical closing, without Spring charging motor, Ready-to-close signal. switch, Auxiliary switches 2NO+2NC, without Closing coil (CC), manual operating mechanism with mechanical closing, without Remote trip alarm reset coil (RR), without 2nd shunt trip, without 1st Shunt trip | 151000 | 1 | Z\ | 1
3WA1120-4AC41-0AA0 |  | Withdrawable circuit breaker with guide frame, IEC 60947-2, frame size 1, 4-poles, N-pole left, In=2000A up to 690V AC 50/60Hz, breaking capacity M Icu=85/66kA at 500/690V, Trip unit ETU300 LSIG optimized for standard applica- tions, without display Protection LT, ST, INST, GF, include N-protection, (internal N-sensor available), incl. trip alarm switch (1xCO), rear connection vertical, guide frame with shutter and w/o position signalling switch, without Com & metering function Manual operating mechanism with mechanical closing, without Spring charging motor, Ready-to-close signal. switch, Auxiliary switches 2NO+2NC, without Closing coil (CC), manual operating mechanism with mechanical closing, without Remote trip alarm reset coil (RR), without 2nd shunt trip, without 1st Shunt trip | 202000 | 1 | Z\ | 1
3WA1120-4AC42-0AA0 |  | Withdrawable circuit breaker with guide frame, IEC 60947-2, frame size 1, 4-poles, N-pole left, In=2000A up to 690V AC 50/60Hz, breaking capacity M Icu=85/66kA at 500/690V, Trip unit ETU300 LSIG optimized for standard applica- tions, without display Protection LT, ST, INST, GF, include N-protection, (internal N-sensor available), incl. trip alarm switch (1xCO), rear connection horizontal, guide frame with shutter and w/o position signalling switch, without Com & metering function Manual operating mechanism with mechanical closing, without Spring charging motor, Ready-to-close signal. switch, Auxiliary switches 2NO+2NC, without Closing coil (CC), manual operating mechanism with mechanical closing, without Remote trip alarm reset coil (RR), without 2nd shunt trip, without 1st Shunt trip | 199000 | 1 | Z\ | 1
3WA1120-4AC43-0AA0 |  | Withdrawable circuit breaker with guide frame, IEC 60947-2, frame size 1, 4-poles, N-pole left, In=2000A up to 690V AC 50/60Hz, breaking capacity M Icu=85/66kA at 500/690V, Trip unit ETU300 LSIG optimized for standard applica- tions, without display Protection LT, ST, INST, GF, include N-protection, (internal N-sensor available), incl. trip alarm switch (1xCO), front connection double hole, guide frame with shutter and w/o position signalling switch, without Com & metering function Manual operating mechanism with mechanical closing, without Spring charging motor, Ready-to-close signal. switch, Auxiliary switches 2NO+2NC, without Closing coil (CC), manual operating mechanism with mechanical closing, without Remote trip alarm reset coil (RR), without 2nd shunt trip, without 1st Shunt trip | 210000 | 1 | Z\ | 1
3WA1120-4AC44-0AA0 |  | Withdrawable circuit breaker with guide frame, IEC 60947-2, frame size 1, 4-poles, N-pole left, In=2000A up to 690V AC 50/60Hz, breaking capacity M Icu=85/66kA at 500/690V, Trip unit ETU300 LSIG optimized for standard applica- tions, without display Protection LT, ST, INST, GF, include N-protection, (internal N-sensor available), incl. trip alarm switch (1xCO), rear connection flange, guide frame with shutter and w/o position signalling switch, without Com & metering function Manual operating mechanism with mechanical closing, without Spring charging motor, Ready-to-close signal. switch, Auxiliary switches 2NO+2NC, without Closing coil (CC), manual operating mechanism with mechanical closing, without Remote trip alarm reset coil (RR), without 2nd shunt trip, without 1st Shunt trip | 199000 | 1 | Z\ | 1
3WA1120-4AE01-0AA0 |  | Fixed-mounted circuit breaker IEC 60947-2, frame size 1, 3-poles, In=2000A up to 690V AC 50/60Hz, breaking capacity M Icu=85/66kA at 500/690V, Trip unit ETU600 LSI upgrade ready , colordisplay, bluetooth and USB interface, Protection LT, ST, INST, N-protection required an external N-sensor, incl. trip alarm switch (1xCO), rear connection vertical, without Com & metering function Manual operating mechanism with mechanical closing, without Spring charging motor, Ready-to-close signal. switch, Auxiliary switches 2NO+2NC, without Closing coil (CC), manual operating mechanism with mechanical closing, without Remote trip alarm reset coil (RR), without 2nd shunt trip, without 1st Shunt trip | 126000 | 1 | Z\ | 1
3WA1120-4AE02-0AA0 |  | Fixed-mounted circuit breaker IEC 60947-2, frame size 1, 3-poles, In=2000A up to 690V AC 50/60Hz, breaking capacity M Icu=85/66kA at 500/690V, Trip unit ETU600 LSI upgrade ready , colordisplay, bluetooth and USB interface, Protection LT, ST, INST, N-protection required an external N-sensor, incl. trip alarm switch (1xCO), rear connection horizontal, without Com & metering function Manual operating mechanism with mechanical closing, without Spring charging motor, Ready-to-close signal. switch, Auxiliary switches 2NO+2NC, without Closing coil (CC), manual operating mechanism with mechanical closing, without Remote trip alarm reset coil (RR), without 2nd shunt trip, without 1st Shunt trip | 122000 | 1 | Z\ | 1
3WA1120-4AE03-0AA0 |  | Fixed-mounted circuit breaker IEC 60947-2, frame size 1, 3-poles, In=2000A up to 690V AC 50/60Hz, breaking capacity M Icu=85/66kA at 500/690V, Trip unit ETU600 LSI upgrade ready , colordisplay, bluetooth and USB interface, Protection LT, ST, INST, N-protection required an external N-sensor, incl. trip alarm switch (1xCO), front connection double hole, without Com & metering function Manual operating mechanism with mechanical closing, without Spring charging motor, Ready-to-close signal. switch, Auxiliary switches 2NO+2NC, without Closing coil (CC), manual operating mechanism with mechanical closing, without Remote trip alarm reset coil (RR), without 2nd shunt trip, without 1st Shunt trip | 132000 | 1 | Z\ | 1
3WA1120-4AE11-0AA0 |  | Fixed-mounted circuit breaker IEC 60947-2, frame size 1, 4-poles, N-pole left, In=2000A up to 690V AC 50/60Hz, breaking capacity M Icu=85/66kA at 500/690V, Trip unit ETU600 LSI upgrade ready , colordisplay, bluetooth and USB interface, Protection LT, ST, INST, include N-protection, (internal N-sensor available), incl. trip alarm switch (1xCO), rear connection vertical, without Com & metering function Manual operating mechanism with mechanical closing, without Spring charging motor, Ready-to-close signal. switch, Auxiliary switches 2NO+2NC, without Closing coil (CC), manual operating mechanism with mechanical closing, without Remote trip alarm reset coil (RR), without 2nd shunt trip, without 1st Shunt trip | 166000 | 1 | Z\ | 1
3WA1120-4AE12-0AA0 |  | Fixed-mounted circuit breaker IEC 60947-2, frame size 1, 4-poles, N-pole left, In=2000A up to 690V AC 50/60Hz, breaking capacity M Icu=85/66kA at 500/690V, Trip unit ETU600 LSI upgrade ready , colordisplay, bluetooth and USB interface, Protection LT, ST, INST, include N-protection, (internal N-sensor available), incl. trip alarm switch (1xCO), rear connection horizontal, without Com & metering function Manual operating mechanism with mechanical closing, without Spring charging motor, Ready-to-close signal. switch, Auxiliary switches 2NO+2NC, without Closing coil (CC), manual operating mechanism with mechanical closing, without Remote trip alarm reset coil (RR), without 2nd shunt trip, without 1st Shunt trip | 161000 | 1 | Z\ | 1
3WA1120-4AE13-0AA0 |  | Fixed-mounted circuit breaker IEC 60947-2, frame size 1, 4-poles, N-pole left, In=2000A up to 690V AC 50/60Hz, breaking capacity M Icu=85/66kA at 500/690V, Trip unit ETU600 LSI upgrade ready , colordisplay, bluetooth and USB interface, Protection LT, ST, INST, include N-protection, (internal N-sensor available), incl. trip alarm switch (1xCO), front connection double hole, without Com & metering function Manual operating mechanism with mechanical closing, without Spring charging motor, Ready-to-close signal. switch, Auxiliary switches 2NO+2NC, without Closing coil (CC), manual operating mechanism with mechanical closing, without Remote trip alarm reset coil (RR), without 2nd shunt trip, without 1st Shunt trip | 175000 | 1 | Z\ | 1
3WA1120-4AE21-0AA0 |  | fixed-mounted circuit breaker, IEC 60947-2, size 1, 4-pole, N pole on right, In=2000 A up to 690 V AC 50/60 Hz, breaking capacity M Icu=85/66 kA at 500/690 V, tripping unit ETU600 LSI upgradeable, color display, Bluetooth, USB interface, basic protection LT, ST, INST, including protection of the N conductor (internal neutral point sensor available), trip alarm switch (1 x CO), connection at rear vertical, without Com & metering function Manual operating mechanism with mechanical closing, without Spring charging motor, Ready-to-close signal. switch, Auxiliary switches 2NO+2NC, without Closing coil (CC), manual operating mechanism with mechanical closing, without Remote trip alarm reset coil (RR), without 2nd shunt trip, without 1st Shunt trip | 166000 | 1 | Z\ | 1
3WA1120-4AE22-0AA0 |  | fixed-mounted circuit breaker, IEC 60947-2, size 1, 4-pole, N pole on right, In=2000 A up to 690 V AC 50/60 Hz, breaking capacity M Icu=85/66 kA at 500/690 V, tripping unit ETU600 LSI upgradeable, color display, Bluetooth, USB interface, basic protection LT, ST, INST, including protection of the N conductor (internal neutral point sensor available), trip alarm switch (1 x CO), connection at rear horizontal without Com & metering function Manual operating mechanism with mechanical closing, without Spring charging motor, Ready-to-close signal. switch, Auxiliary switches 2NO+2NC, without Closing coil (CC), manual operating mechanism with mechanical closing, without Remote trip alarm reset coil (RR), without 2nd shunt trip, without 1st Shunt trip | 161000 | 1 | Z\ | 1
3WA1120-4AE23-0AA0 |  | fixed-mounted circuit breaker, IEC 60947-2, size 1, 4-pole, N pole on right, In=2000 A up to 690 V AC 50/60 Hz, breaking capacity M Icu=85/66 kA at 500/690 V, tripping unit ETU600 LSI upgradeable, color display, Bluetooth, USB interface, basic protection LT, ST, INST, including protection of the N conductor (internal neutral point sensor available), trip alarm switch (1 x CO), front connection double hole, without Com & metering function Manual operating mechanism with mechanical closing, without Spring charging motor, Ready-to-close signal. switch, Auxiliary switches 2NO+2NC, without Closing coil (CC), manual operating mechanism with mechanical closing, without Remote trip alarm reset coil (RR), without 2nd shunt trip, without 1st Shunt trip | 175000 | 1 | Z\ | 1
3WA1120-4AE31-0AA0 |  | Withdrawable circuit breaker with guide frame, IEC 60947-2, frame size 1, 3-poles, In=2000A up to 690V AC 50/60Hz, breaking capacity M Icu=85/66kA at 500/690V, Trip unit ETU600 LSI upgrade ready , colordisplay, bluetooth and USB interface, Protection LT, ST, INST, N-protection required an external N-sensor, incl. trip alarm switch (1xCO), rear connection vertical, guide frame with shutter and w/o position signalling switch, without Com & metering function Manual operating mechanism with mechanical closing, without Spring charging motor, Ready-to-close signal. switch, Auxiliary switches 2NO+2NC, without Closing coil (CC), manual operating mechanism with mechanical closing, without Remote trip alarm reset coil (RR), without 2nd shunt trip, without 1st Shunt trip | 153000 | 1 | Z\ | 1
3WA1120-4AE32-0AA0 |  | Withdrawable circuit breaker with guide frame, IEC 60947-2, frame size 1, 3-poles, In=2000A up to 690V AC 50/60Hz, breaking capacity M Icu=85/66kA at 500/690V, Trip unit ETU600 LSI upgrade ready , colordisplay, bluetooth and USB interface, Protection LT, ST, INST, N-protection required an external N-sensor, incl. trip alarm switch (1xCO), rear connection horizontal, guide frame with shutter and w/o position signalling switch, without Com & metering function Manual operating mechanism with mechanical closing, without Spring charging motor, Ready-to-close signal. switch, Auxiliary switches 2NO+2NC, without Closing coil (CC), manual operating mechanism with mechanical closing, without Remote trip alarm reset coil (RR), without 2nd shunt trip, without 1st Shunt trip | 150000 | 1 | Z\ | 1
3WA1120-4AE33-0AA0 |  | Withdrawable circuit breaker with guide frame, IEC 60947-2, frame size 1, 3-poles, In=2000A up to 690V AC 50/60Hz, breaking capacity M Icu=85/66kA at 500/690V, Trip unit ETU600 LSI upgrade ready , colordisplay, bluetooth and USB interface, Protection LT, ST, INST, N-protection required an external N-sensor, incl. trip alarm switch (1xCO), front connection double hole, guide frame with shutter and w/o position signalling switch, without Com & metering function Manual operating mechanism with mechanical closing, without Spring charging motor, Ready-to-close signal. switch, Auxiliary switches 2NO+2NC, without Closing coil (CC), manual operating mechanism with mechanical closing, without Remote trip alarm reset coil (RR), without 2nd shunt trip, without 1st Shunt trip | 158000 | 1 | Z\ | 1
3WA1120-4AE34-0AA0 |  | Withdrawable circuit breaker with guide frame, IEC 60947-2, frame size 1, 3-poles, In=2000A up to 690V AC 50/60Hz, breaking capacity M Icu=85/66kA at 500/690V, Trip unit ETU600 LSI upgrade ready , colordisplay, bluetooth and USB interface, Protection LT, ST, INST, N-protection required an external N-sensor, incl. trip alarm switch (1xCO), rear connection flange, guide frame with shutter and w/o position signalling switch, without Com & metering function Manual operating mechanism with mechanical closing, without Spring charging motor, Ready-to-close signal. switch, Auxiliary switches 2NO+2NC, without Closing coil (CC), manual operating mechanism with mechanical closing, without Remote trip alarm reset coil (RR), without 2nd shunt trip, without 1st Shunt trip | 150000 | 1 | Z\ | 1
3WA1120-4AE41-0AA0 |  | Withdrawable circuit breaker with guide frame, IEC 60947-2, frame size 1, 4-poles, N-pole left, In=2000A up to 690V AC 50/60Hz, breaking capacity M Icu=85/66kA at 500/690V, Trip unit ETU600 LSI upgrade ready , colordisplay, bluetooth and USB interface, Protection LT, ST, INST, include N-protection, (internal N-sensor available), incl. trip alarm switch (1xCO), rear connection vertical, guide frame with shutter and w/o position signalling switch, without Com & metering function Manual operating mechanism with mechanical closing, without Spring charging motor, Ready-to-close signal. switch, Auxiliary switches 2NO+2NC, without Closing coil (CC), manual operating mechanism with mechanical closing, without Remote trip alarm reset coil (RR), without 2nd shunt trip, without 1st Shunt trip | 201000 | 1 | Z\ | 1
3WA1120-4AE42-0AA0 |  | Withdrawable circuit breaker with guide frame, IEC 60947-2, frame size 1, 4-poles, N-pole left, In=2000A up to 690V AC 50/60Hz, breaking capacity M Icu=85/66kA at 500/690V, Trip unit ETU600 LSI upgrade ready , colordisplay, bluetooth and USB interface, Protection LT, ST, INST, include N-protection, (internal N-sensor available), incl. trip alarm switch (1xCO), rear connection horizontal, guide frame with shutter and w/o position signalling switch, without Com & metering function Manual operating mechanism with mechanical closing, without Spring charging motor, Ready-to-close signal. switch, Auxiliary switches 2NO+2NC, without Closing coil (CC), manual operating mechanism with mechanical closing, without Remote trip alarm reset coil (RR), without 2nd shunt trip, without 1st Shunt trip | 198000 | 1 | Z\ | 1
3WA1120-4AE43-0AA0 |  | Withdrawable circuit breaker with guide frame, IEC 60947-2, frame size 1, 4-poles, N-pole left, In=2000A up to 690V AC 50/60Hz, breaking capacity M Icu=85/66kA at 500/690V, Trip unit ETU600 LSI upgrade ready , colordisplay, bluetooth and USB interface, Protection LT, ST, INST, include N-protection, (internal N-sensor available), incl. trip alarm switch (1xCO), front connection double hole, guide frame with shutter and w/o position signalling switch, without Com & metering function Manual operating mechanism with mechanical closing, without Spring charging motor, Ready-to-close signal. switch, Auxiliary switches 2NO+2NC, without Closing coil (CC), manual operating mechanism with mechanical closing, without Remote trip alarm reset coil (RR), without 2nd shunt trip, without 1st Shunt trip | 209000 | 1 | Z\ | 1
3WA1120-4AE44-0AA0 |  | Withdrawable circuit breaker with guide frame, IEC 60947-2, frame size 1, 4-poles, N-pole left, In=2000A up to 690V AC 50/60Hz, breaking capacity M Icu=85/66kA at 500/690V, Trip unit ETU600 LSI upgrade ready , colordisplay, bluetooth and USB interface, Protection LT, ST, INST, include N-protection, (internal N-sensor available), incl. trip alarm switch (1xCO), rear connection flange, guide frame with shutter and w/o position signalling switch, without Com & metering function Manual operating mechanism with mechanical closing, without Spring charging motor, Ready-to-close signal. switch, Auxiliary switches 2NO+2NC, without Closing coil (CC), manual operating mechanism with mechanical closing, without Remote trip alarm reset coil (RR), without 2nd shunt trip, without 1st Shunt trip | 198000 | 1 | Z\ | 1
3WA1120-4AF01-0AA0 |  | Fixed-mounted circuit breaker IEC 60947-2, frame size 1, 3-poles, In=2000A up to 690V AC 50/60Hz, breaking capacity M Icu=85/66kA at 500/690V, Trip unit ETU600 LSIG upgrade ready , colordisplay, bluetooth and USB interface, Protection LT, ST, INST, GFx, N-protection required an external N-sensor, incl. trip alarm switch (1xCO), rear connection vertical, without Com & metering function Manual operating mechanism with mechanical closing, without Spring charging motor, Ready-to-close signal. switch, Auxiliary switches 2NO+2NC, without Closing coil (CC), manual operating mechanism with mechanical closing, without Remote trip alarm reset coil (RR), without 2nd shunt trip, without 1st Shunt trip | 136000 | 1 | Z\ | 1
3WA1120-4AF02-0AA0 |  | Fixed-mounted circuit breaker IEC 60947-2, frame size 1, 3-poles, In=2000A up to 690V AC 50/60Hz, breaking capacity M Icu=85/66kA at 500/690V, Trip unit ETU600 LSIG upgrade ready , colordisplay, bluetooth and USB interface, Protection LT, ST, INST, GFx, N-protection required an external N-sensor, incl. trip alarm switch (1xCO), rear connection horizontal, without Com & metering function Manual operating mechanism with mechanical closing, without Spring charging motor, Ready-to-close signal. switch, Auxiliary switches 2NO+2NC, without Closing coil (CC), manual operating mechanism with mechanical closing, without Remote trip alarm reset coil (RR), without 2nd shunt trip, without 1st Shunt trip | 133000 | 1 | Z\ | 1
3WA1120-4AF03-0AA0 |  | Fixed-mounted circuit breaker IEC 60947-2, frame size 1, 3-poles, In=2000A up to 690V AC 50/60Hz, breaking capacity M Icu=85/66kA at 500/690V, Trip unit ETU600 LSIG upgrade ready , colordisplay, bluetooth and USB interface, Protection LT, ST, INST, GFx, N-protection required an external N-sensor, incl. trip alarm switch (1xCO), front connection double hole, without Com & metering function Manual operating mechanism with mechanical closing, without Spring charging motor, Ready-to-close signal. switch, Auxiliary switches 2NO+2NC, without Closing coil (CC), manual operating mechanism with mechanical closing, without Remote trip alarm reset coil (RR), without 2nd shunt trip, without 1st Shunt trip | 143000 | 1 | Z\ | 1
3WA1120-4AF11-0AA0 |  | Fixed-mounted circuit breaker IEC 60947-2, frame size 1, 4-poles, N-pole left, In=2000A up to 690V AC 50/60Hz, breaking capacity M Icu=85/66kA at 500/690V, Trip unit ETU600 LSIG upgrade ready , colordisplay, bluetooth and USB interface, Protection LT, ST, INST, GFx, include N-protection, (internal N-sensor available), incl. trip alarm switch (1xCO), rear connection vertical, without Com & metering function Manual operating mechanism with mechanical closing, without Spring charging motor, Ready-to-close signal. switch, Auxiliary switches 2NO+2NC, without Closing coil (CC), manual operating mechanism with mechanical closing, without Remote trip alarm reset coil (RR), without 2nd shunt trip, without 1st Shunt trip | 176000 | 1 | Z\ | 1
3WA1120-4AF12-0AA0 |  | Fixed-mounted circuit breaker IEC 60947-2, frame size 1, 4-poles, N-pole left, In=2000A up to 690V AC 50/60Hz, breaking capacity M Icu=85/66kA at 500/690V, Trip unit ETU600 LSIG upgrade ready , colordisplay, bluetooth and USB interface, Protection LT, ST, INST, GFx, include N-protection, (internal N-sensor available), incl. trip alarm switch (1xCO), rear connection horizontal, without Com & metering function Manual operating mechanism with mechanical closing, without Spring charging motor, Ready-to-close signal. switch, Auxiliary switches 2NO+2NC, without Closing coil (CC), manual operating mechanism with mechanical closing, without Remote trip alarm reset coil (RR), without 2nd shunt trip, without 1st Shunt trip | 172000 | 1 | Z\ | 1
3WA1120-4AF13-0AA0 |  | Fixed-mounted circuit breaker IEC 60947-2, frame size 1, 4-poles, N-pole left, In=2000A up to 690V AC 50/60Hz, breaking capacity M Icu=85/66kA at 500/690V, Trip unit ETU600 LSIG upgrade ready , colordisplay, bluetooth and USB interface, Protection LT, ST, INST, GFx, include N-protection, (internal N-sensor available), incl. trip alarm switch (1xCO), front connection double hole, without Com & metering function Manual operating mechanism with mechanical closing, without Spring charging motor, Ready-to-close signal. switch, Auxiliary switches 2NO+2NC, without Closing coil (CC), manual operating mechanism with mechanical closing, without Remote trip alarm reset coil (RR), without 2nd shunt trip, without 1st Shunt trip | 185000 | 1 | Z\ | 1
3WA1120-4AF21-0AA0 |  | fixed-mounted circuit breaker, IEC 60947-2, size 1, 4-pole, N pole on right, In=2000 A up to 690 V AC 50/60 Hz, breaking capacity M Icu=85/66 kA at 500/690 V, tripping unit ETU600 LSIG upgradeable, color display, Bluetooth, USB interface, basic protection LT, ST, INST, GFx, including protection of the N conductor (internal neutral point sensor available), trip alarm switch (1 x CO), connection at rear vertical, without Com & metering function Manual operating mechanism with mechanical closing, without Spring charging motor, Ready-to-close signal. switch, Auxiliary switches 2NO+2NC, without Closing coil (CC), manual operating mechanism with mechanical closing, without Remote trip alarm reset coil (RR), without 2nd shunt trip, without 1st Shunt trip | 176000 | 1 | Z\ | 1
3WA1120-4AF22-0AA0 |  | fixed-mounted circuit breaker, IEC 60947-2, size 1, 4-pole, N pole on right, In=2000 A up to 690 V AC 50/60 Hz, breaking capacity M Icu=85/66 kA at 500/690 V, tripping unit ETU600 LSIG upgradeable, color display, Bluetooth, USB interface, basic protection LT, ST, INST, GFx, including protection of the N conductor (internal neutral point sensor available), trip alarm switch (1 x CO), connection at rear horizontal without Com & metering function Manual operating mechanism with mechanical closing, without Spring charging motor, Ready-to-close signal. switch, Auxiliary switches 2NO+2NC, without Closing coil (CC), manual operating mechanism with mechanical closing, without Remote trip alarm reset coil (RR), without 2nd shunt trip, without 1st Shunt trip | 172000 | 1 | Z\ | 1
3WA1120-4AF23-0AA0 |  | fixed-mounted circuit breaker, IEC 60947-2, size 1, 4-pole, N pole on right, In=2000 A up to 690 V AC 50/60 Hz, breaking capacity M Icu=85/66 kA at 500/690 V, tripping unit ETU600 LSIG upgradeable, color display, Bluetooth, USB interface, basic protection LT, ST, INST, GFx, including protection of the N conductor (internal neutral point sensor available), trip alarm switch (1 x CO), front connection double hole, without Com & metering function Manual operating mechanism with mechanical closing, without Spring charging motor, Ready-to-close signal. switch, Auxiliary switches 2NO+2NC, without Closing coil (CC), manual operating mechanism with mechanical closing, without Remote trip alarm reset coil (RR), without 2nd shunt trip, without 1st Shunt trip | 185000 | 1 | Z\ | 1
3WA1120-4AF31-0AA0 |  | Withdrawable circuit breaker with guide frame, IEC 60947-2, frame size 1, 3-poles, In=2000A up to 690V AC 50/60Hz, breaking capacity M Icu=85/66kA at 500/690V, Trip unit ETU600 LSIG upgrade ready , colordisplay, bluetooth and USB interface, Protection LT, ST, INST, GFx, N-protection required an external N-sensor, incl. trip alarm switch (1xCO), rear connection vertical, guide frame with shutter and w/o position signalling switch, without Com & metering function Manual operating mechanism with mechanical closing, without Spring charging motor, Ready-to-close signal. switch, Auxiliary switches 2NO+2NC, without Closing coil (CC), manual operating mechanism with mechanical closing, without Remote trip alarm reset coil (RR), without 2nd shunt trip, without 1st Shunt trip | 163000 | 1 | Z\ | 1
3WA1120-4AF32-0AA0 |  | Withdrawable circuit breaker with guide frame, IEC 60947-2, frame size 1, 3-poles, In=2000A up to 690V AC 50/60Hz, breaking capacity M Icu=85/66kA at 500/690V, Trip unit ETU600 LSIG upgrade ready , colordisplay, bluetooth and USB interface, Protection LT, ST, INST, GFx, N-protection required an external N-sensor, incl. trip alarm switch (1xCO), rear connection horizontal, guide frame with shutter and w/o position signalling switch, without Com & metering function Manual operating mechanism with mechanical closing, without Spring charging motor, Ready-to-close signal. switch, Auxiliary switches 2NO+2NC, without Closing coil (CC), manual operating mechanism with mechanical closing, without Remote trip alarm reset coil (RR), without 2nd shunt trip, without 1st Shunt trip | 160000 | 1 | Z\ | 1
3WA1120-4AF33-0AA0 |  | Withdrawable circuit breaker with guide frame, IEC 60947-2, frame size 1, 3-poles, In=2000A up to 690V AC 50/60Hz, breaking capacity M Icu=85/66kA at 500/690V, Trip unit ETU600 LSIG upgrade ready , colordisplay, bluetooth and USB interface, Protection LT, ST, INST, GFx, N-protection required an external N-sensor, incl. trip alarm switch (1xCO), front connection double hole, guide frame with shutter and w/o position signalling switch, without Com & metering function Manual operating mechanism with mechanical closing, without Spring charging motor, Ready-to-close signal. switch, Auxiliary switches 2NO+2NC, without Closing coil (CC), manual operating mechanism with mechanical closing, without Remote trip alarm reset coil (RR), without 2nd shunt trip, without 1st Shunt trip | 169000 | 1 | Z\ | 1
3WA1120-4AF34-0AA0 |  | Withdrawable circuit breaker with guide frame, IEC 60947-2, frame size 1, 3-poles, In=2000A up to 690V AC 50/60Hz, breaking capacity M Icu=85/66kA at 500/690V, Trip unit ETU600 LSIG upgrade ready , colordisplay, bluetooth and USB interface, Protection LT, ST, INST, GFx, N-protection required an external N-sensor, incl. trip alarm switch (1xCO), rear connection flange, guide frame with shutter and w/o position signalling switch, without Com & metering function Manual operating mechanism with mechanical closing, without Spring charging motor, Ready-to-close signal. switch, Auxiliary switches 2NO+2NC, without Closing coil (CC), manual operating mechanism with mechanical closing, without Remote trip alarm reset coil (RR), without 2nd shunt trip, without 1st Shunt trip | 160000 | 1 | Z\ | 1
3WA1120-4AF41-0AA0 |  | Withdrawable circuit breaker with guide frame, IEC 60947-2, frame size 1, 4-poles, N-pole left, In=2000A up to 690V AC 50/60Hz, breaking capacity M Icu=85/66kA at 500/690V, Trip unit ETU600 LSIG upgrade ready , colordisplay, bluetooth and USB interface, Protection LT, ST, INST, GFx, include N-protection, (internal N-sensor available), incl. trip alarm switch (1xCO), rear connection vertical, guide frame with shutter and w/o position signalling switch, without Com & metering function Manual operating mechanism with mechanical closing, without Spring charging motor, Ready-to-close signal. switch, Auxiliary switches 2NO+2NC, without Closing coil (CC), manual operating mechanism with mechanical closing, without Remote trip alarm reset coil (RR), without 2nd shunt trip, without 1st Shunt trip | 212000 | 1 | Z\ | 1
3WA1120-4AF42-0AA0 |  | Withdrawable circuit breaker with guide frame, IEC 60947-2, frame size 1, 4-poles, N-pole left, In=2000A up to 690V AC 50/60Hz, breaking capacity M Icu=85/66kA at 500/690V, Trip unit ETU600 LSIG upgrade ready , colordisplay, bluetooth and USB interface, Protection LT, ST, INST, GFx, include N-protection, (internal N-sensor available), incl. trip alarm switch (1xCO), rear connection horizontal, guide frame with shutter and w/o position signalling switch, without Com & metering function Manual operating mechanism with mechanical closing, without Spring charging motor, Ready-to-close signal. switch, Auxiliary switches 2NO+2NC, without Closing coil (CC), manual operating mechanism with mechanical closing, without Remote trip alarm reset coil (RR), without 2nd shunt trip, without 1st Shunt trip | 208000 | 1 | Z\ | 1
3WA1120-4AF43-0AA0 |  | Withdrawable circuit breaker with guide frame, IEC 60947-2, frame size 1, 4-poles, N-pole left, In=2000A up to 690V AC 50/60Hz, breaking capacity M Icu=85/66kA at 500/690V, Trip unit ETU600 LSIG upgrade ready , colordisplay, bluetooth and USB interface, Protection LT, ST, INST, GFx, include N-protection, (internal N-sensor available), incl. trip alarm switch (1xCO), front connection double hole, guide frame with shutter and w/o position signalling switch, without Com & metering function Manual operating mechanism with mechanical closing, without Spring charging motor, Ready-to-close signal. switch, Auxiliary switches 2NO+2NC, without Closing coil (CC), manual operating mechanism with mechanical closing, without Remote trip alarm reset coil (RR), without 2nd shunt trip, without 1st Shunt trip | 220000 | 1 | Z\ | 1
3WA1120-4AF44-0AA0 |  | Withdrawable circuit breaker with guide frame, IEC 60947-2, frame size 1, 4-poles, N-pole left, In=2000A up to 690V AC 50/60Hz, breaking capacity M Icu=85/66kA at 500/690V, Trip unit ETU600 LSIG upgrade ready , colordisplay, bluetooth and USB interface, Protection LT, ST, INST, GFx, include N-protection, (internal N-sensor available), incl. trip alarm switch (1xCO), rear connection flange, guide frame with shutter and w/o position signalling switch, without Com & metering function Manual operating mechanism with mechanical closing, without Spring charging motor, Ready-to-close signal. switch, Auxiliary switches 2NO+2NC, without Closing coil (CC), manual operating mechanism with mechanical closing, without Remote trip alarm reset coil (RR), without 2nd shunt trip, without 1st Shunt trip | 208000 | 1 | Z\ | 1
3WA1120-4CA01-0AA0 |  | Non-automatic circuit breaker Fixed-mounted version, IEC 60947-2, frame size 1, 3-poles, In=2000A up to 690V AC 50/60Hz, breaking capacity M Icc=85/66kA at 500/690V, without electr. trip unit ETU, rear connection vertical, able to communication, Manual operating mechanism with mechanical closing, without Spring charging motor, Ready-to-close signal. switch, Auxiliary switches 2NO+2NC, without Closing coil (CC), manual operating mechanism with mechanical closing, without Remote trip alarm reset coil (RR), without 2nd shunt trip, without 1st Shunt trip | 114430 | 1 | Z\ | 1
3WA1120-4CA02-0AA0 |  | Non-automatic circuit breaker Fixed-mounted version, IEC 60947-2, frame size 1, 3-poles, In=2000A up to 690V AC 50/60Hz, breaking capacity M Icc=85/66kA at 500/690V, without electr. trip unit ETU, rear connection horizontal, able to communication, Manual operating mechanism with mechanical closing, without Spring charging motor, Ready-to-close signal. switch, Auxiliary switches 2NO+2NC, without Closing coil (CC), manual operating mechanism with mechanical closing, without Remote trip alarm reset coil (RR), without 2nd shunt trip, without 1st Shunt trip | 111430 | 1 | Z\ | 1
3WA1120-4CA03-0AA0 |  | Non-automatic circuit breaker Fixed-mounted version, IEC 60947-2, frame size 1, 3-poles, In=2000A up to 690V AC 50/60Hz, breaking capacity M Icc=85/66kA at 500/690V, without electr. trip unit ETU, front connection double hole, able to communication, Manual operating mechanism with mechanical closing, without Spring charging motor, Ready-to-close signal. switch, Auxiliary switches 2NO+2NC, without Closing coil (CC), manual operating mechanism with mechanical closing, without Remote trip alarm reset coil (RR), without 2nd shunt trip, without 1st Shunt trip | 121430 | 1 | Z\ | 1
3WA1120-4CA11-0AA0 |  | Non-automatic circuit breaker Fixed-mounted version, IEC 60947-2, frame size 1, 4-poles, N-pole left, In=2000A up to 690V AC 50/60Hz, breaking capacity M Icc=85/66kA at 500/690V, without electr. trip unit ETU, rear connection vertical, able to communication, Manual operating mechanism with mechanical closing, without Spring charging motor, Ready-to-close signal. switch, Auxiliary switches 2NO+2NC, without Closing coil (CC), manual operating mechanism with mechanical closing, without Remote trip alarm reset coil (RR), without 2nd shunt trip, without 1st Shunt trip | 149430 | 1 | Z\ | 1
3WA1120-4CA12-0AA0 |  | Non-automatic circuit breaker Fixed-mounted version, IEC 60947-2, frame size 1, 4-poles, N-pole left, In=2000A up to 690V AC 50/60Hz, breaking capacity M Icc=85/66kA at 500/690V, without electr. trip unit ETU, rear connection horizontal, able to communication, Manual operating mechanism with mechanical closing, without Spring charging motor, Ready-to-close signal. switch, Auxiliary switches 2NO+2NC, without Closing coil (CC), manual operating mechanism with mechanical closing, without Remote trip alarm reset coil (RR), without 2nd shunt trip, without 1st Shunt trip | 145430 | 1 | Z\ | 1
3WA1120-4CA13-0AA0 |  | Non-automatic circuit breaker Fixed-mounted version, IEC 60947-2, frame size 1, 4-poles, N-pole left, In=2000A up to 690V AC 50/60Hz, breaking capacity M Icc=85/66kA at 500/690V, without electr. trip unit ETU, front connection double hole, able to communication, Manual operating mechanism with mechanical closing, without Spring charging motor, Ready-to-close signal. switch, Auxiliary switches 2NO+2NC, without Closing coil (CC), manual operating mechanism with mechanical closing, without Remote trip alarm reset coil (RR), without 2nd shunt trip, without 1st Shunt trip | 158430 | 1 | Z\ | 1
3WA1120-4CA21-0AA0 |  | AC non-automatic air circuit breaker 3WA, fixed-mounted version, IEC 60947-2, size 1, 4-pole, N pole on right, In=2000 A up to 690 V AC 50/60 Hz, breaking capacity M, Icc=85/66 kA at 500/690 V, without electronic trip unit ETU, connection at rear vertical, able to communication, Manual operating mechanism with mechanical closing, without Spring charging motor, Ready-to-close signal. switch, Auxiliary switches 2NO+2NC, without Closing coil (CC), manual operating mechanism with mechanical closing, without Remote trip alarm reset coil (RR), without 2nd shunt trip, without 1st Shunt trip | 149430 | 1 | Z\ | 1
3WA1120-4CA22-0AA0 |  | AC non-automatic air circuit breaker 3WA, fixed-mounted version, IEC 60947-2, size 1, 4-pole, N pole on right, In=2000 A up to 690 V AC 50/60 Hz, breaking capacity M, Icc=85/66 kA at 500/690 V, without electronic trip unit ETU, connection at rear horizontal able to communication, Manual operating mechanism with mechanical closing, without Spring charging motor, Ready-to-close signal. switch, Auxiliary switches 2NO+2NC, without Closing coil (CC), manual operating mechanism with mechanical closing, without Remote trip alarm reset coil (RR), without 2nd shunt trip, without 1st Shunt trip | 145430 | 1 | Z\ | 1
3WA1120-4CA23-0AA0 |  | AC non-automatic air circuit breaker 3WA, fixed-mounted version, IEC 60947-2, size 1, 4-pole, N pole on right, In=2000 A up to 690 V AC 50/60 Hz, breaking capacity M, Icc=85/66 kA at 500/690 V, without electronic trip unit ETU, front connection double hole, able to communication, Manual operating mechanism with mechanical closing, without Spring charging motor, Ready-to-close signal. switch, Auxiliary switches 2NO+2NC, without Closing coil (CC), manual operating mechanism with mechanical closing, without Remote trip alarm reset coil (RR), without 2nd shunt trip, without 1st Shunt trip | 158430 | 1 | Z\ | 1
3WA1120-4CA31-0AA0 |  | Non-automatic circuit breaker withdrawable version, with guide frame, IEC 60947-2, frame size 1, 3-poles, In=2000A up to 690V AC 50/60Hz, breaking capacity M Icc=85/66kA at 500/690V, without electr. trip unit ETU, rear connection vertical, guide frame with shutter and w/o position signalling switch, able to communication, Manual operating mechanism with mechanical closing, without Spring charging motor, Ready-to-close signal. switch, Auxiliary switches 2NO+2NC, without Closing coil (CC), manual operating mechanism with mechanical closing, without Remote trip alarm reset coil (RR), without 2nd shunt trip, without 1st Shunt trip | 138430 | 1 | Z\ | 1
3WA1120-4CA32-0AA0 |  | Non-automatic circuit breaker withdrawable version, with guide frame, IEC 60947-2, frame size 1, 3-poles, In=2000A up to 690V AC 50/60Hz, breaking capacity M Icc=85/66kA at 500/690V, without electr. trip unit ETU, rear connection horizontal, guide frame with shutter and w/o position signalling switch, able to communication, Manual operating mechanism with mechanical closing, without Spring charging motor, Ready-to-close signal. switch, Auxiliary switches 2NO+2NC, without Closing coil (CC), manual operating mechanism with mechanical closing, without Remote trip alarm reset coil (RR), without 2nd shunt trip, without 1st Shunt trip | 135430 | 1 | Z\ | 1
3WA1120-4CA33-0AA0 |  | Non-automatic circuit breaker withdrawable version, with guide frame, IEC 60947-2, frame size 1, 3-poles, In=2000A up to 690V AC 50/60Hz, breaking capacity M Icc=85/66kA at 500/690V, without electr. trip unit ETU, front connection double hole, guide frame with shutter and w/o position signalling switch, able to communication, Manual operating mechanism with mechanical closing, without Spring charging motor, Ready-to-close signal. switch, Auxiliary switches 2NO+2NC, without Closing coil (CC), manual operating mechanism with mechanical closing, without Remote trip alarm reset coil (RR), without 2nd shunt trip, without 1st Shunt trip | 143430 | 1 | Z\ | 1
3WA1120-4CA34-0AA0 |  | Non-automatic circuit breaker withdrawable version, with guide frame, IEC 60947-2, frame size 1, 3-poles, In=2000A up to 690V AC 50/60Hz, breaking capacity M Icc=85/66kA at 500/690V, without electr. trip unit ETU, rear connection flange, guide frame with shutter and w/o position signalling switch, able to communication, Manual operating mechanism with mechanical closing, without Spring charging motor, Ready-to-close signal. switch, Auxiliary switches 2NO+2NC, without Closing coil (CC), manual operating mechanism with mechanical closing, without Remote trip alarm reset coil (RR), without 2nd shunt trip, without 1st Shunt trip | 135430 | 1 | Z\ | 1
3WA1120-4CA41-0AA0 |  | Non-automatic circuit breaker withdrawable version, with guide frame, IEC 60947-2, frame size 1, 4-poles, N-pole left, In=2000A up to 690V AC 50/60Hz, breaking capacity M Icc=85/66kA at 500/690V, without electr. trip unit ETU, rear connection vertical, guide frame with shutter and w/o position signalling switch, able to communication, Manual operating mechanism with mechanical closing, without Spring charging motor, Ready-to-close signal. switch, Auxiliary switches 2NO+2NC, without Closing coil (CC), manual operating mechanism with mechanical closing, without Remote trip alarm reset coil (RR), without 2nd shunt trip, without 1st Shunt trip | 181430 | 1 | Z\ | 1
3WA1120-4CA42-0AA0 |  | Non-automatic circuit breaker withdrawable version, with guide frame, IEC 60947-2, frame size 1, 4-poles, N-pole left, In=2000A up to 690V AC 50/60Hz, breaking capacity M Icc=85/66kA at 500/690V, without electr. trip unit ETU, rear connection horizontal, guide frame with shutter and w/o position signalling switch, able to communication, Manual operating mechanism with mechanical closing, without Spring charging motor, Ready-to-close signal. switch, Auxiliary switches 2NO+2NC, without Closing coil (CC), manual operating mechanism with mechanical closing, without Remote trip alarm reset coil (RR), without 2nd shunt trip, without 1st Shunt trip | 177430 | 1 | Z\ | 1
3WA1120-4CA43-0AA0 |  | Non-automatic circuit breaker withdrawable version, with guide frame, IEC 60947-2, frame size 1, 4-poles, N-pole left, In=2000A up to 690V AC 50/60Hz, breaking capacity M Icc=85/66kA at 500/690V, without electr. trip unit ETU, front connection double hole, guide frame with shutter and w/o position signalling switch, able to communication, Manual operating mechanism with mechanical closing, without Spring charging motor, Ready-to-close signal. switch, Auxiliary switches 2NO+2NC, without Closing coil (CC), manual operating mechanism with mechanical closing, without Remote trip alarm reset coil (RR), without 2nd shunt trip, without 1st Shunt trip | 188430 | 1 | Z\ | 1
3WA1120-4CA44-0AA0 |  | Non-automatic circuit breaker withdrawable version, with guide frame, IEC 60947-2, frame size 1, 4-poles, N-pole left, In=2000A up to 690V AC 50/60Hz, breaking capacity M Icc=85/66kA at 500/690V, without electr. trip unit ETU, rear connection flange, guide frame with shutter and w/o position signalling switch, able to communication, Manual operating mechanism with mechanical closing, without Spring charging motor, Ready-to-close signal. switch, Auxiliary switches 2NO+2NC, without Closing coil (CC), manual operating mechanism with mechanical closing, without Remote trip alarm reset coil (RR), without 2nd shunt trip, without 1st Shunt trip | 177430 | 1 | Z\ | 1
3WA1120-4EE01-0AA0 |  | Fixed-mounted circuit breaker IEC 60947-2, frame size 1, 3-poles, In=2000A up to 690V AC 50/60Hz, breaking capacity M Icu=85/66kA at 500/690V, Trip unit ETU600 LSI upgrade ready , colordisplay, bluetooth and USB interface, Protection LT, ST, INST, N-protection required an external N-sensor, incl. trip alarm switch (1xCO), rear connection vertical, with internal voltage tap on lower stab of circuit breaker, with voltage tap module VTM680 and power supply of ETU600, able to communication, integrated metering type PMF-1 Energy Efficiency, Voltage, Active energy Ea Manual operating mechanism with mechanical closing, without Spring charging motor, Ready-to-close signal. switch, Auxiliary switches 2NO+2NC, without Closing coil (CC), manual operating mechanism with mechanical closing, without Remote trip alarm reset coil (RR), without 2nd shunt trip, without 1st Shunt trip | 134870 | 1 | Z\ | 1
3WA1120-4EE02-0AA0 |  | Fixed-mounted circuit breaker IEC 60947-2, frame size 1, 3-poles, In=2000A up to 690V AC 50/60Hz, breaking capacity M Icu=85/66kA at 500/690V, Trip unit ETU600 LSI upgrade ready , colordisplay, bluetooth and USB interface, Protection LT, ST, INST, N-protection required an external N-sensor, incl. trip alarm switch (1xCO), rear connection horizontal, with internal voltage tap on lower stab of circuit breaker, with voltage tap module VTM680 and power supply of ETU600, able to communication, integrated metering type PMF-1 Energy Efficiency, Voltage, Active energy Ea Manual operating mechanism with mechanical closing, without Spring charging motor, Ready-to-close signal. switch, Auxiliary switches 2NO+2NC, without Closing coil (CC), manual operating mechanism with mechanical closing, without Remote trip alarm reset coil (RR), without 2nd shunt trip, without 1st Shunt trip | 130870 | 1 | Z\ | 1
3WA1120-4EE03-0AA0 |  | Fixed-mounted circuit breaker IEC 60947-2, frame size 1, 3-poles, In=2000A up to 690V AC 50/60Hz, breaking capacity M Icu=85/66kA at 500/690V, Trip unit ETU600 LSI upgrade ready , colordisplay, bluetooth and USB interface, Protection LT, ST, INST, N-protection required an external N-sensor, incl. trip alarm switch (1xCO), front connection double hole, with internal voltage tap on lower stab of circuit breaker, with voltage tap module VTM680 and power supply of ETU600, able to communication, integrated metering type PMF-1 Energy Efficiency, Voltage, Active energy Ea Manual operating mechanism with mechanical closing, without Spring charging motor, Ready-to-close signal. switch, Auxiliary switches 2NO+2NC, without Closing coil (CC), manual operating mechanism with mechanical closing, without Remote trip alarm reset coil (RR), without 2nd shunt trip, without 1st Shunt trip | 140870 | 1 | Z\ | 1
3WA1120-4EE11-0AA0 |  | Fixed-mounted circuit breaker IEC 60947-2, frame size 1, 4-poles, N-pole left, In=2000A up to 690V AC 50/60Hz, breaking capacity M Icu=85/66kA at 500/690V, Trip unit ETU600 LSI upgrade ready , colordisplay, bluetooth and USB interface, Protection LT, ST, INST, include N-protection, (internal N-sensor available), incl. trip alarm switch (1xCO), rear connection vertical, with internal voltage tap on lower stab of circuit breaker, with voltage tap module VTM680 and power supply of ETU600, able to communication, integrated metering type PMF-1 Energy Efficiency, Voltage, Active energy Ea Manual operating mechanism with mechanical closing, without Spring charging motor, Ready-to-close signal. switch, Auxiliary switches 2NO+2NC, without Closing coil (CC), manual operating mechanism with mechanical closing, without Remote trip alarm reset coil (RR), without 2nd shunt trip, without 1st Shunt trip | 174870 | 1 | Z\ | 1
3WA1120-4EE12-0AA0 |  | Fixed-mounted circuit breaker IEC 60947-2, frame size 1, 4-poles, N-pole left, In=2000A up to 690V AC 50/60Hz, breaking capacity M Icu=85/66kA at 500/690V, Trip unit ETU600 LSI upgrade ready , colordisplay, bluetooth and USB interface, Protection LT, ST, INST, include N-protection, (internal N-sensor available), incl. trip alarm switch (1xCO), rear connection horizontal, with internal voltage tap on lower stab of circuit breaker, with voltage tap module VTM680 and power supply of ETU600, able to communication, integrated metering type PMF-1 Energy Efficiency, Voltage, Active energy Ea Manual operating mechanism with mechanical closing, without Spring charging motor, Ready-to-close signal. switch, Auxiliary switches 2NO+2NC, without Closing coil (CC), manual operating mechanism with mechanical closing, without Remote trip alarm reset coil (RR), without 2nd shunt trip, without 1st Shunt trip | 169870 | 1 | Z\ | 1
3WA1120-4EE13-0AA0 |  | Fixed-mounted circuit breaker IEC 60947-2, frame size 1, 4-poles, N-pole left, In=2000A up to 690V AC 50/60Hz, breaking capacity M Icu=85/66kA at 500/690V, Trip unit ETU600 LSI upgrade ready , colordisplay, bluetooth and USB interface, Protection LT, ST, INST, include N-protection, (internal N-sensor available), incl. trip alarm switch (1xCO), front connection double hole, with internal voltage tap on lower stab of circuit breaker, with voltage tap module VTM680 and power supply of ETU600, able to communication, integrated metering type PMF-1 Energy Efficiency, Voltage, Active energy Ea Manual operating mechanism with mechanical closing, without Spring charging motor, Ready-to-close signal. switch, Auxiliary switches 2NO+2NC, without Closing coil (CC), manual operating mechanism with mechanical closing, without Remote trip alarm reset coil (RR), without 2nd shunt trip, without 1st Shunt trip | 183870 | 1 | Z\ | 1
3WA1120-4EE21-0AA0 |  | fixed-mounted circuit breaker, IEC 60947-2, size 1, 4-pole, N pole on right, In=2000 A up to 690 V AC 50/60 Hz, breaking capacity M Icu=85/66 kA at 500/690 V, tripping unit ETU600 LSI upgradeable, color display, Bluetooth, USB interface, basic protection LT, ST, INST, including protection of the N conductor (internal neutral point sensor available), trip alarm switch (1 x CO), connection at rear vertical, with internal voltage tap on lower stab of circuit breaker, with voltage tap module VTM680 and power supply of ETU600, able to communication, integrated metering type PMF-1 Energy Efficiency, Voltage, Active energy Ea Manual operating mechanism with mechanical closing, without Spring charging motor, Ready-to-close signal. switch, Auxiliary switches 2NO+2NC, without Closing coil (CC), manual operating mechanism with mechanical closing, without Remote trip alarm reset coil (RR), without 2nd shunt trip, without 1st Shunt trip | 174870 | 1 | Z\ | 1
3WA1120-4EE22-0AA0 |  | fixed-mounted circuit breaker, IEC 60947-2, size 1, 4-pole, N pole on right, In=2000 A up to 690 V AC 50/60 Hz, breaking capacity M Icu=85/66 kA at 500/690 V, tripping unit ETU600 LSI upgradeable, color display, Bluetooth, USB interface, basic protection LT, ST, INST, including protection of the N conductor (internal neutral point sensor available), trip alarm switch (1 x CO), connection at rear horizontal with internal voltage tap on lower stab of circuit breaker, with voltage tap module VTM680 and power supply of ETU600, able to communication, integrated metering type PMF-1 Energy Efficiency, Voltage, Active energy Ea Manual operating mechanism with mechanical closing, without Spring charging motor, Ready-to-close signal. switch, Auxiliary switches 2NO+2NC, without Closing coil (CC), manual operating mechanism with mechanical closing, without Remote trip alarm reset coil (RR), without 2nd shunt trip, without 1st Shunt trip | 169870 | 1 | Z\ | 1
3WA1120-4EE23-0AA0 |  | fixed-mounted circuit breaker, IEC 60947-2, size 1, 4-pole, N pole on right, In=2000 A up to 690 V AC 50/60 Hz, breaking capacity M Icu=85/66 kA at 500/690 V, tripping unit ETU600 LSI upgradeable, color display, Bluetooth, USB interface, basic protection LT, ST, INST, including protection of the N conductor (internal neutral point sensor available), trip alarm switch (1 x CO), front connection double hole, with internal voltage tap on lower stab of circuit breaker, with voltage tap module VTM680 and power supply of ETU600, able to communication, integrated metering type PMF-1 Energy Efficiency, Voltage, Active energy Ea Manual operating mechanism with mechanical closing, without Spring charging motor, Ready-to-close signal. switch, Auxiliary switches 2NO+2NC, without Closing coil (CC), manual operating mechanism with mechanical closing, without Remote trip alarm reset coil (RR), without 2nd shunt trip, without 1st Shunt trip | 183870 | 1 | Z\ | 1
3WA1120-4EE31-0AA0 |  | Withdrawable circuit breaker with guide frame, IEC 60947-2, frame size 1, 3-poles, In=2000A up to 690V AC 50/60Hz, breaking capacity M Icu=85/66kA at 500/690V, Trip unit ETU600 LSI upgrade ready , colordisplay, bluetooth and USB interface, Protection LT, ST, INST, N-protection required an external N-sensor, incl. trip alarm switch (1xCO), rear connection vertical, guide frame with shutter and w/o position signalling switch, with internal voltage tap on lower stab of circuit breaker, with voltage tap module VTM680 and power supply of ETU600, able to communication, integrated metering type PMF-1 Energy Efficiency, Voltage, Active energy Ea Manual operating mechanism with mechanical closing, without Spring charging motor, Ready-to-close signal. switch, Auxiliary switches 2NO+2NC, without Closing coil (CC), manual operating mechanism with mechanical closing, without Remote trip alarm reset coil (RR), without 2nd shunt trip, without 1st Shunt trip | 161870 | 1 | Z\ | 1
3WA1120-4EE32-0AA0 |  | Withdrawable circuit breaker with guide frame, IEC 60947-2, frame size 1, 3-poles, In=2000A up to 690V AC 50/60Hz, breaking capacity M Icu=85/66kA at 500/690V, Trip unit ETU600 LSI upgrade ready , colordisplay, bluetooth and USB interface, Protection LT, ST, INST, N-protection required an external N-sensor, incl. trip alarm switch (1xCO), rear connection horizontal, guide frame with shutter and w/o position signalling switch, with internal voltage tap on lower stab of circuit breaker, with voltage tap module VTM680 and power supply of ETU600, able to communication, integrated metering type PMF-1 Energy Efficiency, Voltage, Active energy Ea Manual operating mechanism with mechanical closing, without Spring charging motor, Ready-to-close signal. switch, Auxiliary switches 2NO+2NC, without Closing coil (CC), manual operating mechanism with mechanical closing, without Remote trip alarm reset coil (RR), without 2nd shunt trip, without 1st Shunt trip | 158870 | 1 | Z\ | 1
3WA1120-4EE33-0AA0 |  | Withdrawable circuit breaker with guide frame, IEC 60947-2, frame size 1, 3-poles, In=2000A up to 690V AC 50/60Hz, breaking capacity M Icu=85/66kA at 500/690V, Trip unit ETU600 LSI upgrade ready , colordisplay, bluetooth and USB interface, Protection LT, ST, INST, N-protection required an external N-sensor, incl. trip alarm switch (1xCO), front connection double hole, guide frame with shutter and w/o position signalling switch, with internal voltage tap on lower stab of circuit breaker, with voltage tap module VTM680 and power supply of ETU600, able to communication, integrated metering type PMF-1 Energy Efficiency, Voltage, Active energy Ea Manual operating mechanism with mechanical closing, without Spring charging motor, Ready-to-close signal. switch, Auxiliary switches 2NO+2NC, without Closing coil (CC), manual operating mechanism with mechanical closing, without Remote trip alarm reset coil (RR), without 2nd shunt trip, without 1st Shunt trip | 166870 | 1 | Z\ | 1
3WA1120-4EE34-0AA0 |  | Withdrawable circuit breaker with guide frame, IEC 60947-2, frame size 1, 3-poles, In=2000A up to 690V AC 50/60Hz, breaking capacity M Icu=85/66kA at 500/690V, Trip unit ETU600 LSI upgrade ready , colordisplay, bluetooth and USB interface, Protection LT, ST, INST, N-protection required an external N-sensor, incl. trip alarm switch (1xCO), rear connection flange, guide frame with shutter and w/o position signalling switch, with internal voltage tap on lower stab of circuit breaker, with voltage tap module VTM680 and power supply of ETU600, able to communication, integrated metering type PMF-1 Energy Efficiency, Voltage, Active energy Ea Manual operating mechanism with mechanical closing, without Spring charging motor, Ready-to-close signal. switch, Auxiliary switches 2NO+2NC, without Closing coil (CC), manual operating mechanism with mechanical closing, without Remote trip alarm reset coil (RR), without 2nd shunt trip, without 1st Shunt trip | 158870 | 1 | Z\ | 1
3WA1120-4EE41-0AA0 |  | Withdrawable circuit breaker with guide frame, IEC 60947-2, frame size 1, 4-poles, N-pole left, In=2000A up to 690V AC 50/60Hz, breaking capacity M Icu=85/66kA at 500/690V, Trip unit ETU600 LSI upgrade ready , colordisplay, bluetooth and USB interface, Protection LT, ST, INST, include N-protection, (internal N-sensor available), incl. trip alarm switch (1xCO), rear connection vertical, guide frame with shutter and w/o position signalling switch, with internal voltage tap on lower stab of circuit breaker, with voltage tap module VTM680 and power supply of ETU600, able to communication, integrated metering type PMF-1 Energy Efficiency, Voltage, Active energy Ea Manual operating mechanism with mechanical closing, without Spring charging motor, Ready-to-close signal. switch, Auxiliary switches 2NO+2NC, without Closing coil (CC), manual operating mechanism with mechanical closing, without Remote trip alarm reset coil (RR), without 2nd shunt trip, without 1st Shunt trip | 209870 | 1 | Z\ | 1
3WA1120-4EE42-0AA0 |  | Withdrawable circuit breaker with guide frame, IEC 60947-2, frame size 1, 4-poles, N-pole left, In=2000A up to 690V AC 50/60Hz, breaking capacity M Icu=85/66kA at 500/690V, Trip unit ETU600 LSI upgrade ready , colordisplay, bluetooth and USB interface, Protection LT, ST, INST, include N-protection, (internal N-sensor available), incl. trip alarm switch (1xCO), rear connection horizontal, guide frame with shutter and w/o position signalling switch, with internal voltage tap on lower stab of circuit breaker, with voltage tap module VTM680 and power supply of ETU600, able to communication, integrated metering type PMF-1 Energy Efficiency, Voltage, Active energy Ea Manual operating mechanism with mechanical closing, without Spring charging motor, Ready-to-close signal. switch, Auxiliary switches 2NO+2NC, without Closing coil (CC), manual operating mechanism with mechanical closing, without Remote trip alarm reset coil (RR), without 2nd shunt trip, without 1st Shunt trip | 206870 | 1 | Z\ | 1
3WA1120-4EE43-0AA0 |  | Withdrawable circuit breaker with guide frame, IEC 60947-2, frame size 1, 4-poles, N-pole left, In=2000A up to 690V AC 50/60Hz, breaking capacity M Icu=85/66kA at 500/690V, Trip unit ETU600 LSI upgrade ready , colordisplay, bluetooth and USB interface, Protection LT, ST, INST, include N-protection, (internal N-sensor available), incl. trip alarm switch (1xCO), front connection double hole, guide frame with shutter and w/o position signalling switch, with internal voltage tap on lower stab of circuit breaker, with voltage tap module VTM680 and power supply of ETU600, able to communication, integrated metering type PMF-1 Energy Efficiency, Voltage, Active energy Ea Manual operating mechanism with mechanical closing, without Spring charging motor, Ready-to-close signal. switch, Auxiliary switches 2NO+2NC, without Closing coil (CC), manual operating mechanism with mechanical closing, without Remote trip alarm reset coil (RR), without 2nd shunt trip, without 1st Shunt trip | 217870 | 1 | Z\ | 1
3WA1120-4EE44-0AA0 |  | Withdrawable circuit breaker with guide frame, IEC 60947-2, frame size 1, 4-poles, N-pole left, In=2000A up to 690V AC 50/60Hz, breaking capacity M Icu=85/66kA at 500/690V, Trip unit ETU600 LSI upgrade ready , colordisplay, bluetooth and USB interface, Protection LT, ST, INST, include N-protection, (internal N-sensor available), incl. trip alarm switch (1xCO), rear connection flange, guide frame with shutter and w/o position signalling switch, with internal voltage tap on lower stab of circuit breaker, with voltage tap module VTM680 and power supply of ETU600, able to communication, integrated metering type PMF-1 Energy Efficiency, Voltage, Active energy Ea Manual operating mechanism with mechanical closing, without Spring charging motor, Ready-to-close signal. switch, Auxiliary switches 2NO+2NC, without Closing coil (CC), manual operating mechanism with mechanical closing, without Remote trip alarm reset coil (RR), without 2nd shunt trip, without 1st Shunt trip | 206870 | 1 | Z\ | 1
3WA1120-4EF01-0AA0 |  | Fixed-mounted circuit breaker IEC 60947-2, frame size 1, 3-poles, In=2000A up to 690V AC 50/60Hz, breaking capacity M Icu=85/66kA at 500/690V, Trip unit ETU600 LSIG upgrade ready , colordisplay, bluetooth and USB interface, Protection LT, ST, INST, GFx, N-protection required an external N-sensor, incl. trip alarm switch (1xCO), rear connection vertical, with internal voltage tap on lower stab of circuit breaker, with voltage tap module VTM680 and power supply of ETU600, able to communication, integrated metering type PMF-1 Energy Efficiency, Voltage, Active energy Ea Manual operating mechanism with mechanical closing, without Spring charging motor, Ready-to-close signal. switch, Auxiliary switches 2NO+2NC, without Closing coil (CC), manual operating mechanism with mechanical closing, without Remote trip alarm reset coil (RR), without 2nd shunt trip, without 1st Shunt trip | 144870 | 1 | Z\ | 1
3WA1120-4EF02-0AA0 |  | Fixed-mounted circuit breaker IEC 60947-2, frame size 1, 3-poles, In=2000A up to 690V AC 50/60Hz, breaking capacity M Icu=85/66kA at 500/690V, Trip unit ETU600 LSIG upgrade ready , colordisplay, bluetooth and USB interface, Protection LT, ST, INST, GFx, N-protection required an external N-sensor, incl. trip alarm switch (1xCO), rear connection horizontal, with internal voltage tap on lower stab of circuit breaker, with voltage tap module VTM680 and power supply of ETU600, able to communication, integrated metering type PMF-1 Energy Efficiency, Voltage, Active energy Ea Manual operating mechanism with mechanical closing, without Spring charging motor, Ready-to-close signal. switch, Auxiliary switches 2NO+2NC, without Closing coil (CC), manual operating mechanism with mechanical closing, without Remote trip alarm reset coil (RR), without 2nd shunt trip, without 1st Shunt trip | 141870 | 1 | Z\ | 1
3WA1120-4EF03-0AA0 |  | Fixed-mounted circuit breaker IEC 60947-2, frame size 1, 3-poles, In=2000A up to 690V AC 50/60Hz, breaking capacity M Icu=85/66kA at 500/690V, Trip unit ETU600 LSIG upgrade ready , colordisplay, bluetooth and USB interface, Protection LT, ST, INST, GFx, N-protection required an external N-sensor, incl. trip alarm switch (1xCO), front connection double hole, with internal voltage tap on lower stab of circuit breaker, with voltage tap module VTM680 and power supply of ETU600, able to communication, integrated metering type PMF-1 Energy Efficiency, Voltage, Active energy Ea Manual operating mechanism with mechanical closing, without Spring charging motor, Ready-to-close signal. switch, Auxiliary switches 2NO+2NC, without Closing coil (CC), manual operating mechanism with mechanical closing, without Remote trip alarm reset coil (RR), without 2nd shunt trip, without 1st Shunt trip | 151870 | 1 | Z\ | 1
3WA1120-4EF11-0AA0 |  | Fixed-mounted circuit breaker IEC 60947-2, frame size 1, 4-poles, N-pole left, In=2000A up to 690V AC 50/60Hz, breaking capacity M Icu=85/66kA at 500/690V, Trip unit ETU600 LSIG upgrade ready , colordisplay, bluetooth and USB interface, Protection LT, ST, INST, GFx, include N-protection, (internal N-sensor available), incl. trip alarm switch (1xCO), rear connection vertical, with internal voltage tap on lower stab of circuit breaker, with voltage tap module VTM680 and power supply of ETU600, able to communication, integrated metering type PMF-1 Energy Efficiency, Voltage, Active energy Ea Manual operating mechanism with mechanical closing, without Spring charging motor, Ready-to-close signal. switch, Auxiliary switches 2NO+2NC, without Closing coil (CC), manual operating mechanism with mechanical closing, without Remote trip alarm reset coil (RR), without 2nd shunt trip, without 1st Shunt trip | 184870 | 1 | Z\ | 1
3WA1120-4EF12-0AA0 |  | Fixed-mounted circuit breaker IEC 60947-2, frame size 1, 4-poles, N-pole left, In=2000A up to 690V AC 50/60Hz, breaking capacity M Icu=85/66kA at 500/690V, Trip unit ETU600 LSIG upgrade ready , colordisplay, bluetooth and USB interface, Protection LT, ST, INST, GFx, include N-protection, (internal N-sensor available), incl. trip alarm switch (1xCO), rear connection horizontal, with internal voltage tap on lower stab of circuit breaker, with voltage tap module VTM680 and power supply of ETU600, able to communication, integrated metering type PMF-1 Energy Efficiency, Voltage, Active energy Ea Manual operating mechanism with mechanical closing, without Spring charging motor, Ready-to-close signal. switch, Auxiliary switches 2NO+2NC, without Closing coil (CC), manual operating mechanism with mechanical closing, without Remote trip alarm reset coil (RR), without 2nd shunt trip, without 1st Shunt trip | 180870 | 1 | Z\ | 1
3WA1120-4EF13-0AA0 |  | Fixed-mounted circuit breaker IEC 60947-2, frame size 1, 4-poles, N-pole left, In=2000A up to 690V AC 50/60Hz, breaking capacity M Icu=85/66kA at 500/690V, Trip unit ETU600 LSIG upgrade ready , colordisplay, bluetooth and USB interface, Protection LT, ST, INST, GFx, include N-protection, (internal N-sensor available), incl. trip alarm switch (1xCO), front connection double hole, with internal voltage tap on lower stab of circuit breaker, with voltage tap module VTM680 and power supply of ETU600, able to communication, integrated metering type PMF-1 Energy Efficiency, Voltage, Active energy Ea Manual operating mechanism with mechanical closing, without Spring charging motor, Ready-to-close signal. switch, Auxiliary switches 2NO+2NC, without Closing coil (CC), manual operating mechanism with mechanical closing, without Remote trip alarm reset coil (RR), without 2nd shunt trip, without 1st Shunt trip | 193870 | 1 | Z\ | 1
3WA1120-4EF21-0AA0 |  | fixed-mounted circuit breaker, IEC 60947-2, size 1, 4-pole, N pole on right, In=2000 A up to 690 V AC 50/60 Hz, breaking capacity M Icu=85/66 kA at 500/690 V, tripping unit ETU600 LSIG upgradeable, color display, Bluetooth, USB interface, basic protection LT, ST, INST, GFx, including protection of the N conductor (internal neutral point sensor available), trip alarm switch (1 x CO), connection at rear vertical, with internal voltage tap on lower stab of circuit breaker, with voltage tap module VTM680 and power supply of ETU600, able to communication, integrated metering type PMF-1 Energy Efficiency, Voltage, Active energy Ea Manual operating mechanism with mechanical closing, without Spring charging motor, Ready-to-close signal. switch, Auxiliary switches 2NO+2NC, without Closing coil (CC), manual operating mechanism with mechanical closing, without Remote trip alarm reset coil (RR), without 2nd shunt trip, without 1st Shunt trip | 184870 | 1 | Z\ | 1
3WA1120-4EF22-0AA0 |  | fixed-mounted circuit breaker, IEC 60947-2, size 1, 4-pole, N pole on right, In=2000 A up to 690 V AC 50/60 Hz, breaking capacity M Icu=85/66 kA at 500/690 V, tripping unit ETU600 LSIG upgradeable, color display, Bluetooth, USB interface, basic protection LT, ST, INST, GFx, including protection of the N conductor (internal neutral point sensor available), trip alarm switch (1 x CO), connection at rear horizontal with internal voltage tap on lower stab of circuit breaker, with voltage tap module VTM680 and power supply of ETU600, able to communication, integrated metering type PMF-1 Energy Efficiency, Voltage, Active energy Ea Manual operating mechanism with mechanical closing, without Spring charging motor, Ready-to-close signal. switch, Auxiliary switches 2NO+2NC, without Closing coil (CC), manual operating mechanism with mechanical closing, without Remote trip alarm reset coil (RR), without 2nd shunt trip, without 1st Shunt trip | 180870 | 1 | Z\ | 1
3WA1120-4EF23-0AA0 |  | fixed-mounted circuit breaker, IEC 60947-2, size 1, 4-pole, N pole on right, In=2000 A up to 690 V AC 50/60 Hz, breaking capacity M Icu=85/66 kA at 500/690 V, tripping unit ETU600 LSIG upgradeable, color display, Bluetooth, USB interface, basic protection LT, ST, INST, GFx, including protection of the N conductor (internal neutral point sensor available), trip alarm switch (1 x CO), front connection double hole, with internal voltage tap on lower stab of circuit breaker, with voltage tap module VTM680 and power supply of ETU600, able to communication, integrated metering type PMF-1 Energy Efficiency, Voltage, Active energy Ea Manual operating mechanism with mechanical closing, without Spring charging motor, Ready-to-close signal. switch, Auxiliary switches 2NO+2NC, without Closing coil (CC), manual operating mechanism with mechanical closing, without Remote trip alarm reset coil (RR), without 2nd shunt trip, without 1st Shunt trip | 193870 | 1 | Z\ | 1
3WA1120-4EF31-0AA0 |  | Withdrawable circuit breaker with guide frame, IEC 60947-2, frame size 1, 3-poles, In=2000A up to 690V AC 50/60Hz, breaking capacity M Icu=85/66kA at 500/690V, Trip unit ETU600 LSIG upgrade ready , colordisplay, bluetooth and USB interface, Protection LT, ST, INST, GFx, N-protection required an external N-sensor, incl. trip alarm switch (1xCO), rear connection vertical, guide frame with shutter and w/o position signalling switch, with internal voltage tap on lower stab of circuit breaker, with voltage tap module VTM680 and power supply of ETU600, able to communication, integrated metering type PMF-1 Energy Efficiency, Voltage, Active energy Ea Manual operating mechanism with mechanical closing, without Spring charging motor, Ready-to-close signal. switch, Auxiliary switches 2NO+2NC, without Closing coil (CC), manual operating mechanism with mechanical closing, without Remote trip alarm reset coil (RR), without 2nd shunt trip, without 1st Shunt trip | 171870 | 1 | Z\ | 1
3WA1120-4EF32-0AA0 |  | Withdrawable circuit breaker with guide frame, IEC 60947-2, frame size 1, 3-poles, In=2000A up to 690V AC 50/60Hz, breaking capacity M Icu=85/66kA at 500/690V, Trip unit ETU600 LSIG upgrade ready , colordisplay, bluetooth and USB interface, Protection LT, ST, INST, GFx, N-protection required an external N-sensor, incl. trip alarm switch (1xCO), rear connection horizontal, guide frame with shutter and w/o position signalling switch, with internal voltage tap on lower stab of circuit breaker, with voltage tap module VTM680 and power supply of ETU600, able to communication, integrated metering type PMF-1 Energy Efficiency, Voltage, Active energy Ea Manual operating mechanism with mechanical closing, without Spring charging motor, Ready-to-close signal. switch, Auxiliary switches 2NO+2NC, without Closing coil (CC), manual operating mechanism with mechanical closing, without Remote trip alarm reset coil (RR), without 2nd shunt trip, without 1st Shunt trip | 168870 | 1 | Z\ | 1
3WA1120-4EF33-0AA0 |  | Withdrawable circuit breaker with guide frame, IEC 60947-2, frame size 1, 3-poles, In=2000A up to 690V AC 50/60Hz, breaking capacity M Icu=85/66kA at 500/690V, Trip unit ETU600 LSIG upgrade ready , colordisplay, bluetooth and USB interface, Protection LT, ST, INST, GFx, N-protection required an external N-sensor, incl. trip alarm switch (1xCO), front connection double hole, guide frame with shutter and w/o position signalling switch, with internal voltage tap on lower stab of circuit breaker, with voltage tap module VTM680 and power supply of ETU600, able to communication, integrated metering type PMF-1 Energy Efficiency, Voltage, Active energy Ea Manual operating mechanism with mechanical closing, without Spring charging motor, Ready-to-close signal. switch, Auxiliary switches 2NO+2NC, without Closing coil (CC), manual operating mechanism with mechanical closing, without Remote trip alarm reset coil (RR), without 2nd shunt trip, without 1st Shunt trip | 177870 | 1 | Z\ | 1
3WA1120-4EF34-0AA0 |  | Withdrawable circuit breaker with guide frame, IEC 60947-2, frame size 1, 3-poles, In=2000A up to 690V AC 50/60Hz, breaking capacity M Icu=85/66kA at 500/690V, Trip unit ETU600 LSIG upgrade ready , colordisplay, bluetooth and USB interface, Protection LT, ST, INST, GFx, N-protection required an external N-sensor, incl. trip alarm switch (1xCO), rear connection flange, guide frame with shutter and w/o position signalling switch, with internal voltage tap on lower stab of circuit breaker, with voltage tap module VTM680 and power supply of ETU600, able to communication, integrated metering type PMF-1 Energy Efficiency, Voltage, Active energy Ea Manual operating mechanism with mechanical closing, without Spring charging motor, Ready-to-close signal. switch, Auxiliary switches 2NO+2NC, without Closing coil (CC), manual operating mechanism with mechanical closing, without Remote trip alarm reset coil (RR), without 2nd shunt trip, without 1st Shunt trip | 168870 | 1 | Z\ | 1
3WA1120-4EF41-0AA0 |  | Withdrawable circuit breaker with guide frame, IEC 60947-2, frame size 1, 4-poles, N-pole left, In=2000A up to 690V AC 50/60Hz, breaking capacity M Icu=85/66kA at 500/690V, Trip unit ETU600 LSIG upgrade ready , colordisplay, bluetooth and USB interface, Protection LT, ST, INST, GFx, include N-protection, (internal N-sensor available), incl. trip alarm switch (1xCO), rear connection vertical, guide frame with shutter and w/o position signalling switch, with internal voltage tap on lower stab of circuit breaker, with voltage tap module VTM680 and power supply of ETU600, able to communication, integrated metering type PMF-1 Energy Efficiency, Voltage, Active energy Ea Manual operating mechanism with mechanical closing, without Spring charging motor, Ready-to-close signal. switch, Auxiliary switches 2NO+2NC, without Closing coil (CC), manual operating mechanism with mechanical closing, without Remote trip alarm reset coil (RR), without 2nd shunt trip, without 1st Shunt trip | 220870 | 1 | Z\ | 1
3WA1120-4EF42-0AA0 |  | Withdrawable circuit breaker with guide frame, IEC 60947-2, frame size 1, 4-poles, N-pole left, In=2000A up to 690V AC 50/60Hz, breaking capacity M Icu=85/66kA at 500/690V, Trip unit ETU600 LSIG upgrade ready , colordisplay, bluetooth and USB interface, Protection LT, ST, INST, GFx, include N-protection, (internal N-sensor available), incl. trip alarm switch (1xCO), rear connection horizontal, guide frame with shutter and w/o position signalling switch, with internal voltage tap on lower stab of circuit breaker, with voltage tap module VTM680 and power supply of ETU600, able to communication, integrated metering type PMF-1 Energy Efficiency, Voltage, Active energy Ea Manual operating mechanism with mechanical closing, without Spring charging motor, Ready-to-close signal. switch, Auxiliary switches 2NO+2NC, without Closing coil (CC), manual operating mechanism with mechanical closing, without Remote trip alarm reset coil (RR), without 2nd shunt trip, without 1st Shunt trip | 216870 | 1 | Z\ | 1
3WA1120-4EF43-0AA0 |  | Withdrawable circuit breaker with guide frame, IEC 60947-2, frame size 1, 4-poles, N-pole left, In=2000A up to 690V AC 50/60Hz, breaking capacity M Icu=85/66kA at 500/690V, Trip unit ETU600 LSIG upgrade ready , colordisplay, bluetooth and USB interface, Protection LT, ST, INST, GFx, include N-protection, (internal N-sensor available), incl. trip alarm switch (1xCO), front connection double hole, guide frame with shutter and w/o position signalling switch, with internal voltage tap on lower stab of circuit breaker, with voltage tap module VTM680 and power supply of ETU600, able to communication, integrated metering type PMF-1 Energy Efficiency, Voltage, Active energy Ea Manual operating mechanism with mechanical closing, without Spring charging motor, Ready-to-close signal. switch, Auxiliary switches 2NO+2NC, without Closing coil (CC), manual operating mechanism with mechanical closing, without Remote trip alarm reset coil (RR), without 2nd shunt trip, without 1st Shunt trip | 228870 | 1 | Z\ | 1
3WA1120-4EF44-0AA0 |  | Withdrawable circuit breaker with guide frame, IEC 60947-2, frame size 1, 4-poles, N-pole left, In=2000A up to 690V AC 50/60Hz, breaking capacity M Icu=85/66kA at 500/690V, Trip unit ETU600 LSIG upgrade ready , colordisplay, bluetooth and USB interface, Protection LT, ST, INST, GFx, include N-protection, (internal N-sensor available), incl. trip alarm switch (1xCO), rear connection flange, guide frame with shutter and w/o position signalling switch, with internal voltage tap on lower stab of circuit breaker, with voltage tap module VTM680 and power supply of ETU600, able to communication, integrated metering type PMF-1 Energy Efficiency, Voltage, Active energy Ea Manual operating mechanism with mechanical closing, without Spring charging motor, Ready-to-close signal. switch, Auxiliary switches 2NO+2NC, without Closing coil (CC), manual operating mechanism with mechanical closing, without Remote trip alarm reset coil (RR), without 2nd shunt trip, without 1st Shunt trip | 216870 | 1 | Z\ | 1
3WA1120-4FE01-0AA0 |  | Fixed-mounted circuit breaker IEC 60947-2, frame size 1, 3-poles, In=2000A up to 690V AC 50/60Hz, breaking capacity M Icu=85/66kA at 500/690V, Trip unit ETU600 LSI upgrade ready , colordisplay, bluetooth and USB interface, Protection LT, ST, INST, N-protection required an external N-sensor, incl. trip alarm switch (1xCO), rear connection vertical, with internal voltage tap on lower stab of circuit breaker, with voltage tap module VTM680 and power supply of ETU600, able to communication, integrated metering type PMF-2 Basic Power Monitoring, Voltage, Energy, Power, Power factor, Frequency, Unbalance, Temperature, Manual operating mechanism with mechanical closing, without Spring charging motor, Ready-to-close signal. switch, Auxiliary switches 2NO+2NC, without Closing coil (CC), manual operating mechanism with mechanical closing, without Remote trip alarm reset coil (RR), without 2nd shunt trip, without 1st Shunt trip | 143700 | 1 | Z\ | 1
3WA1120-4FE02-0AA0 |  | Fixed-mounted circuit breaker IEC 60947-2, frame size 1, 3-poles, In=2000A up to 690V AC 50/60Hz, breaking capacity M Icu=85/66kA at 500/690V, Trip unit ETU600 LSI upgrade ready , colordisplay, bluetooth and USB interface, Protection LT, ST, INST, N-protection required an external N-sensor, incl. trip alarm switch (1xCO), rear connection horizontal, with internal voltage tap on lower stab of circuit breaker, with voltage tap module VTM680 and power supply of ETU600, able to communication, integrated metering type PMF-2 Basic Power Monitoring, Voltage, Energy, Power, Power factor, Frequency, Unbalance, Temperature, Manual operating mechanism with mechanical closing, without Spring charging motor, Ready-to-close signal. switch, Auxiliary switches 2NO+2NC, without Closing coil (CC), manual operating mechanism with mechanical closing, without Remote trip alarm reset coil (RR), without 2nd shunt trip, without 1st Shunt trip | 139700 | 1 | Z\ | 1
3WA1120-4FE03-0AA0 |  | Fixed-mounted circuit breaker IEC 60947-2, frame size 1, 3-poles, In=2000A up to 690V AC 50/60Hz, breaking capacity M Icu=85/66kA at 500/690V, Trip unit ETU600 LSI upgrade ready , colordisplay, bluetooth and USB interface, Protection LT, ST, INST, N-protection required an external N-sensor, incl. trip alarm switch (1xCO), front connection double hole, with internal voltage tap on lower stab of circuit breaker, with voltage tap module VTM680 and power supply of ETU600, able to communication, integrated metering type PMF-2 Basic Power Monitoring, Voltage, Energy, Power, Power factor, Frequency, Unbalance, Temperature, Manual operating mechanism with mechanical closing, without Spring charging motor, Ready-to-close signal. switch, Auxiliary switches 2NO+2NC, without Closing coil (CC), manual operating mechanism with mechanical closing, without Remote trip alarm reset coil (RR), without 2nd shunt trip, without 1st Shunt trip | 149700 | 1 | Z\ | 1
3WA1120-4FE11-0AA0 |  | Fixed-mounted circuit breaker IEC 60947-2, frame size 1, 4-poles, N-pole left, In=2000A up to 690V AC 50/60Hz, breaking capacity M Icu=85/66kA at 500/690V, Trip unit ETU600 LSI upgrade ready , colordisplay, bluetooth and USB interface, Protection LT, ST, INST, include N-protection, (internal N-sensor available), incl. trip alarm switch (1xCO), rear connection vertical, with internal voltage tap on lower stab of circuit breaker, with voltage tap module VTM680 and power supply of ETU600, able to communication, integrated metering type PMF-2 Basic Power Monitoring, Voltage, Energy, Power, Power factor, Frequency, Unbalance, Temperature, Manual operating mechanism with mechanical closing, without Spring charging motor, Ready-to-close signal. switch, Auxiliary switches 2NO+2NC, without Closing coil (CC), manual operating mechanism with mechanical closing, without Remote trip alarm reset coil (RR), without 2nd shunt trip, without 1st Shunt trip | 183700 | 1 | Z\ | 1
3WA1120-4FE12-0AA0 |  | Fixed-mounted circuit breaker IEC 60947-2, frame size 1, 4-poles, N-pole left, In=2000A up to 690V AC 50/60Hz, breaking capacity M Icu=85/66kA at 500/690V, Trip unit ETU600 LSI upgrade ready , colordisplay, bluetooth and USB interface, Protection LT, ST, INST, include N-protection, (internal N-sensor available), incl. trip alarm switch (1xCO), rear connection horizontal, with internal voltage tap on lower stab of circuit breaker, with voltage tap module VTM680 and power supply of ETU600, able to communication, integrated metering type PMF-2 Basic Power Monitoring, Voltage, Energy, Power, Power factor, Frequency, Unbalance, Temperature, Manual operating mechanism with mechanical closing, without Spring charging motor, Ready-to-close signal. switch, Auxiliary switches 2NO+2NC, without Closing coil (CC), manual operating mechanism with mechanical closing, without Remote trip alarm reset coil (RR), without 2nd shunt trip, without 1st Shunt trip | 178700 | 1 | Z\ | 1
3WA1120-4FE13-0AA0 |  | Fixed-mounted circuit breaker IEC 60947-2, frame size 1, 4-poles, N-pole left, In=2000A up to 690V AC 50/60Hz, breaking capacity M Icu=85/66kA at 500/690V, Trip unit ETU600 LSI upgrade ready , colordisplay, bluetooth and USB interface, Protection LT, ST, INST, include N-protection, (internal N-sensor available), incl. trip alarm switch (1xCO), front connection double hole, with internal voltage tap on lower stab of circuit breaker, with voltage tap module VTM680 and power supply of ETU600, able to communication, integrated metering type PMF-2 Basic Power Monitoring, Voltage, Energy, Power, Power factor, Frequency, Unbalance, Temperature, Manual operating mechanism with mechanical closing, without Spring charging motor, Ready-to-close signal. switch, Auxiliary switches 2NO+2NC, without Closing coil (CC), manual operating mechanism with mechanical closing, without Remote trip alarm reset coil (RR), without 2nd shunt trip, without 1st Shunt trip | 192700 | 1 | Z\ | 1
3WA1120-4FE21-0AA0 |  | fixed-mounted circuit breaker, IEC 60947-2, size 1, 4-pole, N pole on right, In=2000 A up to 690 V AC 50/60 Hz, breaking capacity M Icu=85/66 kA at 500/690 V, tripping unit ETU600 LSI upgradeable, color display, Bluetooth, USB interface, basic protection LT, ST, INST, including protection of the N conductor (internal neutral point sensor available), trip alarm switch (1 x CO), connection at rear vertical, with internal voltage tap on lower stab of circuit breaker, with voltage tap module VTM680 and power supply of ETU600, able to communication, integrated metering type PMF-2 Basic Power Monitoring, Voltage, Energy, Power, Power factor, Frequency, Unbalance, Temperature, Manual operating mechanism with mechanical closing, without Spring charging motor, Ready-to-close signal. switch, Auxiliary switches 2NO+2NC, without Closing coil (CC), manual operating mechanism with mechanical closing, without Remote trip alarm reset coil (RR), without 2nd shunt trip, without 1st Shunt trip | 183700 | 1 | Z\ | 1
3WA1120-4FE22-0AA0 |  | fixed-mounted circuit breaker, IEC 60947-2, size 1, 4-pole, N pole on right, In=2000 A up to 690 V AC 50/60 Hz, breaking capacity M Icu=85/66 kA at 500/690 V, tripping unit ETU600 LSI upgradeable, color display, Bluetooth, USB interface, basic protection LT, ST, INST, including protection of the N conductor (internal neutral point sensor available), trip alarm switch (1 x CO), connection at rear horizontal with internal voltage tap on lower stab of circuit breaker, with voltage tap module VTM680 and power supply of ETU600, able to communication, integrated metering type PMF-2 Basic Power Monitoring, Voltage, Energy, Power, Power factor, Frequency, Unbalance, Temperature, Manual operating mechanism with mechanical closing, without Spring charging motor, Ready-to-close signal. switch, Auxiliary switches 2NO+2NC, without Closing coil (CC), manual operating mechanism with mechanical closing, without Remote trip alarm reset coil (RR), without 2nd shunt trip, without 1st Shunt trip | 178700 | 1 | Z\ | 1
3WA1120-4FE23-0AA0 |  | fixed-mounted circuit breaker, IEC 60947-2, size 1, 4-pole, N pole on right, In=2000 A up to 690 V AC 50/60 Hz, breaking capacity M Icu=85/66 kA at 500/690 V, tripping unit ETU600 LSI upgradeable, color display, Bluetooth, USB interface, basic protection LT, ST, INST, including protection of the N conductor (internal neutral point sensor available), trip alarm switch (1 x CO), front connection double hole, with internal voltage tap on lower stab of circuit breaker, with voltage tap module VTM680 and power supply of ETU600, able to communication, integrated metering type PMF-2 Basic Power Monitoring, Voltage, Energy, Power, Power factor, Frequency, Unbalance, Temperature, Manual operating mechanism with mechanical closing, without Spring charging motor, Ready-to-close signal. switch, Auxiliary switches 2NO+2NC, without Closing coil (CC), manual operating mechanism with mechanical closing, without Remote trip alarm reset coil (RR), without 2nd shunt trip, without 1st Shunt trip | 192700 | 1 | Z\ | 1
3WA1120-4FE31-0AA0 |  | Withdrawable circuit breaker with guide frame, IEC 60947-2, frame size 1, 3-poles, In=2000A up to 690V AC 50/60Hz, breaking capacity M Icu=85/66kA at 500/690V, Trip unit ETU600 LSI upgrade ready , colordisplay, bluetooth and USB interface, Protection LT, ST, INST, N-protection required an external N-sensor, incl. trip alarm switch (1xCO), rear connection vertical, guide frame with shutter and w/o position signalling switch, with internal voltage tap on lower stab of circuit breaker, with voltage tap module VTM680 and power supply of ETU600, able to communication, integrated metering type PMF-2 Basic Power Monitoring, Voltage, Energy, Power, Power factor, Frequency, Unbalance, Temperature, Manual operating mechanism with mechanical closing, without Spring charging motor, Ready-to-close signal. switch, Auxiliary switches 2NO+2NC, without Closing coil (CC), manual operating mechanism with mechanical closing, without Remote trip alarm reset coil (RR), without 2nd shunt trip, without 1st Shunt trip | 170700 | 1 | Z\ | 1
3WA1120-4FE32-0AA0 |  | Withdrawable circuit breaker with guide frame, IEC 60947-2, frame size 1, 3-poles, In=2000A up to 690V AC 50/60Hz, breaking capacity M Icu=85/66kA at 500/690V, Trip unit ETU600 LSI upgrade ready , colordisplay, bluetooth and USB interface, Protection LT, ST, INST, N-protection required an external N-sensor, incl. trip alarm switch (1xCO), rear connection horizontal, guide frame with shutter and w/o position signalling switch, with internal voltage tap on lower stab of circuit breaker, with voltage tap module VTM680 and power supply of ETU600, able to communication, integrated metering type PMF-2 Basic Power Monitoring, Voltage, Energy, Power, Power factor, Frequency, Unbalance, Temperature, Manual operating mechanism with mechanical closing, without Spring charging motor, Ready-to-close signal. switch, Auxiliary switches 2NO+2NC, without Closing coil (CC), manual operating mechanism with mechanical closing, without Remote trip alarm reset coil (RR), without 2nd shunt trip, without 1st Shunt trip | 167700 | 1 | Z\ | 1
3WA1120-4FE33-0AA0 |  | Withdrawable circuit breaker with guide frame, IEC 60947-2, frame size 1, 3-poles, In=2000A up to 690V AC 50/60Hz, breaking capacity M Icu=85/66kA at 500/690V, Trip unit ETU600 LSI upgrade ready , colordisplay, bluetooth and USB interface, Protection LT, ST, INST, N-protection required an external N-sensor, incl. trip alarm switch (1xCO), front connection double hole, guide frame with shutter and w/o position signalling switch, with internal voltage tap on lower stab of circuit breaker, with voltage tap module VTM680 and power supply of ETU600, able to communication, integrated metering type PMF-2 Basic Power Monitoring, Voltage, Energy, Power, Power factor, Frequency, Unbalance, Temperature, Manual operating mechanism with mechanical closing, without Spring charging motor, Ready-to-close signal. switch, Auxiliary switches 2NO+2NC, without Closing coil (CC), manual operating mechanism with mechanical closing, without Remote trip alarm reset coil (RR), without 2nd shunt trip, without 1st Shunt trip | 175700 | 1 | Z\ | 1
3WA1120-4FE34-0AA0 |  | Withdrawable circuit breaker with guide frame, IEC 60947-2, frame size 1, 3-poles, In=2000A up to 690V AC 50/60Hz, breaking capacity M Icu=85/66kA at 500/690V, Trip unit ETU600 LSI upgrade ready , colordisplay, bluetooth and USB interface, Protection LT, ST, INST, N-protection required an external N-sensor, incl. trip alarm switch (1xCO), rear connection flange, guide frame with shutter and w/o position signalling switch, with internal voltage tap on lower stab of circuit breaker, with voltage tap module VTM680 and power supply of ETU600, able to communication, integrated metering type PMF-2 Basic Power Monitoring, Voltage, Energy, Power, Power factor, Frequency, Unbalance, Temperature, Manual operating mechanism with mechanical closing, without Spring charging motor, Ready-to-close signal. switch, Auxiliary switches 2NO+2NC, without Closing coil (CC), manual operating mechanism with mechanical closing, without Remote trip alarm reset coil (RR), without 2nd shunt trip, without 1st Shunt trip | 167700 | 1 | Z\ | 1
3WA1120-4FE41-0AA0 |  | Withdrawable circuit breaker with guide frame, IEC 60947-2, frame size 1, 4-poles, N-pole left, In=2000A up to 690V AC 50/60Hz, breaking capacity M Icu=85/66kA at 500/690V, Trip unit ETU600 LSI upgrade ready , colordisplay, bluetooth and USB interface, Protection LT, ST, INST, include N-protection, (internal N-sensor available), incl. trip alarm switch (1xCO), rear connection vertical, guide frame with shutter and w/o position signalling switch, with internal voltage tap on lower stab of circuit breaker, with voltage tap module VTM680 and power supply of ETU600, able to communication, integrated metering type PMF-2 Basic Power Monitoring, Voltage, Energy, Power, Power factor, Frequency, Unbalance, Temperature, Manual operating mechanism with mechanical closing, without Spring charging motor, Ready-to-close signal. switch, Auxiliary switches 2NO+2NC, without Closing coil (CC), manual operating mechanism with mechanical closing, without Remote trip alarm reset coil (RR), without 2nd shunt trip, without 1st Shunt trip | 218700 | 1 | Z\ | 1
3WA1120-4FE42-0AA0 |  | Withdrawable circuit breaker with guide frame, IEC 60947-2, frame size 1, 4-poles, N-pole left, In=2000A up to 690V AC 50/60Hz, breaking capacity M Icu=85/66kA at 500/690V, Trip unit ETU600 LSI upgrade ready , colordisplay, bluetooth and USB interface, Protection LT, ST, INST, include N-protection, (internal N-sensor available), incl. trip alarm switch (1xCO), rear connection horizontal, guide frame with shutter and w/o position signalling switch, with internal voltage tap on lower stab of circuit breaker, with voltage tap module VTM680 and power supply of ETU600, able to communication, integrated metering type PMF-2 Basic Power Monitoring, Voltage, Energy, Power, Power factor, Frequency, Unbalance, Temperature, Manual operating mechanism with mechanical closing, without Spring charging motor, Ready-to-close signal. switch, Auxiliary switches 2NO+2NC, without Closing coil (CC), manual operating mechanism with mechanical closing, without Remote trip alarm reset coil (RR), without 2nd shunt trip, without 1st Shunt trip | 215700 | 1 | Z\ | 1
3WA1120-4FE43-0AA0 |  | Withdrawable circuit breaker with guide frame, IEC 60947-2, frame size 1, 4-poles, N-pole left, In=2000A up to 690V AC 50/60Hz, breaking capacity M Icu=85/66kA at 500/690V, Trip unit ETU600 LSI upgrade ready , colordisplay, bluetooth and USB interface, Protection LT, ST, INST, include N-protection, (internal N-sensor available), incl. trip alarm switch (1xCO), front connection double hole, guide frame with shutter and w/o position signalling switch, with internal voltage tap on lower stab of circuit breaker, with voltage tap module VTM680 and power supply of ETU600, able to communication, integrated metering type PMF-2 Basic Power Monitoring, Voltage, Energy, Power, Power factor, Frequency, Unbalance, Temperature, Manual operating mechanism with mechanical closing, without Spring charging motor, Ready-to-close signal. switch, Auxiliary switches 2NO+2NC, without Closing coil (CC), manual operating mechanism with mechanical closing, without Remote trip alarm reset coil (RR), without 2nd shunt trip, without 1st Shunt trip | 226700 | 1 | Z\ | 1
3WA1120-4FE44-0AA0 |  | Withdrawable circuit breaker with guide frame, IEC 60947-2, frame size 1, 4-poles, N-pole left, In=2000A up to 690V AC 50/60Hz, breaking capacity M Icu=85/66kA at 500/690V, Trip unit ETU600 LSI upgrade ready , colordisplay, bluetooth and USB interface, Protection LT, ST, INST, include N-protection, (internal N-sensor available), incl. trip alarm switch (1xCO), rear connection flange, guide frame with shutter and w/o position signalling switch, with internal voltage tap on lower stab of circuit breaker, with voltage tap module VTM680 and power supply of ETU600, able to communication, integrated metering type PMF-2 Basic Power Monitoring, Voltage, Energy, Power, Power factor, Frequency, Unbalance, Temperature, Manual operating mechanism with mechanical closing, without Spring charging motor, Ready-to-close signal. switch, Auxiliary switches 2NO+2NC, without Closing coil (CC), manual operating mechanism with mechanical closing, without Remote trip alarm reset coil (RR), without 2nd shunt trip, without 1st Shunt trip | 215700 | 1 | Z\ | 1
3WA1120-4FF01-0AA0 |  | Fixed-mounted circuit breaker IEC 60947-2, frame size 1, 3-poles, In=2000A up to 690V AC 50/60Hz, breaking capacity M Icu=85/66kA at 500/690V, Trip unit ETU600 LSIG upgrade ready , colordisplay, bluetooth and USB interface, Protection LT, ST, INST, GFx, N-protection required an external N-sensor, incl. trip alarm switch (1xCO), rear connection vertical, with internal voltage tap on lower stab of circuit breaker, with voltage tap module VTM680 and power supply of ETU600, able to communication, integrated metering type PMF-2 Basic Power Monitoring, Voltage, Energy, Power, Power factor, Frequency, Unbalance, Temperature, Manual operating mechanism with mechanical closing, without Spring charging motor, Ready-to-close signal. switch, Auxiliary switches 2NO+2NC, without Closing coil (CC), manual operating mechanism with mechanical closing, without Remote trip alarm reset coil (RR), without 2nd shunt trip, without 1st Shunt trip | 153700 | 1 | Z\ | 1
3WA1120-4FF02-0AA0 |  | Fixed-mounted circuit breaker IEC 60947-2, frame size 1, 3-poles, In=2000A up to 690V AC 50/60Hz, breaking capacity M Icu=85/66kA at 500/690V, Trip unit ETU600 LSIG upgrade ready , colordisplay, bluetooth and USB interface, Protection LT, ST, INST, GFx, N-protection required an external N-sensor, incl. trip alarm switch (1xCO), rear connection horizontal, with internal voltage tap on lower stab of circuit breaker, with voltage tap module VTM680 and power supply of ETU600, able to communication, integrated metering type PMF-2 Basic Power Monitoring, Voltage, Energy, Power, Power factor, Frequency, Unbalance, Temperature, Manual operating mechanism with mechanical closing, without Spring charging motor, Ready-to-close signal. switch, Auxiliary switches 2NO+2NC, without Closing coil (CC), manual operating mechanism with mechanical closing, without Remote trip alarm reset coil (RR), without 2nd shunt trip, without 1st Shunt trip | 150700 | 1 | Z\ | 1
3WA1120-4FF03-0AA0 |  | Fixed-mounted circuit breaker IEC 60947-2, frame size 1, 3-poles, In=2000A up to 690V AC 50/60Hz, breaking capacity M Icu=85/66kA at 500/690V, Trip unit ETU600 LSIG upgrade ready , colordisplay, bluetooth and USB interface, Protection LT, ST, INST, GFx, N-protection required an external N-sensor, incl. trip alarm switch (1xCO), front connection double hole, with internal voltage tap on lower stab of circuit breaker, with voltage tap module VTM680 and power supply of ETU600, able to communication, integrated metering type PMF-2 Basic Power Monitoring, Voltage, Energy, Power, Power factor, Frequency, Unbalance, Temperature, Manual operating mechanism with mechanical closing, without Spring charging motor, Ready-to-close signal. switch, Auxiliary switches 2NO+2NC, without Closing coil (CC), manual operating mechanism with mechanical closing, without Remote trip alarm reset coil (RR), without 2nd shunt trip, without 1st Shunt trip | 160700 | 1 | Z\ | 1
3WA1120-4FF11-0AA0 |  | Fixed-mounted circuit breaker IEC 60947-2, frame size 1, 4-poles, N-pole left, In=2000A up to 690V AC 50/60Hz, breaking capacity M Icu=85/66kA at 500/690V, Trip unit ETU600 LSIG upgrade ready , colordisplay, bluetooth and USB interface, Protection LT, ST, INST, GFx, include N-protection, (internal N-sensor available), incl. trip alarm switch (1xCO), rear connection vertical, with internal voltage tap on lower stab of circuit breaker, with voltage tap module VTM680 and power supply of ETU600, able to communication, integrated metering type PMF-2 Basic Power Monitoring, Voltage, Energy, Power, Power factor, Frequency, Unbalance, Temperature, Manual operating mechanism with mechanical closing, without Spring charging motor, Ready-to-close signal. switch, Auxiliary switches 2NO+2NC, without Closing coil (CC), manual operating mechanism with mechanical closing, without Remote trip alarm reset coil (RR), without 2nd shunt trip, without 1st Shunt trip | 193700 | 1 | Z\ | 1
3WA1120-4FF12-0AA0 |  | Fixed-mounted circuit breaker IEC 60947-2, frame size 1, 4-poles, N-pole left, In=2000A up to 690V AC 50/60Hz, breaking capacity M Icu=85/66kA at 500/690V, Trip unit ETU600 LSIG upgrade ready , colordisplay, bluetooth and USB interface, Protection LT, ST, INST, GFx, include N-protection, (internal N-sensor available), incl. trip alarm switch (1xCO), rear connection horizontal, with internal voltage tap on lower stab of circuit breaker, with voltage tap module VTM680 and power supply of ETU600, able to communication, integrated metering type PMF-2 Basic Power Monitoring, Voltage, Energy, Power, Power factor, Frequency, Unbalance, Temperature, Manual operating mechanism with mechanical closing, without Spring charging motor, Ready-to-close signal. switch, Auxiliary switches 2NO+2NC, without Closing coil (CC), manual operating mechanism with mechanical closing, without Remote trip alarm reset coil (RR), without 2nd shunt trip, without 1st Shunt trip | 189700 | 1 | Z\ | 1
3WA1120-4FF13-0AA0 |  | Fixed-mounted circuit breaker IEC 60947-2, frame size 1, 4-poles, N-pole left, In=2000A up to 690V AC 50/60Hz, breaking capacity M Icu=85/66kA at 500/690V, Trip unit ETU600 LSIG upgrade ready , colordisplay, bluetooth and USB interface, Protection LT, ST, INST, GFx, include N-protection, (internal N-sensor available), incl. trip alarm switch (1xCO), front connection double hole, with internal voltage tap on lower stab of circuit breaker, with voltage tap module VTM680 and power supply of ETU600, able to communication, integrated metering type PMF-2 Basic Power Monitoring, Voltage, Energy, Power, Power factor, Frequency, Unbalance, Temperature, Manual operating mechanism with mechanical closing, without Spring charging motor, Ready-to-close signal. switch, Auxiliary switches 2NO+2NC, without Closing coil (CC), manual operating mechanism with mechanical closing, without Remote trip alarm reset coil (RR), without 2nd shunt trip, without 1st Shunt trip | 202700 | 1 | Z\ | 1
3WA1120-4FF21-0AA0 |  | fixed-mounted circuit breaker, IEC 60947-2, size 1, 4-pole, N pole on right, In=2000 A up to 690 V AC 50/60 Hz, breaking capacity M Icu=85/66 kA at 500/690 V, tripping unit ETU600 LSIG upgradeable, color display, Bluetooth, USB interface, basic protection LT, ST, INST, GFx, including protection of the N conductor (internal neutral point sensor available), trip alarm switch (1 x CO), connection at rear vertical, with internal voltage tap on lower stab of circuit breaker, with voltage tap module VTM680 and power supply of ETU600, able to communication, integrated metering type PMF-2 Basic Power Monitoring, Voltage, Energy, Power, Power factor, Frequency, Unbalance, Temperature, Manual operating mechanism with mechanical closing, without Spring charging motor, Ready-to-close signal. switch, Auxiliary switches 2NO+2NC, without Closing coil (CC), manual operating mechanism with mechanical closing, without Remote trip alarm reset coil (RR), without 2nd shunt trip, without 1st Shunt trip | 193700 | 1 | Z\ | 1
3WA1120-4FF22-0AA0 |  | fixed-mounted circuit breaker, IEC 60947-2, size 1, 4-pole, N pole on right, In=2000 A up to 690 V AC 50/60 Hz, breaking capacity M Icu=85/66 kA at 500/690 V, tripping unit ETU600 LSIG upgradeable, color display, Bluetooth, USB interface, basic protection LT, ST, INST, GFx, including protection of the N conductor (internal neutral point sensor available), trip alarm switch (1 x CO), connection at rear horizontal with internal voltage tap on lower stab of circuit breaker, with voltage tap module VTM680 and power supply of ETU600, able to communication, integrated metering type PMF-2 Basic Power Monitoring, Voltage, Energy, Power, Power factor, Frequency, Unbalance, Temperature, Manual operating mechanism with mechanical closing, without Spring charging motor, Ready-to-close signal. switch, Auxiliary switches 2NO+2NC, without Closing coil (CC), manual operating mechanism with mechanical closing, without Remote trip alarm reset coil (RR), without 2nd shunt trip, without 1st Shunt trip | 189700 | 1 | Z\ | 1
3WA1120-4FF23-0AA0 |  | fixed-mounted circuit breaker, IEC 60947-2, size 1, 4-pole, N pole on right, In=2000 A up to 690 V AC 50/60 Hz, breaking capacity M Icu=85/66 kA at 500/690 V, tripping unit ETU600 LSIG upgradeable, color display, Bluetooth, USB interface, basic protection LT, ST, INST, GFx, including protection of the N conductor (internal neutral point sensor available), trip alarm switch (1 x CO), front connection double hole, with internal voltage tap on lower stab of circuit breaker, with voltage tap module VTM680 and power supply of ETU600, able to communication, integrated metering type PMF-2 Basic Power Monitoring, Voltage, Energy, Power, Power factor, Frequency, Unbalance, Temperature, Manual operating mechanism with mechanical closing, without Spring charging motor, Ready-to-close signal. switch, Auxiliary switches 2NO+2NC, without Closing coil (CC), manual operating mechanism with mechanical closing, without Remote trip alarm reset coil (RR), without 2nd shunt trip, without 1st Shunt trip | 202700 | 1 | Z\ | 1
3WA1120-4FF31-0AA0 |  | Withdrawable circuit breaker with guide frame, IEC 60947-2, frame size 1, 3-poles, In=2000A up to 690V AC 50/60Hz, breaking capacity M Icu=85/66kA at 500/690V, Trip unit ETU600 LSIG upgrade ready , colordisplay, bluetooth and USB interface, Protection LT, ST, INST, GFx, N-protection required an external N-sensor, incl. trip alarm switch (1xCO), rear connection vertical, guide frame with shutter and w/o position signalling switch, with internal voltage tap on lower stab of circuit breaker, with voltage tap module VTM680 and power supply of ETU600, able to communication, integrated metering type PMF-2 Basic Power Monitoring, Voltage, Energy, Power, Power factor, Frequency, Unbalance, Temperature, Manual operating mechanism with mechanical closing, without Spring charging motor, Ready-to-close signal. switch, Auxiliary switches 2NO+2NC, without Closing coil (CC), manual operating mechanism with mechanical closing, without Remote trip alarm reset coil (RR), without 2nd shunt trip, without 1st Shunt trip | 180700 | 1 | Z\ | 1
3WA1120-4FF32-0AA0 |  | Withdrawable circuit breaker with guide frame, IEC 60947-2, frame size 1, 3-poles, In=2000A up to 690V AC 50/60Hz, breaking capacity M Icu=85/66kA at 500/690V, Trip unit ETU600 LSIG upgrade ready , colordisplay, bluetooth and USB interface, Protection LT, ST, INST, GFx, N-protection required an external N-sensor, incl. trip alarm switch (1xCO), rear connection horizontal, guide frame with shutter and w/o position signalling switch, with internal voltage tap on lower stab of circuit breaker, with voltage tap module VTM680 and power supply of ETU600, able to communication, integrated metering type PMF-2 Basic Power Monitoring, Voltage, Energy, Power, Power factor, Frequency, Unbalance, Temperature, Manual operating mechanism with mechanical closing, without Spring charging motor, Ready-to-close signal. switch, Auxiliary switches 2NO+2NC, without Closing coil (CC), manual operating mechanism with mechanical closing, without Remote trip alarm reset coil (RR), without 2nd shunt trip, without 1st Shunt trip | 177700 | 1 | Z\ | 1
3WA1120-4FF33-0AA0 |  | Withdrawable circuit breaker with guide frame, IEC 60947-2, frame size 1, 3-poles, In=2000A up to 690V AC 50/60Hz, breaking capacity M Icu=85/66kA at 500/690V, Trip unit ETU600 LSIG upgrade ready , colordisplay, bluetooth and USB interface, Protection LT, ST, INST, GFx, N-protection required an external N-sensor, incl. trip alarm switch (1xCO), front connection double hole, guide frame with shutter and w/o position signalling switch, with internal voltage tap on lower stab of circuit breaker, with voltage tap module VTM680 and power supply of ETU600, able to communication, integrated metering type PMF-2 Basic Power Monitoring, Voltage, Energy, Power, Power factor, Frequency, Unbalance, Temperature, Manual operating mechanism with mechanical closing, without Spring charging motor, Ready-to-close signal. switch, Auxiliary switches 2NO+2NC, without Closing coil (CC), manual operating mechanism with mechanical closing, without Remote trip alarm reset coil (RR), without 2nd shunt trip, without 1st Shunt trip | 186700 | 1 | Z\ | 1
3WA1120-4FF34-0AA0 |  | Withdrawable circuit breaker with guide frame, IEC 60947-2, frame size 1, 3-poles, In=2000A up to 690V AC 50/60Hz, breaking capacity M Icu=85/66kA at 500/690V, Trip unit ETU600 LSIG upgrade ready , colordisplay, bluetooth and USB interface, Protection LT, ST, INST, GFx, N-protection required an external N-sensor, incl. trip alarm switch (1xCO), rear connection flange, guide frame with shutter and w/o position signalling switch, with internal voltage tap on lower stab of circuit breaker, with voltage tap module VTM680 and power supply of ETU600, able to communication, integrated metering type PMF-2 Basic Power Monitoring, Voltage, Energy, Power, Power factor, Frequency, Unbalance, Temperature, Manual operating mechanism with mechanical closing, without Spring charging motor, Ready-to-close signal. switch, Auxiliary switches 2NO+2NC, without Closing coil (CC), manual operating mechanism with mechanical closing, without Remote trip alarm reset coil (RR), without 2nd shunt trip, without 1st Shunt trip | 177700 | 1 | Z\ | 1
3WA1120-4FF41-0AA0 |  | Withdrawable circuit breaker with guide frame, IEC 60947-2, frame size 1, 4-poles, N-pole left, In=2000A up to 690V AC 50/60Hz, breaking capacity M Icu=85/66kA at 500/690V, Trip unit ETU600 LSIG upgrade ready , colordisplay, bluetooth and USB interface, Protection LT, ST, INST, GFx, include N-protection, (internal N-sensor available), incl. trip alarm switch (1xCO), rear connection vertical, guide frame with shutter and w/o position signalling switch, with internal voltage tap on lower stab of circuit breaker, with voltage tap module VTM680 and power supply of ETU600, able to communication, integrated metering type PMF-2 Basic Power Monitoring, Voltage, Energy, Power, Power factor, Frequency, Unbalance, Temperature, Manual operating mechanism with mechanical closing, without Spring charging motor, Ready-to-close signal. switch, Auxiliary switches 2NO+2NC, without Closing coil (CC), manual operating mechanism with mechanical closing, without Remote trip alarm reset coil (RR), without 2nd shunt trip, without 1st Shunt trip | 229700 | 1 | Z\ | 1
3WA1120-4FF42-0AA0 |  | Withdrawable circuit breaker with guide frame, IEC 60947-2, frame size 1, 4-poles, N-pole left, In=2000A up to 690V AC 50/60Hz, breaking capacity M Icu=85/66kA at 500/690V, Trip unit ETU600 LSIG upgrade ready , colordisplay, bluetooth and USB interface, Protection LT, ST, INST, GFx, include N-protection, (internal N-sensor available), incl. trip alarm switch (1xCO), rear connection horizontal, guide frame with shutter and w/o position signalling switch, with internal voltage tap on lower stab of circuit breaker, with voltage tap module VTM680 and power supply of ETU600, able to communication, integrated metering type PMF-2 Basic Power Monitoring, Voltage, Energy, Power, Power factor, Frequency, Unbalance, Temperature, Manual operating mechanism with mechanical closing, without Spring charging motor, Ready-to-close signal. switch, Auxiliary switches 2NO+2NC, without Closing coil (CC), manual operating mechanism with mechanical closing, without Remote trip alarm reset coil (RR), without 2nd shunt trip, without 1st Shunt trip | 225700 | 1 | Z\ | 1
3WA1120-4FF43-0AA0 |  | Withdrawable circuit breaker with guide frame, IEC 60947-2, frame size 1, 4-poles, N-pole left, In=2000A up to 690V AC 50/60Hz, breaking capacity M Icu=85/66kA at 500/690V, Trip unit ETU600 LSIG upgrade ready , colordisplay, bluetooth and USB interface, Protection LT, ST, INST, GFx, include N-protection, (internal N-sensor available), incl. trip alarm switch (1xCO), front connection double hole, guide frame with shutter and w/o position signalling switch, with internal voltage tap on lower stab of circuit breaker, with voltage tap module VTM680 and power supply of ETU600, able to communication, integrated metering type PMF-2 Basic Power Monitoring, Voltage, Energy, Power, Power factor, Frequency, Unbalance, Temperature, Manual operating mechanism with mechanical closing, without Spring charging motor, Ready-to-close signal. switch, Auxiliary switches 2NO+2NC, without Closing coil (CC), manual operating mechanism with mechanical closing, without Remote trip alarm reset coil (RR), without 2nd shunt trip, without 1st Shunt trip | 237700 | 1 | Z\ | 1
3WA1120-4FF44-0AA0 |  | Withdrawable circuit breaker with guide frame, IEC 60947-2, frame size 1, 4-poles, N-pole left, In=2000A up to 690V AC 50/60Hz, breaking capacity M Icu=85/66kA at 500/690V, Trip unit ETU600 LSIG upgrade ready , colordisplay, bluetooth and USB interface, Protection LT, ST, INST, GFx, include N-protection, (internal N-sensor available), incl. trip alarm switch (1xCO), rear connection flange, guide frame with shutter and w/o position signalling switch, with internal voltage tap on lower stab of circuit breaker, with voltage tap module VTM680 and power supply of ETU600, able to communication, integrated metering type PMF-2 Basic Power Monitoring, Voltage, Energy, Power, Power factor, Frequency, Unbalance, Temperature, Manual operating mechanism with mechanical closing, without Spring charging motor, Ready-to-close signal. switch, Auxiliary switches 2NO+2NC, without Closing coil (CC), manual operating mechanism with mechanical closing, without Remote trip alarm reset coil (RR), without 2nd shunt trip, without 1st Shunt trip | 225700 | 1 | Z\ | 1
3WA1120-4GE01-0AA0 |  | Fixed-mounted circuit breaker IEC 60947-2, frame size 1, 3-poles, In=2000A up to 690V AC 50/60Hz, breaking capacity M Icu=85/66kA at 500/690V, Trip unit ETU600 LSI upgrade ready , colordisplay, bluetooth and USB interface, Protection LT, ST, INST, N-protection required an external N-sensor, incl. trip alarm switch (1xCO), rear connection vertical, with internal voltage tap on lower stab of circuit breaker, with voltage tap module VTM680 and power supply of ETU600, able to communication, integrated metering type PMF-3 Advanced Power Monitor., Voltage, Energy, Power, Power factor, Frequency, Unbalance, Temperature, Power quality, Manual operating mechanism with mechanical closing, without Spring charging motor, Ready-to-close signal. switch, Auxiliary switches 2NO+2NC, without Closing coil (CC), manual operating mechanism with mechanical closing, without Remote trip alarm reset coil (RR), without 2nd shunt trip, without 1st Shunt trip | 150100 | 1 | Z\ | 1
3WA1120-4GE02-0AA0 |  | Fixed-mounted circuit breaker IEC 60947-2, frame size 1, 3-poles, In=2000A up to 690V AC 50/60Hz, breaking capacity M Icu=85/66kA at 500/690V, Trip unit ETU600 LSI upgrade ready , colordisplay, bluetooth and USB interface, Protection LT, ST, INST, N-protection required an external N-sensor, incl. trip alarm switch (1xCO), rear connection horizontal, with internal voltage tap on lower stab of circuit breaker, with voltage tap module VTM680 and power supply of ETU600, able to communication, integrated metering type PMF-3 Advanced Power Monitor., Voltage, Energy, Power, Power factor, Frequency, Unbalance, Temperature, Power quality, Manual operating mechanism with mechanical closing, without Spring charging motor, Ready-to-close signal. switch, Auxiliary switches 2NO+2NC, without Closing coil (CC), manual operating mechanism with mechanical closing, without Remote trip alarm reset coil (RR), without 2nd shunt trip, without 1st Shunt trip | 146100 | 1 | Z\ | 1
3WA1120-4GE03-0AA0 |  | Fixed-mounted circuit breaker IEC 60947-2, frame size 1, 3-poles, In=2000A up to 690V AC 50/60Hz, breaking capacity M Icu=85/66kA at 500/690V, Trip unit ETU600 LSI upgrade ready , colordisplay, bluetooth and USB interface, Protection LT, ST, INST, N-protection required an external N-sensor, incl. trip alarm switch (1xCO), front connection double hole, with internal voltage tap on lower stab of circuit breaker, with voltage tap module VTM680 and power supply of ETU600, able to communication, integrated metering type PMF-3 Advanced Power Monitor., Voltage, Energy, Power, Power factor, Frequency, Unbalance, Temperature, Power quality, Manual operating mechanism with mechanical closing, without Spring charging motor, Ready-to-close signal. switch, Auxiliary switches 2NO+2NC, without Closing coil (CC), manual operating mechanism with mechanical closing, without Remote trip alarm reset coil (RR), without 2nd shunt trip, without 1st Shunt trip | 156100 | 1 | Z\ | 1
3WA1120-4GE11-0AA0 |  | Fixed-mounted circuit breaker IEC 60947-2, frame size 1, 4-poles, N-pole left, In=2000A up to 690V AC 50/60Hz, breaking capacity M Icu=85/66kA at 500/690V, Trip unit ETU600 LSI upgrade ready , colordisplay, bluetooth and USB interface, Protection LT, ST, INST, include N-protection, (internal N-sensor available), incl. trip alarm switch (1xCO), rear connection vertical, with internal voltage tap on lower stab of circuit breaker, with voltage tap module VTM680 and power supply of ETU600, able to communication, integrated metering type PMF-3 Advanced Power Monitor., Voltage, Energy, Power, Power factor, Frequency, Unbalance, Temperature, Power quality, Manual operating mechanism with mechanical closing, without Spring charging motor, Ready-to-close signal. switch, Auxiliary switches 2NO+2NC, without Closing coil (CC), manual operating mechanism with mechanical closing, without Remote trip alarm reset coil (RR), without 2nd shunt trip, without 1st Shunt trip | 190100 | 1 | Z\ | 1
3WA1120-4GE12-0AA0 |  | Fixed-mounted circuit breaker IEC 60947-2, frame size 1, 4-poles, N-pole left, In=2000A up to 690V AC 50/60Hz, breaking capacity M Icu=85/66kA at 500/690V, Trip unit ETU600 LSI upgrade ready , colordisplay, bluetooth and USB interface, Protection LT, ST, INST, include N-protection, (internal N-sensor available), incl. trip alarm switch (1xCO), rear connection horizontal, with internal voltage tap on lower stab of circuit breaker, with voltage tap module VTM680 and power supply of ETU600, able to communication, integrated metering type PMF-3 Advanced Power Monitor., Voltage, Energy, Power, Power factor, Frequency, Unbalance, Temperature, Power quality, Manual operating mechanism with mechanical closing, without Spring charging motor, Ready-to-close signal. switch, Auxiliary switches 2NO+2NC, without Closing coil (CC), manual operating mechanism with mechanical closing, without Remote trip alarm reset coil (RR), without 2nd shunt trip, without 1st Shunt trip | 185100 | 1 | Z\ | 1
3WA1120-4GE13-0AA0 |  | Fixed-mounted circuit breaker IEC 60947-2, frame size 1, 4-poles, N-pole left, In=2000A up to 690V AC 50/60Hz, breaking capacity M Icu=85/66kA at 500/690V, Trip unit ETU600 LSI upgrade ready , colordisplay, bluetooth and USB interface, Protection LT, ST, INST, include N-protection, (internal N-sensor available), incl. trip alarm switch (1xCO), front connection double hole, with internal voltage tap on lower stab of circuit breaker, with voltage tap module VTM680 and power supply of ETU600, able to communication, integrated metering type PMF-3 Advanced Power Monitor., Voltage, Energy, Power, Power factor, Frequency, Unbalance, Temperature, Power quality, Manual operating mechanism with mechanical closing, without Spring charging motor, Ready-to-close signal. switch, Auxiliary switches 2NO+2NC, without Closing coil (CC), manual operating mechanism with mechanical closing, without Remote trip alarm reset coil (RR), without 2nd shunt trip, without 1st Shunt trip | 199100 | 1 | Z\ | 1
3WA1120-4GE21-0AA0 |  | fixed-mounted circuit breaker, IEC 60947-2, size 1, 4-pole, N pole on right, In=2000 A up to 690 V AC 50/60 Hz, breaking capacity M Icu=85/66 kA at 500/690 V, tripping unit ETU600 LSI upgradeable, color display, Bluetooth, USB interface, basic protection LT, ST, INST, including protection of the N conductor (internal neutral point sensor available), trip alarm switch (1 x CO), connection at rear vertical, with internal voltage tap on lower stab of circuit breaker, with voltage tap module VTM680 and power supply of ETU600, able to communication, integrated metering type PMF-3 Advanced Power Monitor., Voltage, Energy, Power, Power factor, Frequency, Unbalance, Temperature, Power quality, Manual operating mechanism with mechanical closing, without Spring charging motor, Ready-to-close signal. switch, Auxiliary switches 2NO+2NC, without Closing coil (CC), manual operating mechanism with mechanical closing, without Remote trip alarm reset coil (RR), without 2nd shunt trip, without 1st Shunt trip | 190100 | 1 | Z\ | 1
3WA1120-4GE22-0AA0 |  | fixed-mounted circuit breaker, IEC 60947-2, size 1, 4-pole, N pole on right, In=2000 A up to 690 V AC 50/60 Hz, breaking capacity M Icu=85/66 kA at 500/690 V, tripping unit ETU600 LSI upgradeable, color display, Bluetooth, USB interface, basic protection LT, ST, INST, including protection of the N conductor (internal neutral point sensor available), trip alarm switch (1 x CO), connection at rear horizontal with internal voltage tap on lower stab of circuit breaker, with voltage tap module VTM680 and power supply of ETU600, able to communication, integrated metering type PMF-3 Advanced Power Monitor., Voltage, Energy, Power, Power factor, Frequency, Unbalance, Temperature, Power quality, Manual operating mechanism with mechanical closing, without Spring charging motor, Ready-to-close signal. switch, Auxiliary switches 2NO+2NC, without Closing coil (CC), manual operating mechanism with mechanical closing, without Remote trip alarm reset coil (RR), without 2nd shunt trip, without 1st Shunt trip | 185100 | 1 | Z\ | 1
3WA1120-4GE23-0AA0 |  | fixed-mounted circuit breaker, IEC 60947-2, size 1, 4-pole, N pole on right, In=2000 A up to 690 V AC 50/60 Hz, breaking capacity M Icu=85/66 kA at 500/690 V, tripping unit ETU600 LSI upgradeable, color display, Bluetooth, USB interface, basic protection LT, ST, INST, including protection of the N conductor (internal neutral point sensor available), trip alarm switch (1 x CO), front connection double hole, with internal voltage tap on lower stab of circuit breaker, with voltage tap module VTM680 and power supply of ETU600, able to communication, integrated metering type PMF-3 Advanced Power Monitor., Voltage, Energy, Power, Power factor, Frequency, Unbalance, Temperature, Power quality, Manual operating mechanism with mechanical closing, without Spring charging motor, Ready-to-close signal. switch, Auxiliary switches 2NO+2NC, without Closing coil (CC), manual operating mechanism with mechanical closing, without Remote trip alarm reset coil (RR), without 2nd shunt trip, without 1st Shunt trip | 199100 | 1 | Z\ | 1
3WA1120-4GE31-0AA0 |  | Withdrawable circuit breaker with guide frame, IEC 60947-2, frame size 1, 3-poles, In=2000A up to 690V AC 50/60Hz, breaking capacity M Icu=85/66kA at 500/690V, Trip unit ETU600 LSI upgrade ready , colordisplay, bluetooth and USB interface, Protection LT, ST, INST, N-protection required an external N-sensor, incl. trip alarm switch (1xCO), rear connection vertical, guide frame with shutter and w/o position signalling switch, with internal voltage tap on lower stab of circuit breaker, with voltage tap module VTM680 and power supply of ETU600, able to communication, integrated metering type PMF-3 Advanced Power Monitor., Voltage, Energy, Power, Power factor, Frequency, Unbalance, Temperature, Power quality, Manual operating mechanism with mechanical closing, without Spring charging motor, Ready-to-close signal. switch, Auxiliary switches 2NO+2NC, without Closing coil (CC), manual operating mechanism with mechanical closing, without Remote trip alarm reset coil (RR), without 2nd shunt trip, without 1st Shunt trip | 177100 | 1 | Z\ | 1
3WA1120-4GE32-0AA0 |  | Withdrawable circuit breaker with guide frame, IEC 60947-2, frame size 1, 3-poles, In=2000A up to 690V AC 50/60Hz, breaking capacity M Icu=85/66kA at 500/690V, Trip unit ETU600 LSI upgrade ready , colordisplay, bluetooth and USB interface, Protection LT, ST, INST, N-protection required an external N-sensor, incl. trip alarm switch (1xCO), rear connection horizontal, guide frame with shutter and w/o position signalling switch, with internal voltage tap on lower stab of circuit breaker, with voltage tap module VTM680 and power supply of ETU600, able to communication, integrated metering type PMF-3 Advanced Power Monitor., Voltage, Energy, Power, Power factor, Frequency, Unbalance, Temperature, Power quality, Manual operating mechanism with mechanical closing, without Spring charging motor, Ready-to-close signal. switch, Auxiliary switches 2NO+2NC, without Closing coil (CC), manual operating mechanism with mechanical closing, without Remote trip alarm reset coil (RR), without 2nd shunt trip, without 1st Shunt trip | 174100 | 1 | Z\ | 1
3WA1120-4GE33-0AA0 |  | Withdrawable circuit breaker with guide frame, IEC 60947-2, frame size 1, 3-poles, In=2000A up to 690V AC 50/60Hz, breaking capacity M Icu=85/66kA at 500/690V, Trip unit ETU600 LSI upgrade ready , colordisplay, bluetooth and USB interface, Protection LT, ST, INST, N-protection required an external N-sensor, incl. trip alarm switch (1xCO), front connection double hole, guide frame with shutter and w/o position signalling switch, with internal voltage tap on lower stab of circuit breaker, with voltage tap module VTM680 and power supply of ETU600, able to communication, integrated metering type PMF-3 Advanced Power Monitor., Voltage, Energy, Power, Power factor, Frequency, Unbalance, Temperature, Power quality, Manual operating mechanism with mechanical closing, without Spring charging motor, Ready-to-close signal. switch, Auxiliary switches 2NO+2NC, without Closing coil (CC), manual operating mechanism with mechanical closing, without Remote trip alarm reset coil (RR), without 2nd shunt trip, without 1st Shunt trip | 182100 | 1 | Z\ | 1
3WA1120-4GE34-0AA0 |  | Withdrawable circuit breaker with guide frame, IEC 60947-2, frame size 1, 3-poles, In=2000A up to 690V AC 50/60Hz, breaking capacity M Icu=85/66kA at 500/690V, Trip unit ETU600 LSI upgrade ready , colordisplay, bluetooth and USB interface, Protection LT, ST, INST, N-protection required an external N-sensor, incl. trip alarm switch (1xCO), rear connection flange, guide frame with shutter and w/o position signalling switch, with internal voltage tap on lower stab of circuit breaker, with voltage tap module VTM680 and power supply of ETU600, able to communication, integrated metering type PMF-3 Advanced Power Monitor., Voltage, Energy, Power, Power factor, Frequency, Unbalance, Temperature, Power quality, Manual operating mechanism with mechanical closing, without Spring charging motor, Ready-to-close signal. switch, Auxiliary switches 2NO+2NC, without Closing coil (CC), manual operating mechanism with mechanical closing, without Remote trip alarm reset coil (RR), without 2nd shunt trip, without 1st Shunt trip | 174100 | 1 | Z\ | 1
3WA1120-4GE41-0AA0 |  | Withdrawable circuit breaker with guide frame, IEC 60947-2, frame size 1, 4-poles, N-pole left, In=2000A up to 690V AC 50/60Hz, breaking capacity M Icu=85/66kA at 500/690V, Trip unit ETU600 LSI upgrade ready , colordisplay, bluetooth and USB interface, Protection LT, ST, INST, include N-protection, (internal N-sensor available), incl. trip alarm switch (1xCO), rear connection vertical, guide frame with shutter and w/o position signalling switch, with internal voltage tap on lower stab of circuit breaker, with voltage tap module VTM680 and power supply of ETU600, able to communication, integrated metering type PMF-3 Advanced Power Monitor., Voltage, Energy, Power, Power factor, Frequency, Unbalance, Temperature, Power quality, Manual operating mechanism with mechanical closing, without Spring charging motor, Ready-to-close signal. switch, Auxiliary switches 2NO+2NC, without Closing coil (CC), manual operating mechanism with mechanical closing, without Remote trip alarm reset coil (RR), without 2nd shunt trip, without 1st Shunt trip | 225100 | 1 | Z\ | 1
3WA1120-4GE42-0AA0 |  | Withdrawable circuit breaker with guide frame, IEC 60947-2, frame size 1, 4-poles, N-pole left, In=2000A up to 690V AC 50/60Hz, breaking capacity M Icu=85/66kA at 500/690V, Trip unit ETU600 LSI upgrade ready , colordisplay, bluetooth and USB interface, Protection LT, ST, INST, include N-protection, (internal N-sensor available), incl. trip alarm switch (1xCO), rear connection horizontal, guide frame with shutter and w/o position signalling switch, with internal voltage tap on lower stab of circuit breaker, with voltage tap module VTM680 and power supply of ETU600, able to communication, integrated metering type PMF-3 Advanced Power Monitor., Voltage, Energy, Power, Power factor, Frequency, Unbalance, Temperature, Power quality, Manual operating mechanism with mechanical closing, without Spring charging motor, Ready-to-close signal. switch, Auxiliary switches 2NO+2NC, without Closing coil (CC), manual operating mechanism with mechanical closing, without Remote trip alarm reset coil (RR), without 2nd shunt trip, without 1st Shunt trip | 222100 | 1 | Z\ | 1
3WA1120-4GE43-0AA0 |  | Withdrawable circuit breaker with guide frame, IEC 60947-2, frame size 1, 4-poles, N-pole left, In=2000A up to 690V AC 50/60Hz, breaking capacity M Icu=85/66kA at 500/690V, Trip unit ETU600 LSI upgrade ready , colordisplay, bluetooth and USB interface, Protection LT, ST, INST, include N-protection, (internal N-sensor available), incl. trip alarm switch (1xCO), front connection double hole, guide frame with shutter and w/o position signalling switch, with internal voltage tap on lower stab of circuit breaker, with voltage tap module VTM680 and power supply of ETU600, able to communication, integrated metering type PMF-3 Advanced Power Monitor., Voltage, Energy, Power, Power factor, Frequency, Unbalance, Temperature, Power quality, Manual operating mechanism with mechanical closing, without Spring charging motor, Ready-to-close signal. switch, Auxiliary switches 2NO+2NC, without Closing coil (CC), manual operating mechanism with mechanical closing, without Remote trip alarm reset coil (RR), without 2nd shunt trip, without 1st Shunt trip | 233100 | 1 | Z\ | 1
3WA1120-4GE44-0AA0 |  | Withdrawable circuit breaker with guide frame, IEC 60947-2, frame size 1, 4-poles, N-pole left, In=2000A up to 690V AC 50/60Hz, breaking capacity M Icu=85/66kA at 500/690V, Trip unit ETU600 LSI upgrade ready , colordisplay, bluetooth and USB interface, Protection LT, ST, INST, include N-protection, (internal N-sensor available), incl. trip alarm switch (1xCO), rear connection flange, guide frame with shutter and w/o position signalling switch, with internal voltage tap on lower stab of circuit breaker, with voltage tap module VTM680 and power supply of ETU600, able to communication, integrated metering type PMF-3 Advanced Power Monitor., Voltage, Energy, Power, Power factor, Frequency, Unbalance, Temperature, Power quality, Manual operating mechanism with mechanical closing, without Spring charging motor, Ready-to-close signal. switch, Auxiliary switches 2NO+2NC, without Closing coil (CC), manual operating mechanism with mechanical closing, without Remote trip alarm reset coil (RR), without 2nd shunt trip, without 1st Shunt trip | 222100 | 1 | Z\ | 1
3WA1120-4GF01-0AA0 |  | Fixed-mounted circuit breaker IEC 60947-2, frame size 1, 3-poles, In=2000A up to 690V AC 50/60Hz, breaking capacity M Icu=85/66kA at 500/690V, Trip unit ETU600 LSIG upgrade ready , colordisplay, bluetooth and USB interface, Protection LT, ST, INST, GFx, N-protection required an external N-sensor, incl. trip alarm switch (1xCO), rear connection vertical, with internal voltage tap on lower stab of circuit breaker, with voltage tap module VTM680 and power supply of ETU600, able to communication, integrated metering type PMF-3 Advanced Power Monitor., Voltage, Energy, Power, Power factor, Frequency, Unbalance, Temperature, Power quality, Manual operating mechanism with mechanical closing, without Spring charging motor, Ready-to-close signal. switch, Auxiliary switches 2NO+2NC, without Closing coil (CC), manual operating mechanism with mechanical closing, without Remote trip alarm reset coil (RR), without 2nd shunt trip, without 1st Shunt trip | 160100 | 1 | Z\ | 1
3WA1120-4GF02-0AA0 |  | Fixed-mounted circuit breaker IEC 60947-2, frame size 1, 3-poles, In=2000A up to 690V AC 50/60Hz, breaking capacity M Icu=85/66kA at 500/690V, Trip unit ETU600 LSIG upgrade ready , colordisplay, bluetooth and USB interface, Protection LT, ST, INST, GFx, N-protection required an external N-sensor, incl. trip alarm switch (1xCO), rear connection horizontal, with internal voltage tap on lower stab of circuit breaker, with voltage tap module VTM680 and power supply of ETU600, able to communication, integrated metering type PMF-3 Advanced Power Monitor., Voltage, Energy, Power, Power factor, Frequency, Unbalance, Temperature, Power quality, Manual operating mechanism with mechanical closing, without Spring charging motor, Ready-to-close signal. switch, Auxiliary switches 2NO+2NC, without Closing coil (CC), manual operating mechanism with mechanical closing, without Remote trip alarm reset coil (RR), without 2nd shunt trip, without 1st Shunt trip | 157100 | 1 | Z\ | 1
3WA1120-4GF03-0AA0 |  | Fixed-mounted circuit breaker IEC 60947-2, frame size 1, 3-poles, In=2000A up to 690V AC 50/60Hz, breaking capacity M Icu=85/66kA at 500/690V, Trip unit ETU600 LSIG upgrade ready , colordisplay, bluetooth and USB interface, Protection LT, ST, INST, GFx, N-protection required an external N-sensor, incl. trip alarm switch (1xCO), front connection double hole, with internal voltage tap on lower stab of circuit breaker, with voltage tap module VTM680 and power supply of ETU600, able to communication, integrated metering type PMF-3 Advanced Power Monitor., Voltage, Energy, Power, Power factor, Frequency, Unbalance, Temperature, Power quality, Manual operating mechanism with mechanical closing, without Spring charging motor, Ready-to-close signal. switch, Auxiliary switches 2NO+2NC, without Closing coil (CC), manual operating mechanism with mechanical closing, without Remote trip alarm reset coil (RR), without 2nd shunt trip, without 1st Shunt trip | 167100 | 1 | Z\ | 1
3WA1120-4GF11-0AA0 |  | Fixed-mounted circuit breaker IEC 60947-2, frame size 1, 4-poles, N-pole left, In=2000A up to 690V AC 50/60Hz, breaking capacity M Icu=85/66kA at 500/690V, Trip unit ETU600 LSIG upgrade ready , colordisplay, bluetooth and USB interface, Protection LT, ST, INST, GFx, include N-protection, (internal N-sensor available), incl. trip alarm switch (1xCO), rear connection vertical, with internal voltage tap on lower stab of circuit breaker, with voltage tap module VTM680 and power supply of ETU600, able to communication, integrated metering type PMF-3 Advanced Power Monitor., Voltage, Energy, Power, Power factor, Frequency, Unbalance, Temperature, Power quality, Manual operating mechanism with mechanical closing, without Spring charging motor, Ready-to-close signal. switch, Auxiliary switches 2NO+2NC, without Closing coil (CC), manual operating mechanism with mechanical closing, without Remote trip alarm reset coil (RR), without 2nd shunt trip, without 1st Shunt trip | 200100 | 1 | Z\ | 1
3WA1120-4GF12-0AA0 |  | Fixed-mounted circuit breaker IEC 60947-2, frame size 1, 4-poles, N-pole left, In=2000A up to 690V AC 50/60Hz, breaking capacity M Icu=85/66kA at 500/690V, Trip unit ETU600 LSIG upgrade ready , colordisplay, bluetooth and USB interface, Protection LT, ST, INST, GFx, include N-protection, (internal N-sensor available), incl. trip alarm switch (1xCO), rear connection horizontal, with internal voltage tap on lower stab of circuit breaker, with voltage tap module VTM680 and power supply of ETU600, able to communication, integrated metering type PMF-3 Advanced Power Monitor., Voltage, Energy, Power, Power factor, Frequency, Unbalance, Temperature, Power quality, Manual operating mechanism with mechanical closing, without Spring charging motor, Ready-to-close signal. switch, Auxiliary switches 2NO+2NC, without Closing coil (CC), manual operating mechanism with mechanical closing, without Remote trip alarm reset coil (RR), without 2nd shunt trip, without 1st Shunt trip | 196100 | 1 | Z\ | 1
3WA1120-4GF13-0AA0 |  | Fixed-mounted circuit breaker IEC 60947-2, frame size 1, 4-poles, N-pole left, In=2000A up to 690V AC 50/60Hz, breaking capacity M Icu=85/66kA at 500/690V, Trip unit ETU600 LSIG upgrade ready , colordisplay, bluetooth and USB interface, Protection LT, ST, INST, GFx, include N-protection, (internal N-sensor available), incl. trip alarm switch (1xCO), front connection double hole, with internal voltage tap on lower stab of circuit breaker, with voltage tap module VTM680 and power supply of ETU600, able to communication, integrated metering type PMF-3 Advanced Power Monitor., Voltage, Energy, Power, Power factor, Frequency, Unbalance, Temperature, Power quality, Manual operating mechanism with mechanical closing, without Spring charging motor, Ready-to-close signal. switch, Auxiliary switches 2NO+2NC, without Closing coil (CC), manual operating mechanism with mechanical closing, without Remote trip alarm reset coil (RR), without 2nd shunt trip, without 1st Shunt trip | 209100 | 1 | Z\ | 1
3WA1120-4GF21-0AA0 |  | fixed-mounted circuit breaker, IEC 60947-2, size 1, 4-pole, N pole on right, In=2000 A up to 690 V AC 50/60 Hz, breaking capacity M Icu=85/66 kA at 500/690 V, tripping unit ETU600 LSIG upgradeable, color display, Bluetooth, USB interface, basic protection LT, ST, INST, GFx, including protection of the N conductor (internal neutral point sensor available), trip alarm switch (1 x CO), connection at rear vertical, with internal voltage tap on lower stab of circuit breaker, with voltage tap module VTM680 and power supply of ETU600, able to communication, integrated metering type PMF-3 Advanced Power Monitor., Voltage, Energy, Power, Power factor, Frequency, Unbalance, Temperature, Power quality, Manual operating mechanism with mechanical closing, without Spring charging motor, Ready-to-close signal. switch, Auxiliary switches 2NO+2NC, without Closing coil (CC), manual operating mechanism with mechanical closing, without Remote trip alarm reset coil (RR), without 2nd shunt trip, without 1st Shunt trip | 200100 | 1 | Z\ | 1
3WA1120-4GF22-0AA0 |  | fixed-mounted circuit breaker, IEC 60947-2, size 1, 4-pole, N pole on right, In=2000 A up to 690 V AC 50/60 Hz, breaking capacity M Icu=85/66 kA at 500/690 V, tripping unit ETU600 LSIG upgradeable, color display, Bluetooth, USB interface, basic protection LT, ST, INST, GFx, including protection of the N conductor (internal neutral point sensor available), trip alarm switch (1 x CO), connection at rear horizontal with internal voltage tap on lower stab of circuit breaker, with voltage tap module VTM680 and power supply of ETU600, able to communication, integrated metering type PMF-3 Advanced Power Monitor., Voltage, Energy, Power, Power factor, Frequency, Unbalance, Temperature, Power quality, Manual operating mechanism with mechanical closing, without Spring charging motor, Ready-to-close signal. switch, Auxiliary switches 2NO+2NC, without Closing coil (CC), manual operating mechanism with mechanical closing, without Remote trip alarm reset coil (RR), without 2nd shunt trip, without 1st Shunt trip | 196100 | 1 | Z\ | 1
3WA1120-4GF23-0AA0 |  | fixed-mounted circuit breaker, IEC 60947-2, size 1, 4-pole, N pole on right, In=2000 A up to 690 V AC 50/60 Hz, breaking capacity M Icu=85/66 kA at 500/690 V, tripping unit ETU600 LSIG upgradeable, color display, Bluetooth, USB interface, basic protection LT, ST, INST, GFx, including protection of the N conductor (internal neutral point sensor available), trip alarm switch (1 x CO), front connection double hole, with internal voltage tap on lower stab of circuit breaker, with voltage tap module VTM680 and power supply of ETU600, able to communication, integrated metering type PMF-3 Advanced Power Monitor., Voltage, Energy, Power, Power factor, Frequency, Unbalance, Temperature, Power quality, Manual operating mechanism with mechanical closing, without Spring charging motor, Ready-to-close signal. switch, Auxiliary switches 2NO+2NC, without Closing coil (CC), manual operating mechanism with mechanical closing, without Remote trip alarm reset coil (RR), without 2nd shunt trip, without 1st Shunt trip | 209100 | 1 | Z\ | 1
3WA1120-4GF31-0AA0 |  | Withdrawable circuit breaker with guide frame, IEC 60947-2, frame size 1, 3-poles, In=2000A up to 690V AC 50/60Hz, breaking capacity M Icu=85/66kA at 500/690V, Trip unit ETU600 LSIG upgrade ready , colordisplay, bluetooth and USB interface, Protection LT, ST, INST, GFx, N-protection required an external N-sensor, incl. trip alarm switch (1xCO), rear connection vertical, guide frame with shutter and w/o position signalling switch, with internal voltage tap on lower stab of circuit breaker, with voltage tap module VTM680 and power supply of ETU600, able to communication, integrated metering type PMF-3 Advanced Power Monitor., Voltage, Energy, Power, Power factor, Frequency, Unbalance, Temperature, Power quality, Manual operating mechanism with mechanical closing, without Spring charging motor, Ready-to-close signal. switch, Auxiliary switches 2NO+2NC, without Closing coil (CC), manual operating mechanism with mechanical closing, without Remote trip alarm reset coil (RR), without 2nd shunt trip, without 1st Shunt trip | 187100 | 1 | Z\ | 1
3WA1120-4GF32-0AA0 |  | Withdrawable circuit breaker with guide frame, IEC 60947-2, frame size 1, 3-poles, In=2000A up to 690V AC 50/60Hz, breaking capacity M Icu=85/66kA at 500/690V, Trip unit ETU600 LSIG upgrade ready , colordisplay, bluetooth and USB interface, Protection LT, ST, INST, GFx, N-protection required an external N-sensor, incl. trip alarm switch (1xCO), rear connection horizontal, guide frame with shutter and w/o position signalling switch, with internal voltage tap on lower stab of circuit breaker, with voltage tap module VTM680 and power supply of ETU600, able to communication, integrated metering type PMF-3 Advanced Power Monitor., Voltage, Energy, Power, Power factor, Frequency, Unbalance, Temperature, Power quality, Manual operating mechanism with mechanical closing, without Spring charging motor, Ready-to-close signal. switch, Auxiliary switches 2NO+2NC, without Closing coil (CC), manual operating mechanism with mechanical closing, without Remote trip alarm reset coil (RR), without 2nd shunt trip, without 1st Shunt trip | 184100 | 1 | Z\ | 1
3WA1120-4GF33-0AA0 |  | Withdrawable circuit breaker with guide frame, IEC 60947-2, frame size 1, 3-poles, In=2000A up to 690V AC 50/60Hz, breaking capacity M Icu=85/66kA at 500/690V, Trip unit ETU600 LSIG upgrade ready , colordisplay, bluetooth and USB interface, Protection LT, ST, INST, GFx, N-protection required an external N-sensor, incl. trip alarm switch (1xCO), front connection double hole, guide frame with shutter and w/o position signalling switch, with internal voltage tap on lower stab of circuit breaker, with voltage tap module VTM680 and power supply of ETU600, able to communication, integrated metering type PMF-3 Advanced Power Monitor., Voltage, Energy, Power, Power factor, Frequency, Unbalance, Temperature, Power quality, Manual operating mechanism with mechanical closing, without Spring charging motor, Ready-to-close signal. switch, Auxiliary switches 2NO+2NC, without Closing coil (CC), manual operating mechanism with mechanical closing, without Remote trip alarm reset coil (RR), without 2nd shunt trip, without 1st Shunt trip | 193100 | 1 | Z\ | 1
3WA1120-4GF34-0AA0 |  | Withdrawable circuit breaker with guide frame, IEC 60947-2, frame size 1, 3-poles, In=2000A up to 690V AC 50/60Hz, breaking capacity M Icu=85/66kA at 500/690V, Trip unit ETU600 LSIG upgrade ready , colordisplay, bluetooth and USB interface, Protection LT, ST, INST, GFx, N-protection required an external N-sensor, incl. trip alarm switch (1xCO), rear connection flange, guide frame with shutter and w/o position signalling switch, with internal voltage tap on lower stab of circuit breaker, with voltage tap module VTM680 and power supply of ETU600, able to communication, integrated metering type PMF-3 Advanced Power Monitor., Voltage, Energy, Power, Power factor, Frequency, Unbalance, Temperature, Power quality, Manual operating mechanism with mechanical closing, without Spring charging motor, Ready-to-close signal. switch, Auxiliary switches 2NO+2NC, without Closing coil (CC), manual operating mechanism with mechanical closing, without Remote trip alarm reset coil (RR), without 2nd shunt trip, without 1st Shunt trip | 184100 | 1 | Z\ | 1
3WA1120-4GF41-0AA0 |  | Withdrawable circuit breaker with guide frame, IEC 60947-2, frame size 1, 4-poles, N-pole left, In=2000A up to 690V AC 50/60Hz, breaking capacity M Icu=85/66kA at 500/690V, Trip unit ETU600 LSIG upgrade ready , colordisplay, bluetooth and USB interface, Protection LT, ST, INST, GFx, include N-protection, (internal N-sensor available), incl. trip alarm switch (1xCO), rear connection vertical, guide frame with shutter and w/o position signalling switch, with internal voltage tap on lower stab of circuit breaker, with voltage tap module VTM680 and power supply of ETU600, able to communication, integrated metering type PMF-3 Advanced Power Monitor., Voltage, Energy, Power, Power factor, Frequency, Unbalance, Temperature, Power quality, Manual operating mechanism with mechanical closing, without Spring charging motor, Ready-to-close signal. switch, Auxiliary switches 2NO+2NC, without Closing coil (CC), manual operating mechanism with mechanical closing, without Remote trip alarm reset coil (RR), without 2nd shunt trip, without 1st Shunt trip | 236100 | 1 | Z\ | 1
3WA1120-4GF42-0AA0 |  | Withdrawable circuit breaker with guide frame, IEC 60947-2, frame size 1, 4-poles, N-pole left, In=2000A up to 690V AC 50/60Hz, breaking capacity M Icu=85/66kA at 500/690V, Trip unit ETU600 LSIG upgrade ready , colordisplay, bluetooth and USB interface, Protection LT, ST, INST, GFx, include N-protection, (internal N-sensor available), incl. trip alarm switch (1xCO), rear connection horizontal, guide frame with shutter and w/o position signalling switch, with internal voltage tap on lower stab of circuit breaker, with voltage tap module VTM680 and power supply of ETU600, able to communication, integrated metering type PMF-3 Advanced Power Monitor., Voltage, Energy, Power, Power factor, Frequency, Unbalance, Temperature, Power quality, Manual operating mechanism with mechanical closing, without Spring charging motor, Ready-to-close signal. switch, Auxiliary switches 2NO+2NC, without Closing coil (CC), manual operating mechanism with mechanical closing, without Remote trip alarm reset coil (RR), without 2nd shunt trip, without 1st Shunt trip | 232100 | 1 | Z\ | 1
3WA1120-4GF43-0AA0 |  | Withdrawable circuit breaker with guide frame, IEC 60947-2, frame size 1, 4-poles, N-pole left, In=2000A up to 690V AC 50/60Hz, breaking capacity M Icu=85/66kA at 500/690V, Trip unit ETU600 LSIG upgrade ready , colordisplay, bluetooth and USB interface, Protection LT, ST, INST, GFx, include N-protection, (internal N-sensor available), incl. trip alarm switch (1xCO), front connection double hole, guide frame with shutter and w/o position signalling switch, with internal voltage tap on lower stab of circuit breaker, with voltage tap module VTM680 and power supply of ETU600, able to communication, integrated metering type PMF-3 Advanced Power Monitor., Voltage, Energy, Power, Power factor, Frequency, Unbalance, Temperature, Power quality, Manual operating mechanism with mechanical closing, without Spring charging motor, Ready-to-close signal. switch, Auxiliary switches 2NO+2NC, without Closing coil (CC), manual operating mechanism with mechanical closing, without Remote trip alarm reset coil (RR), without 2nd shunt trip, without 1st Shunt trip | 244100 | 1 | Z\ | 1
3WA1120-4GF44-0AA0 |  | Withdrawable circuit breaker with guide frame, IEC 60947-2, frame size 1, 4-poles, N-pole left, In=2000A up to 690V AC 50/60Hz, breaking capacity M Icu=85/66kA at 500/690V, Trip unit ETU600 LSIG upgrade ready , colordisplay, bluetooth and USB interface, Protection LT, ST, INST, GFx, include N-protection, (internal N-sensor available), incl. trip alarm switch (1xCO), rear connection flange, guide frame with shutter and w/o position signalling switch, with internal voltage tap on lower stab of circuit breaker, with voltage tap module VTM680 and power supply of ETU600, able to communication, integrated metering type PMF-3 Advanced Power Monitor., Voltage, Energy, Power, Power factor, Frequency, Unbalance, Temperature, Power quality, Manual operating mechanism with mechanical closing, without Spring charging motor, Ready-to-close signal. switch, Auxiliary switches 2NO+2NC, without Closing coil (CC), manual operating mechanism with mechanical closing, without Remote trip alarm reset coil (RR), without 2nd shunt trip, without 1st Shunt trip | 232100 | 1 | Z\ | 1
3WA1120-4LE01-0AA0 |  | Fixed-mounted circuit breaker IEC 60947-2, frame size 1, 3-poles, In=2000A up to 690V AC 50/60Hz, breaking capacity M Icu=85/66kA at 500/690V, Trip unit ETU600 LSI upgrade ready , colordisplay, bluetooth and USB interface, Protection LT, ST, INST, N-protection required an external N-sensor, incl. trip alarm switch (1xCO), rear connection vertical, with internal voltage tap on upper stab of circuit breaker, with voltage tap module VTM680 and power supply of ETU600, able to communication, integrated metering type PMF-1 Energy Efficiency, Voltage, Active energy Ea Manual operating mechanism with mechanical closing, without Spring charging motor, Ready-to-close signal. switch, Auxiliary switches 2NO+2NC, without Closing coil (CC), manual operating mechanism with mechanical closing, without Remote trip alarm reset coil (RR), without 2nd shunt trip, without 1st Shunt trip | 134870 | 1 | Z\ | 1
3WA1120-4LE02-0AA0 |  | Fixed-mounted circuit breaker IEC 60947-2, frame size 1, 3-poles, In=2000A up to 690V AC 50/60Hz, breaking capacity M Icu=85/66kA at 500/690V, Trip unit ETU600 LSI upgrade ready , colordisplay, bluetooth and USB interface, Protection LT, ST, INST, N-protection required an external N-sensor, incl. trip alarm switch (1xCO), rear connection horizontal, with internal voltage tap on upper stab of circuit breaker, with voltage tap module VTM680 and power supply of ETU600, able to communication, integrated metering type PMF-1 Energy Efficiency, Voltage, Active energy Ea Manual operating mechanism with mechanical closing, without Spring charging motor, Ready-to-close signal. switch, Auxiliary switches 2NO+2NC, without Closing coil (CC), manual operating mechanism with mechanical closing, without Remote trip alarm reset coil (RR), without 2nd shunt trip, without 1st Shunt trip | 130870 | 1 | Z\ | 1
3WA1120-4LE03-0AA0 |  | Fixed-mounted circuit breaker IEC 60947-2, frame size 1, 3-poles, In=2000A up to 690V AC 50/60Hz, breaking capacity M Icu=85/66kA at 500/690V, Trip unit ETU600 LSI upgrade ready , colordisplay, bluetooth and USB interface, Protection LT, ST, INST, N-protection required an external N-sensor, incl. trip alarm switch (1xCO), front connection double hole, with internal voltage tap on upper stab of circuit breaker, with voltage tap module VTM680 and power supply of ETU600, able to communication, integrated metering type PMF-1 Energy Efficiency, Voltage, Active energy Ea Manual operating mechanism with mechanical closing, without Spring charging motor, Ready-to-close signal. switch, Auxiliary switches 2NO+2NC, without Closing coil (CC), manual operating mechanism with mechanical closing, without Remote trip alarm reset coil (RR), without 2nd shunt trip, without 1st Shunt trip | 140870 | 1 | Z\ | 1
3WA1120-4LE11-0AA0 |  | Fixed-mounted circuit breaker IEC 60947-2, frame size 1, 4-poles, N-pole left, In=2000A up to 690V AC 50/60Hz, breaking capacity M Icu=85/66kA at 500/690V, Trip unit ETU600 LSI upgrade ready , colordisplay, bluetooth and USB interface, Protection LT, ST, INST, include N-protection, (internal N-sensor available), incl. trip alarm switch (1xCO), rear connection vertical, with internal voltage tap on upper stab of circuit breaker, with voltage tap module VTM680 and power supply of ETU600, able to communication, integrated metering type PMF-1 Energy Efficiency, Voltage, Active energy Ea Manual operating mechanism with mechanical closing, without Spring charging motor, Ready-to-close signal. switch, Auxiliary switches 2NO+2NC, without Closing coil (CC), manual operating mechanism with mechanical closing, without Remote trip alarm reset coil (RR), without 2nd shunt trip, without 1st Shunt trip | 174870 | 1 | Z\ | 1
3WA1120-4LE12-0AA0 |  | Fixed-mounted circuit breaker IEC 60947-2, frame size 1, 4-poles, N-pole left, In=2000A up to 690V AC 50/60Hz, breaking capacity M Icu=85/66kA at 500/690V, Trip unit ETU600 LSI upgrade ready , colordisplay, bluetooth and USB interface, Protection LT, ST, INST, include N-protection, (internal N-sensor available), incl. trip alarm switch (1xCO), rear connection horizontal, with internal voltage tap on upper stab of circuit breaker, with voltage tap module VTM680 and power supply of ETU600, able to communication, integrated metering type PMF-1 Energy Efficiency, Voltage, Active energy Ea Manual operating mechanism with mechanical closing, without Spring charging motor, Ready-to-close signal. switch, Auxiliary switches 2NO+2NC, without Closing coil (CC), manual operating mechanism with mechanical closing, without Remote trip alarm reset coil (RR), without 2nd shunt trip, without 1st Shunt trip | 169870 | 1 | Z\ | 1
3WA1120-4LE13-0AA0 |  | Fixed-mounted circuit breaker IEC 60947-2, frame size 1, 4-poles, N-pole left, In=2000A up to 690V AC 50/60Hz, breaking capacity M Icu=85/66kA at 500/690V, Trip unit ETU600 LSI upgrade ready , colordisplay, bluetooth and USB interface, Protection LT, ST, INST, include N-protection, (internal N-sensor available), incl. trip alarm switch (1xCO), front connection double hole, with internal voltage tap on upper stab of circuit breaker, with voltage tap module VTM680 and power supply of ETU600, able to communication, integrated metering type PMF-1 Energy Efficiency, Voltage, Active energy Ea Manual operating mechanism with mechanical closing, without Spring charging motor, Ready-to-close signal. switch, Auxiliary switches 2NO+2NC, without Closing coil (CC), manual operating mechanism with mechanical closing, without Remote trip alarm reset coil (RR), without 2nd shunt trip, without 1st Shunt trip | 183870 | 1 | Z\ | 1
3WA1120-4LE21-0AA0 |  | fixed-mounted circuit breaker, IEC 60947-2, size 1, 4-pole, N pole on right, In=2000 A up to 690 V AC 50/60 Hz, breaking capacity M Icu=85/66 kA at 500/690 V, tripping unit ETU600 LSI upgradeable, color display, Bluetooth, USB interface, basic protection LT, ST, INST, including protection of the N conductor (internal neutral point sensor available), trip alarm switch (1 x CO), connection at rear vertical, with internal voltage tap on upper stab of circuit breaker, with voltage tap module VTM680 and power supply of ETU600, able to communication, integrated metering type PMF-1 Energy Efficiency, Voltage, Active energy Ea Manual operating mechanism with mechanical closing, without Spring charging motor, Ready-to-close signal. switch, Auxiliary switches 2NO+2NC, without Closing coil (CC), manual operating mechanism with mechanical closing, without Remote trip alarm reset coil (RR), without 2nd shunt trip, without 1st Shunt trip | 174870 | 1 | Z\ | 1
3WA1120-4LE22-0AA0 |  | fixed-mounted circuit breaker, IEC 60947-2, size 1, 4-pole, N pole on right, In=2000 A up to 690 V AC 50/60 Hz, breaking capacity M Icu=85/66 kA at 500/690 V, tripping unit ETU600 LSI upgradeable, color display, Bluetooth, USB interface, basic protection LT, ST, INST, including protection of the N conductor (internal neutral point sensor available), trip alarm switch (1 x CO), connection at rear horizontal with internal voltage tap on upper stab of circuit breaker, with voltage tap module VTM680 and power supply of ETU600, able to communication, integrated metering type PMF-1 Energy Efficiency, Voltage, Active energy Ea Manual operating mechanism with mechanical closing, without Spring charging motor, Ready-to-close signal. switch, Auxiliary switches 2NO+2NC, without Closing coil (CC), manual operating mechanism with mechanical closing, without Remote trip alarm reset coil (RR), without 2nd shunt trip, without 1st Shunt trip | 169870 | 1 | Z\ | 1
3WA1120-4LE23-0AA0 |  | fixed-mounted circuit breaker, IEC 60947-2, size 1, 4-pole, N pole on right, In=2000 A up to 690 V AC 50/60 Hz, breaking capacity M Icu=85/66 kA at 500/690 V, tripping unit ETU600 LSI upgradeable, color display, Bluetooth, USB interface, basic protection LT, ST, INST, including protection of the N conductor (internal neutral point sensor available), trip alarm switch (1 x CO), front connection double hole, with internal voltage tap on upper stab of circuit breaker, with voltage tap module VTM680 and power supply of ETU600, able to communication, integrated metering type PMF-1 Energy Efficiency, Voltage, Active energy Ea Manual operating mechanism with mechanical closing, without Spring charging motor, Ready-to-close signal. switch, Auxiliary switches 2NO+2NC, without Closing coil (CC), manual operating mechanism with mechanical closing, without Remote trip alarm reset coil (RR), without 2nd shunt trip, without 1st Shunt trip | 183870 | 1 | Z\ | 1
3WA1120-4LE31-0AA0 |  | Withdrawable circuit breaker with guide frame, IEC 60947-2, frame size 1, 3-poles, In=2000A up to 690V AC 50/60Hz, breaking capacity M Icu=85/66kA at 500/690V, Trip unit ETU600 LSI upgrade ready , colordisplay, bluetooth and USB interface, Protection LT, ST, INST, N-protection required an external N-sensor, incl. trip alarm switch (1xCO), rear connection vertical, guide frame with shutter and w/o position signalling switch, with internal voltage tap on upper stab of circuit breaker, with voltage tap module VTM680 and power supply of ETU600, able to communication, integrated metering type PMF-1 Energy Efficiency, Voltage, Active energy Ea Manual operating mechanism with mechanical closing, without Spring charging motor, Ready-to-close signal. switch, Auxiliary switches 2NO+2NC, without Closing coil (CC), manual operating mechanism with mechanical closing, without Remote trip alarm reset coil (RR), without 2nd shunt trip, without 1st Shunt trip | 161870 | 1 | Z\ | 1
3WA1120-4LE32-0AA0 |  | Withdrawable circuit breaker with guide frame, IEC 60947-2, frame size 1, 3-poles, In=2000A up to 690V AC 50/60Hz, breaking capacity M Icu=85/66kA at 500/690V, Trip unit ETU600 LSI upgrade ready , colordisplay, bluetooth and USB interface, Protection LT, ST, INST, N-protection required an external N-sensor, incl. trip alarm switch (1xCO), rear connection horizontal, guide frame with shutter and w/o position signalling switch, with internal voltage tap on upper stab of circuit breaker, with voltage tap module VTM680 and power supply of ETU600, able to communication, integrated metering type PMF-1 Energy Efficiency, Voltage, Active energy Ea Manual operating mechanism with mechanical closing, without Spring charging motor, Ready-to-close signal. switch, Auxiliary switches 2NO+2NC, without Closing coil (CC), manual operating mechanism with mechanical closing, without Remote trip alarm reset coil (RR), without 2nd shunt trip, without 1st Shunt trip | 158870 | 1 | Z\ | 1
3WA1120-4LE33-0AA0 |  | Withdrawable circuit breaker with guide frame, IEC 60947-2, frame size 1, 3-poles, In=2000A up to 690V AC 50/60Hz, breaking capacity M Icu=85/66kA at 500/690V, Trip unit ETU600 LSI upgrade ready , colordisplay, bluetooth and USB interface, Protection LT, ST, INST, N-protection required an external N-sensor, incl. trip alarm switch (1xCO), front connection double hole, guide frame with shutter and w/o position signalling switch, with internal voltage tap on upper stab of circuit breaker, with voltage tap module VTM680 and power supply of ETU600, able to communication, integrated metering type PMF-1 Energy Efficiency, Voltage, Active energy Ea Manual operating mechanism with mechanical closing, without Spring charging motor, Ready-to-close signal. switch, Auxiliary switches 2NO+2NC, without Closing coil (CC), manual operating mechanism with mechanical closing, without Remote trip alarm reset coil (RR), without 2nd shunt trip, without 1st Shunt trip | 166870 | 1 | Z\ | 1
3WA1120-4LE34-0AA0 |  | Withdrawable circuit breaker with guide frame, IEC 60947-2, frame size 1, 3-poles, In=2000A up to 690V AC 50/60Hz, breaking capacity M Icu=85/66kA at 500/690V, Trip unit ETU600 LSI upgrade ready , colordisplay, bluetooth and USB interface, Protection LT, ST, INST, N-protection required an external N-sensor, incl. trip alarm switch (1xCO), rear connection flange, guide frame with shutter and w/o position signalling switch, with internal voltage tap on upper stab of circuit breaker, with voltage tap module VTM680 and power supply of ETU600, able to communication, integrated metering type PMF-1 Energy Efficiency, Voltage, Active energy Ea Manual operating mechanism with mechanical closing, without Spring charging motor, Ready-to-close signal. switch, Auxiliary switches 2NO+2NC, without Closing coil (CC), manual operating mechanism with mechanical closing, without Remote trip alarm reset coil (RR), without 2nd shunt trip, without 1st Shunt trip | 158870 | 1 | Z\ | 1
3WA1120-4LE41-0AA0 |  | Withdrawable circuit breaker with guide frame, IEC 60947-2, frame size 1, 4-poles, N-pole left, In=2000A up to 690V AC 50/60Hz, breaking capacity M Icu=85/66kA at 500/690V, Trip unit ETU600 LSI upgrade ready , colordisplay, bluetooth and USB interface, Protection LT, ST, INST, include N-protection, (internal N-sensor available), incl. trip alarm switch (1xCO), rear connection vertical, guide frame with shutter and w/o position signalling switch, with internal voltage tap on upper stab of circuit breaker, with voltage tap module VTM680 and power supply of ETU600, able to communication, integrated metering type PMF-1 Energy Efficiency, Voltage, Active energy Ea Manual operating mechanism with mechanical closing, without Spring charging motor, Ready-to-close signal. switch, Auxiliary switches 2NO+2NC, without Closing coil (CC), manual operating mechanism with mechanical closing, without Remote trip alarm reset coil (RR), without 2nd shunt trip, without 1st Shunt trip | 209870 | 1 | Z\ | 1
3WA1120-4LE42-0AA0 |  | Withdrawable circuit breaker with guide frame, IEC 60947-2, frame size 1, 4-poles, N-pole left, In=2000A up to 690V AC 50/60Hz, breaking capacity M Icu=85/66kA at 500/690V, Trip unit ETU600 LSI upgrade ready , colordisplay, bluetooth and USB interface, Protection LT, ST, INST, include N-protection, (internal N-sensor available), incl. trip alarm switch (1xCO), rear connection horizontal, guide frame with shutter and w/o position signalling switch, with internal voltage tap on upper stab of circuit breaker, with voltage tap module VTM680 and power supply of ETU600, able to communication, integrated metering type PMF-1 Energy Efficiency, Voltage, Active energy Ea Manual operating mechanism with mechanical closing, without Spring charging motor, Ready-to-close signal. switch, Auxiliary switches 2NO+2NC, without Closing coil (CC), manual operating mechanism with mechanical closing, without Remote trip alarm reset coil (RR), without 2nd shunt trip, without 1st Shunt trip | 206870 | 1 | Z\ | 1
3WA1120-4LE43-0AA0 |  | Withdrawable circuit breaker with guide frame, IEC 60947-2, frame size 1, 4-poles, N-pole left, In=2000A up to 690V AC 50/60Hz, breaking capacity M Icu=85/66kA at 500/690V, Trip unit ETU600 LSI upgrade ready , colordisplay, bluetooth and USB interface, Protection LT, ST, INST, include N-protection, (internal N-sensor available), incl. trip alarm switch (1xCO), front connection double hole, guide frame with shutter and w/o position signalling switch, with internal voltage tap on upper stab of circuit breaker, with voltage tap module VTM680 and power supply of ETU600, able to communication, integrated metering type PMF-1 Energy Efficiency, Voltage, Active energy Ea Manual operating mechanism with mechanical closing, without Spring charging motor, Ready-to-close signal. switch, Auxiliary switches 2NO+2NC, without Closing coil (CC), manual operating mechanism with mechanical closing, without Remote trip alarm reset coil (RR), without 2nd shunt trip, without 1st Shunt trip | 217870 | 1 | Z\ | 1
3WA1120-4LE44-0AA0 |  | Withdrawable circuit breaker with guide frame, IEC 60947-2, frame size 1, 4-poles, N-pole left, In=2000A up to 690V AC 50/60Hz, breaking capacity M Icu=85/66kA at 500/690V, Trip unit ETU600 LSI upgrade ready , colordisplay, bluetooth and USB interface, Protection LT, ST, INST, include N-protection, (internal N-sensor available), incl. trip alarm switch (1xCO), rear connection flange, guide frame with shutter and w/o position signalling switch, with internal voltage tap on upper stab of circuit breaker, with voltage tap module VTM680 and power supply of ETU600, able to communication, integrated metering type PMF-1 Energy Efficiency, Voltage, Active energy Ea Manual operating mechanism with mechanical closing, without Spring charging motor, Ready-to-close signal. switch, Auxiliary switches 2NO+2NC, without Closing coil (CC), manual operating mechanism with mechanical closing, without Remote trip alarm reset coil (RR), without 2nd shunt trip, without 1st Shunt trip | 206870 | 1 | Z\ | 1
3WA1120-4LF01-0AA0 |  | Fixed-mounted circuit breaker IEC 60947-2, frame size 1, 3-poles, In=2000A up to 690V AC 50/60Hz, breaking capacity M Icu=85/66kA at 500/690V, Trip unit ETU600 LSIG upgrade ready , colordisplay, bluetooth and USB interface, Protection LT, ST, INST, GFx, N-protection required an external N-sensor, incl. trip alarm switch (1xCO), rear connection vertical, with internal voltage tap on upper stab of circuit breaker, with voltage tap module VTM680 and power supply of ETU600, able to communication, integrated metering type PMF-1 Energy Efficiency, Voltage, Active energy Ea Manual operating mechanism with mechanical closing, without Spring charging motor, Ready-to-close signal. switch, Auxiliary switches 2NO+2NC, without Closing coil (CC), manual operating mechanism with mechanical closing, without Remote trip alarm reset coil (RR), without 2nd shunt trip, without 1st Shunt trip | 144870 | 1 | Z\ | 1
3WA1120-4LF02-0AA0 |  | Fixed-mounted circuit breaker IEC 60947-2, frame size 1, 3-poles, In=2000A up to 690V AC 50/60Hz, breaking capacity M Icu=85/66kA at 500/690V, Trip unit ETU600 LSIG upgrade ready , colordisplay, bluetooth and USB interface, Protection LT, ST, INST, GFx, N-protection required an external N-sensor, incl. trip alarm switch (1xCO), rear connection horizontal, with internal voltage tap on upper stab of circuit breaker, with voltage tap module VTM680 and power supply of ETU600, able to communication, integrated metering type PMF-1 Energy Efficiency, Voltage, Active energy Ea Manual operating mechanism with mechanical closing, without Spring charging motor, Ready-to-close signal. switch, Auxiliary switches 2NO+2NC, without Closing coil (CC), manual operating mechanism with mechanical closing, without Remote trip alarm reset coil (RR), without 2nd shunt trip, without 1st Shunt trip | 141870 | 1 | Z\ | 1
3WA1120-4LF03-0AA0 |  | Fixed-mounted circuit breaker IEC 60947-2, frame size 1, 3-poles, In=2000A up to 690V AC 50/60Hz, breaking capacity M Icu=85/66kA at 500/690V, Trip unit ETU600 LSIG upgrade ready , colordisplay, bluetooth and USB interface, Protection LT, ST, INST, GFx, N-protection required an external N-sensor, incl. trip alarm switch (1xCO), front connection double hole, with internal voltage tap on upper stab of circuit breaker, with voltage tap module VTM680 and power supply of ETU600, able to communication, integrated metering type PMF-1 Energy Efficiency, Voltage, Active energy Ea Manual operating mechanism with mechanical closing, without Spring charging motor, Ready-to-close signal. switch, Auxiliary switches 2NO+2NC, without Closing coil (CC), manual operating mechanism with mechanical closing, without Remote trip alarm reset coil (RR), without 2nd shunt trip, without 1st Shunt trip | 151870 | 1 | Z\ | 1
3WA1120-4LF11-0AA0 |  | Fixed-mounted circuit breaker IEC 60947-2, frame size 1, 4-poles, N-pole left, In=2000A up to 690V AC 50/60Hz, breaking capacity M Icu=85/66kA at 500/690V, Trip unit ETU600 LSIG upgrade ready , colordisplay, bluetooth and USB interface, Protection LT, ST, INST, GFx, include N-protection, (internal N-sensor available), incl. trip alarm switch (1xCO), rear connection vertical, with internal voltage tap on upper stab of circuit breaker, with voltage tap module VTM680 and power supply of ETU600, able to communication, integrated metering type PMF-1 Energy Efficiency, Voltage, Active energy Ea Manual operating mechanism with mechanical closing, without Spring charging motor, Ready-to-close signal. switch, Auxiliary switches 2NO+2NC, without Closing coil (CC), manual operating mechanism with mechanical closing, without Remote trip alarm reset coil (RR), without 2nd shunt trip, without 1st Shunt trip | 184870 | 1 | Z\ | 1
3WA1120-4LF12-0AA0 |  | Fixed-mounted circuit breaker IEC 60947-2, frame size 1, 4-poles, N-pole left, In=2000A up to 690V AC 50/60Hz, breaking capacity M Icu=85/66kA at 500/690V, Trip unit ETU600 LSIG upgrade ready , colordisplay, bluetooth and USB interface, Protection LT, ST, INST, GFx, include N-protection, (internal N-sensor available), incl. trip alarm switch (1xCO), rear connection horizontal, with internal voltage tap on upper stab of circuit breaker, with voltage tap module VTM680 and power supply of ETU600, able to communication, integrated metering type PMF-1 Energy Efficiency, Voltage, Active energy Ea Manual operating mechanism with mechanical closing, without Spring charging motor, Ready-to-close signal. switch, Auxiliary switches 2NO+2NC, without Closing coil (CC), manual operating mechanism with mechanical closing, without Remote trip alarm reset coil (RR), without 2nd shunt trip, without 1st Shunt trip | 180870 | 1 | Z\ | 1
3WA1120-4LF13-0AA0 |  | Fixed-mounted circuit breaker IEC 60947-2, frame size 1, 4-poles, N-pole left, In=2000A up to 690V AC 50/60Hz, breaking capacity M Icu=85/66kA at 500/690V, Trip unit ETU600 LSIG upgrade ready , colordisplay, bluetooth and USB interface, Protection LT, ST, INST, GFx, include N-protection, (internal N-sensor available), incl. trip alarm switch (1xCO), front connection double hole, with internal voltage tap on upper stab of circuit breaker, with voltage tap module VTM680 and power supply of ETU600, able to communication, integrated metering type PMF-1 Energy Efficiency, Voltage, Active energy Ea Manual operating mechanism with mechanical closing, without Spring charging motor, Ready-to-close signal. switch, Auxiliary switches 2NO+2NC, without Closing coil (CC), manual operating mechanism with mechanical closing, without Remote trip alarm reset coil (RR), without 2nd shunt trip, without 1st Shunt trip | 193870 | 1 | Z\ | 1
3WA1120-4LF21-0AA0 |  | fixed-mounted circuit breaker, IEC 60947-2, size 1, 4-pole, N pole on right, In=2000 A up to 690 V AC 50/60 Hz, breaking capacity M Icu=85/66 kA at 500/690 V, tripping unit ETU600 LSIG upgradeable, color display, Bluetooth, USB interface, basic protection LT, ST, INST, GFx, including protection of the N conductor (internal neutral point sensor available), trip alarm switch (1 x CO), connection at rear vertical, with internal voltage tap on upper stab of circuit breaker, with voltage tap module VTM680 and power supply of ETU600, able to communication, integrated metering type PMF-1 Energy Efficiency, Voltage, Active energy Ea Manual operating mechanism with mechanical closing, without Spring charging motor, Ready-to-close signal. switch, Auxiliary switches 2NO+2NC, without Closing coil (CC), manual operating mechanism with mechanical closing, without Remote trip alarm reset coil (RR), without 2nd shunt trip, without 1st Shunt trip | 184870 | 1 | Z\ | 1
3WA1120-4LF22-0AA0 |  | fixed-mounted circuit breaker, IEC 60947-2, size 1, 4-pole, N pole on right, In=2000 A up to 690 V AC 50/60 Hz, breaking capacity M Icu=85/66 kA at 500/690 V, tripping unit ETU600 LSIG upgradeable, color display, Bluetooth, USB interface, basic protection LT, ST, INST, GFx, including protection of the N conductor (internal neutral point sensor available), trip alarm switch (1 x CO), connection at rear horizontal with internal voltage tap on upper stab of circuit breaker, with voltage tap module VTM680 and power supply of ETU600, able to communication, integrated metering type PMF-1 Energy Efficiency, Voltage, Active energy Ea Manual operating mechanism with mechanical closing, without Spring charging motor, Ready-to-close signal. switch, Auxiliary switches 2NO+2NC, without Closing coil (CC), manual operating mechanism with mechanical closing, without Remote trip alarm reset coil (RR), without 2nd shunt trip, without 1st Shunt trip | 180870 | 1 | Z\ | 1
3WA1120-4LF23-0AA0 |  | fixed-mounted circuit breaker, IEC 60947-2, size 1, 4-pole, N pole on right, In=2000 A up to 690 V AC 50/60 Hz, breaking capacity M Icu=85/66 kA at 500/690 V, tripping unit ETU600 LSIG upgradeable, color display, Bluetooth, USB interface, basic protection LT, ST, INST, GFx, including protection of the N conductor (internal neutral point sensor available), trip alarm switch (1 x CO), front connection double hole, with internal voltage tap on upper stab of circuit breaker, with voltage tap module VTM680 and power supply of ETU600, able to communication, integrated metering type PMF-1 Energy Efficiency, Voltage, Active energy Ea Manual operating mechanism with mechanical closing, without Spring charging motor, Ready-to-close signal. switch, Auxiliary switches 2NO+2NC, without Closing coil (CC), manual operating mechanism with mechanical closing, without Remote trip alarm reset coil (RR), without 2nd shunt trip, without 1st Shunt trip | 193870 | 1 | Z\ | 1
3WA1120-4LF31-0AA0 |  | Withdrawable circuit breaker with guide frame, IEC 60947-2, frame size 1, 3-poles, In=2000A up to 690V AC 50/60Hz, breaking capacity M Icu=85/66kA at 500/690V, Trip unit ETU600 LSIG upgrade ready , colordisplay, bluetooth and USB interface, Protection LT, ST, INST, GFx, N-protection required an external N-sensor, incl. trip alarm switch (1xCO), rear connection vertical, guide frame with shutter and w/o position signalling switch, with internal voltage tap on upper stab of circuit breaker, with voltage tap module VTM680 and power supply of ETU600, able to communication, integrated metering type PMF-1 Energy Efficiency, Voltage, Active energy Ea Manual operating mechanism with mechanical closing, without Spring charging motor, Ready-to-close signal. switch, Auxiliary switches 2NO+2NC, without Closing coil (CC), manual operating mechanism with mechanical closing, without Remote trip alarm reset coil (RR), without 2nd shunt trip, without 1st Shunt trip | 171870 | 1 | Z\ | 1
3WA1120-4LF32-0AA0 |  | Withdrawable circuit breaker with guide frame, IEC 60947-2, frame size 1, 3-poles, In=2000A up to 690V AC 50/60Hz, breaking capacity M Icu=85/66kA at 500/690V, Trip unit ETU600 LSIG upgrade ready , colordisplay, bluetooth and USB interface, Protection LT, ST, INST, GFx, N-protection required an external N-sensor, incl. trip alarm switch (1xCO), rear connection horizontal, guide frame with shutter and w/o position signalling switch, with internal voltage tap on upper stab of circuit breaker, with voltage tap module VTM680 and power supply of ETU600, able to communication, integrated metering type PMF-1 Energy Efficiency, Voltage, Active energy Ea Manual operating mechanism with mechanical closing, without Spring charging motor, Ready-to-close signal. switch, Auxiliary switches 2NO+2NC, without Closing coil (CC), manual operating mechanism with mechanical closing, without Remote trip alarm reset coil (RR), without 2nd shunt trip, without 1st Shunt trip | 168870 | 1 | Z\ | 1
3WA1120-4LF33-0AA0 |  | Withdrawable circuit breaker with guide frame, IEC 60947-2, frame size 1, 3-poles, In=2000A up to 690V AC 50/60Hz, breaking capacity M Icu=85/66kA at 500/690V, Trip unit ETU600 LSIG upgrade ready , colordisplay, bluetooth and USB interface, Protection LT, ST, INST, GFx, N-protection required an external N-sensor, incl. trip alarm switch (1xCO), front connection double hole, guide frame with shutter and w/o position signalling switch, with internal voltage tap on upper stab of circuit breaker, with voltage tap module VTM680 and power supply of ETU600, able to communication, integrated metering type PMF-1 Energy Efficiency, Voltage, Active energy Ea Manual operating mechanism with mechanical closing, without Spring charging motor, Ready-to-close signal. switch, Auxiliary switches 2NO+2NC, without Closing coil (CC), manual operating mechanism with mechanical closing, without Remote trip alarm reset coil (RR), without 2nd shunt trip, without 1st Shunt trip | 177870 | 1 | Z\ | 1
3WA1120-4LF34-0AA0 |  | Withdrawable circuit breaker with guide frame, IEC 60947-2, frame size 1, 3-poles, In=2000A up to 690V AC 50/60Hz, breaking capacity M Icu=85/66kA at 500/690V, Trip unit ETU600 LSIG upgrade ready , colordisplay, bluetooth and USB interface, Protection LT, ST, INST, GFx, N-protection required an external N-sensor, incl. trip alarm switch (1xCO), rear connection flange, guide frame with shutter and w/o position signalling switch, with internal voltage tap on upper stab of circuit breaker, with voltage tap module VTM680 and power supply of ETU600, able to communication, integrated metering type PMF-1 Energy Efficiency, Voltage, Active energy Ea Manual operating mechanism with mechanical closing, without Spring charging motor, Ready-to-close signal. switch, Auxiliary switches 2NO+2NC, without Closing coil (CC), manual operating mechanism with mechanical closing, without Remote trip alarm reset coil (RR), without 2nd shunt trip, without 1st Shunt trip | 168870 | 1 | Z\ | 1
3WA1120-4LF41-0AA0 |  | Withdrawable circuit breaker with guide frame, IEC 60947-2, frame size 1, 4-poles, N-pole left, In=2000A up to 690V AC 50/60Hz, breaking capacity M Icu=85/66kA at 500/690V, Trip unit ETU600 LSIG upgrade ready , colordisplay, bluetooth and USB interface, Protection LT, ST, INST, GFx, include N-protection, (internal N-sensor available), incl. trip alarm switch (1xCO), rear connection vertical, guide frame with shutter and w/o position signalling switch, with internal voltage tap on upper stab of circuit breaker, with voltage tap module VTM680 and power supply of ETU600, able to communication, integrated metering type PMF-1 Energy Efficiency, Voltage, Active energy Ea Manual operating mechanism with mechanical closing, without Spring charging motor, Ready-to-close signal. switch, Auxiliary switches 2NO+2NC, without Closing coil (CC), manual operating mechanism with mechanical closing, without Remote trip alarm reset coil (RR), without 2nd shunt trip, without 1st Shunt trip | 220870 | 1 | Z\ | 1
3WA1120-4LF42-0AA0 |  | Withdrawable circuit breaker with guide frame, IEC 60947-2, frame size 1, 4-poles, N-pole left, In=2000A up to 690V AC 50/60Hz, breaking capacity M Icu=85/66kA at 500/690V, Trip unit ETU600 LSIG upgrade ready , colordisplay, bluetooth and USB interface, Protection LT, ST, INST, GFx, include N-protection, (internal N-sensor available), incl. trip alarm switch (1xCO), rear connection horizontal, guide frame with shutter and w/o position signalling switch, with internal voltage tap on upper stab of circuit breaker, with voltage tap module VTM680 and power supply of ETU600, able to communication, integrated metering type PMF-1 Energy Efficiency, Voltage, Active energy Ea Manual operating mechanism with mechanical closing, without Spring charging motor, Ready-to-close signal. switch, Auxiliary switches 2NO+2NC, without Closing coil (CC), manual operating mechanism with mechanical closing, without Remote trip alarm reset coil (RR), without 2nd shunt trip, without 1st Shunt trip | 216870 | 1 | Z\ | 1
3WA1120-4LF43-0AA0 |  | Withdrawable circuit breaker with guide frame, IEC 60947-2, frame size 1, 4-poles, N-pole left, In=2000A up to 690V AC 50/60Hz, breaking capacity M Icu=85/66kA at 500/690V, Trip unit ETU600 LSIG upgrade ready , colordisplay, bluetooth and USB interface, Protection LT, ST, INST, GFx, include N-protection, (internal N-sensor available), incl. trip alarm switch (1xCO), front connection double hole, guide frame with shutter and w/o position signalling switch, with internal voltage tap on upper stab of circuit breaker, with voltage tap module VTM680 and power supply of ETU600, able to communication, integrated metering type PMF-1 Energy Efficiency, Voltage, Active energy Ea Manual operating mechanism with mechanical closing, without Spring charging motor, Ready-to-close signal. switch, Auxiliary switches 2NO+2NC, without Closing coil (CC), manual operating mechanism with mechanical closing, without Remote trip alarm reset coil (RR), without 2nd shunt trip, without 1st Shunt trip | 228870 | 1 | Z\ | 1
3WA1120-4LF44-0AA0 |  | Withdrawable circuit breaker with guide frame, IEC 60947-2, frame size 1, 4-poles, N-pole left, In=2000A up to 690V AC 50/60Hz, breaking capacity M Icu=85/66kA at 500/690V, Trip unit ETU600 LSIG upgrade ready , colordisplay, bluetooth and USB interface, Protection LT, ST, INST, GFx, include N-protection, (internal N-sensor available), incl. trip alarm switch (1xCO), rear connection flange, guide frame with shutter and w/o position signalling switch, with internal voltage tap on upper stab of circuit breaker, with voltage tap module VTM680 and power supply of ETU600, able to communication, integrated metering type PMF-1 Energy Efficiency, Voltage, Active energy Ea Manual operating mechanism with mechanical closing, without Spring charging motor, Ready-to-close signal. switch, Auxiliary switches 2NO+2NC, without Closing coil (CC), manual operating mechanism with mechanical closing, without Remote trip alarm reset coil (RR), without 2nd shunt trip, without 1st Shunt trip | 216870 | 1 | Z\ | 1
3WA1120-4ME01-0AA0 |  | Fixed-mounted circuit breaker IEC 60947-2, frame size 1, 3-poles, In=2000A up to 690V AC 50/60Hz, breaking capacity M Icu=85/66kA at 500/690V, Trip unit ETU600 LSI upgrade ready , colordisplay, bluetooth and USB interface, Protection LT, ST, INST, N-protection required an external N-sensor, incl. trip alarm switch (1xCO), rear connection vertical, with internal voltage tap on upper stab of circuit breaker, with voltage tap module VTM680 and power supply of ETU600, able to communication, integrated metering type PMF-2 Basic Power Monitoring, Voltage, Energy, Power, Power factor, Frequency, Unbalance, Temperature, Manual operating mechanism with mechanical closing, without Spring charging motor, Ready-to-close signal. switch, Auxiliary switches 2NO+2NC, without Closing coil (CC), manual operating mechanism with mechanical closing, without Remote trip alarm reset coil (RR), without 2nd shunt trip, without 1st Shunt trip | 143700 | 1 | Z\ | 1
3WA1120-4ME02-0AA0 |  | Fixed-mounted circuit breaker IEC 60947-2, frame size 1, 3-poles, In=2000A up to 690V AC 50/60Hz, breaking capacity M Icu=85/66kA at 500/690V, Trip unit ETU600 LSI upgrade ready , colordisplay, bluetooth and USB interface, Protection LT, ST, INST, N-protection required an external N-sensor, incl. trip alarm switch (1xCO), rear connection horizontal, with internal voltage tap on upper stab of circuit breaker, with voltage tap module VTM680 and power supply of ETU600, able to communication, integrated metering type PMF-2 Basic Power Monitoring, Voltage, Energy, Power, Power factor, Frequency, Unbalance, Temperature, Manual operating mechanism with mechanical closing, without Spring charging motor, Ready-to-close signal. switch, Auxiliary switches 2NO+2NC, without Closing coil (CC), manual operating mechanism with mechanical closing, without Remote trip alarm reset coil (RR), without 2nd shunt trip, without 1st Shunt trip | 139700 | 1 | Z\ | 1
3WA1120-4ME03-0AA0 |  | Fixed-mounted circuit breaker IEC 60947-2, frame size 1, 3-poles, In=2000A up to 690V AC 50/60Hz, breaking capacity M Icu=85/66kA at 500/690V, Trip unit ETU600 LSI upgrade ready , colordisplay, bluetooth and USB interface, Protection LT, ST, INST, N-protection required an external N-sensor, incl. trip alarm switch (1xCO), front connection double hole, with internal voltage tap on upper stab of circuit breaker, with voltage tap module VTM680 and power supply of ETU600, able to communication, integrated metering type PMF-2 Basic Power Monitoring, Voltage, Energy, Power, Power factor, Frequency, Unbalance, Temperature, Manual operating mechanism with mechanical closing, without Spring charging motor, Ready-to-close signal. switch, Auxiliary switches 2NO+2NC, without Closing coil (CC), manual operating mechanism with mechanical closing, without Remote trip alarm reset coil (RR), without 2nd shunt trip, without 1st Shunt trip | 149700 | 1 | Z\ | 1
3WA1120-4ME11-0AA0 |  | Fixed-mounted circuit breaker IEC 60947-2, frame size 1, 4-poles, N-pole left, In=2000A up to 690V AC 50/60Hz, breaking capacity M Icu=85/66kA at 500/690V, Trip unit ETU600 LSI upgrade ready , colordisplay, bluetooth and USB interface, Protection LT, ST, INST, include N-protection, (internal N-sensor available), incl. trip alarm switch (1xCO), rear connection vertical, with internal voltage tap on upper stab of circuit breaker, with voltage tap module VTM680 and power supply of ETU600, able to communication, integrated metering type PMF-2 Basic Power Monitoring, Voltage, Energy, Power, Power factor, Frequency, Unbalance, Temperature, Manual operating mechanism with mechanical closing, without Spring charging motor, Ready-to-close signal. switch, Auxiliary switches 2NO+2NC, without Closing coil (CC), manual operating mechanism with mechanical closing, without Remote trip alarm reset coil (RR), without 2nd shunt trip, without 1st Shunt trip | 183700 | 1 | Z\ | 1
3WA1120-4ME12-0AA0 |  | Fixed-mounted circuit breaker IEC 60947-2, frame size 1, 4-poles, N-pole left, In=2000A up to 690V AC 50/60Hz, breaking capacity M Icu=85/66kA at 500/690V, Trip unit ETU600 LSI upgrade ready , colordisplay, bluetooth and USB interface, Protection LT, ST, INST, include N-protection, (internal N-sensor available), incl. trip alarm switch (1xCO), rear connection horizontal, with internal voltage tap on upper stab of circuit breaker, with voltage tap module VTM680 and power supply of ETU600, able to communication, integrated metering type PMF-2 Basic Power Monitoring, Voltage, Energy, Power, Power factor, Frequency, Unbalance, Temperature, Manual operating mechanism with mechanical closing, without Spring charging motor, Ready-to-close signal. switch, Auxiliary switches 2NO+2NC, without Closing coil (CC), manual operating mechanism with mechanical closing, without Remote trip alarm reset coil (RR), without 2nd shunt trip, without 1st Shunt trip | 178700 | 1 | Z\ | 1
3WA1120-4ME13-0AA0 |  | Fixed-mounted circuit breaker IEC 60947-2, frame size 1, 4-poles, N-pole left, In=2000A up to 690V AC 50/60Hz, breaking capacity M Icu=85/66kA at 500/690V, Trip unit ETU600 LSI upgrade ready , colordisplay, bluetooth and USB interface, Protection LT, ST, INST, include N-protection, (internal N-sensor available), incl. trip alarm switch (1xCO), front connection double hole, with internal voltage tap on upper stab of circuit breaker, with voltage tap module VTM680 and power supply of ETU600, able to communication, integrated metering type PMF-2 Basic Power Monitoring, Voltage, Energy, Power, Power factor, Frequency, Unbalance, Temperature, Manual operating mechanism with mechanical closing, without Spring charging motor, Ready-to-close signal. switch, Auxiliary switches 2NO+2NC, without Closing coil (CC), manual operating mechanism with mechanical closing, without Remote trip alarm reset coil (RR), without 2nd shunt trip, without 1st Shunt trip | 192700 | 1 | Z\ | 1
3WA1120-4ME21-0AA0 |  | fixed-mounted circuit breaker, IEC 60947-2, size 1, 4-pole, N pole on right, In=2000 A up to 690 V AC 50/60 Hz, breaking capacity M Icu=85/66 kA at 500/690 V, tripping unit ETU600 LSI upgradeable, color display, Bluetooth, USB interface, basic protection LT, ST, INST, including protection of the N conductor (internal neutral point sensor available), trip alarm switch (1 x CO), connection at rear vertical, with internal voltage tap on upper stab of circuit breaker, with voltage tap module VTM680 and power supply of ETU600, able to communication, integrated metering type PMF-2 Basic Power Monitoring, Voltage, Energy, Power, Power factor, Frequency, Unbalance, Temperature, Manual operating mechanism with mechanical closing, without Spring charging motor, Ready-to-close signal. switch, Auxiliary switches 2NO+2NC, without Closing coil (CC), manual operating mechanism with mechanical closing, without Remote trip alarm reset coil (RR), without 2nd shunt trip, without 1st Shunt trip | 183700 | 1 | Z\ | 1
3WA1120-4ME22-0AA0 |  | fixed-mounted circuit breaker, IEC 60947-2, size 1, 4-pole, N pole on right, In=2000 A up to 690 V AC 50/60 Hz, breaking capacity M Icu=85/66 kA at 500/690 V, tripping unit ETU600 LSI upgradeable, color display, Bluetooth, USB interface, basic protection LT, ST, INST, including protection of the N conductor (internal neutral point sensor available), trip alarm switch (1 x CO), connection at rear horizontal with internal voltage tap on upper stab of circuit breaker, with voltage tap module VTM680 and power supply of ETU600, able to communication, integrated metering type PMF-2 Basic Power Monitoring, Voltage, Energy, Power, Power factor, Frequency, Unbalance, Temperature, Manual operating mechanism with mechanical closing, without Spring charging motor, Ready-to-close signal. switch, Auxiliary switches 2NO+2NC, without Closing coil (CC), manual operating mechanism with mechanical closing, without Remote trip alarm reset coil (RR), without 2nd shunt trip, without 1st Shunt trip | 178700 | 1 | Z\ | 1
3WA1120-4ME23-0AA0 |  | fixed-mounted circuit breaker, IEC 60947-2, size 1, 4-pole, N pole on right, In=2000 A up to 690 V AC 50/60 Hz, breaking capacity M Icu=85/66 kA at 500/690 V, tripping unit ETU600 LSI upgradeable, color display, Bluetooth, USB interface, basic protection LT, ST, INST, including protection of the N conductor (internal neutral point sensor available), trip alarm switch (1 x CO), front connection double hole, with internal voltage tap on upper stab of circuit breaker, with voltage tap module VTM680 and power supply of ETU600, able to communication, integrated metering type PMF-2 Basic Power Monitoring, Voltage, Energy, Power, Power factor, Frequency, Unbalance, Temperature, Manual operating mechanism with mechanical closing, without Spring charging motor, Ready-to-close signal. switch, Auxiliary switches 2NO+2NC, without Closing coil (CC), manual operating mechanism with mechanical closing, without Remote trip alarm reset coil (RR), without 2nd shunt trip, without 1st Shunt trip | 192700 | 1 | Z\ | 1
3WA1120-4ME31-0AA0 |  | Withdrawable circuit breaker with guide frame, IEC 60947-2, frame size 1, 3-poles, In=2000A up to 690V AC 50/60Hz, breaking capacity M Icu=85/66kA at 500/690V, Trip unit ETU600 LSI upgrade ready , colordisplay, bluetooth and USB interface, Protection LT, ST, INST, N-protection required an external N-sensor, incl. trip alarm switch (1xCO), rear connection vertical, guide frame with shutter and w/o position signalling switch, with internal voltage tap on upper stab of circuit breaker, with voltage tap module VTM680 and power supply of ETU600, able to communication, integrated metering type PMF-2 Basic Power Monitoring, Voltage, Energy, Power, Power factor, Frequency, Unbalance, Temperature, Manual operating mechanism with mechanical closing, without Spring charging motor, Ready-to-close signal. switch, Auxiliary switches 2NO+2NC, without Closing coil (CC), manual operating mechanism with mechanical closing, without Remote trip alarm reset coil (RR), without 2nd shunt trip, without 1st Shunt trip | 170700 | 1 | Z\ | 1
3WA1120-4ME32-0AA0 |  | Withdrawable circuit breaker with guide frame, IEC 60947-2, frame size 1, 3-poles, In=2000A up to 690V AC 50/60Hz, breaking capacity M Icu=85/66kA at 500/690V, Trip unit ETU600 LSI upgrade ready , colordisplay, bluetooth and USB interface, Protection LT, ST, INST, N-protection required an external N-sensor, incl. trip alarm switch (1xCO), rear connection horizontal, guide frame with shutter and w/o position signalling switch, with internal voltage tap on upper stab of circuit breaker, with voltage tap module VTM680 and power supply of ETU600, able to communication, integrated metering type PMF-2 Basic Power Monitoring, Voltage, Energy, Power, Power factor, Frequency, Unbalance, Temperature, Manual operating mechanism with mechanical closing, without Spring charging motor, Ready-to-close signal. switch, Auxiliary switches 2NO+2NC, without Closing coil (CC), manual operating mechanism with mechanical closing, without Remote trip alarm reset coil (RR), without 2nd shunt trip, without 1st Shunt trip | 167700 | 1 | Z\ | 1
3WA1120-4ME33-0AA0 |  | Withdrawable circuit breaker with guide frame, IEC 60947-2, frame size 1, 3-poles, In=2000A up to 690V AC 50/60Hz, breaking capacity M Icu=85/66kA at 500/690V, Trip unit ETU600 LSI upgrade ready , colordisplay, bluetooth and USB interface, Protection LT, ST, INST, N-protection required an external N-sensor, incl. trip alarm switch (1xCO), front connection double hole, guide frame with shutter and w/o position signalling switch, with internal voltage tap on upper stab of circuit breaker, with voltage tap module VTM680 and power supply of ETU600, able to communication, integrated metering type PMF-2 Basic Power Monitoring, Voltage, Energy, Power, Power factor, Frequency, Unbalance, Temperature, Manual operating mechanism with mechanical closing, without Spring charging motor, Ready-to-close signal. switch, Auxiliary switches 2NO+2NC, without Closing coil (CC), manual operating mechanism with mechanical closing, without Remote trip alarm reset coil (RR), without 2nd shunt trip, without 1st Shunt trip | 175700 | 1 | Z\ | 1
3WA1120-4ME34-0AA0 |  | Withdrawable circuit breaker with guide frame, IEC 60947-2, frame size 1, 3-poles, In=2000A up to 690V AC 50/60Hz, breaking capacity M Icu=85/66kA at 500/690V, Trip unit ETU600 LSI upgrade ready , colordisplay, bluetooth and USB interface, Protection LT, ST, INST, N-protection required an external N-sensor, incl. trip alarm switch (1xCO), rear connection flange, guide frame with shutter and w/o position signalling switch, with internal voltage tap on upper stab of circuit breaker, with voltage tap module VTM680 and power supply of ETU600, able to communication, integrated metering type PMF-2 Basic Power Monitoring, Voltage, Energy, Power, Power factor, Frequency, Unbalance, Temperature, Manual operating mechanism with mechanical closing, without Spring charging motor, Ready-to-close signal. switch, Auxiliary switches 2NO+2NC, without Closing coil (CC), manual operating mechanism with mechanical closing, without Remote trip alarm reset coil (RR), without 2nd shunt trip, without 1st Shunt trip | 167700 | 1 | Z\ | 1
3WA1120-4ME41-0AA0 |  | Withdrawable circuit breaker with guide frame, IEC 60947-2, frame size 1, 4-poles, N-pole left, In=2000A up to 690V AC 50/60Hz, breaking capacity M Icu=85/66kA at 500/690V, Trip unit ETU600 LSI upgrade ready , colordisplay, bluetooth and USB interface, Protection LT, ST, INST, include N-protection, (internal N-sensor available), incl. trip alarm switch (1xCO), rear connection vertical, guide frame with shutter and w/o position signalling switch, with internal voltage tap on upper stab of circuit breaker, with voltage tap module VTM680 and power supply of ETU600, able to communication, integrated metering type PMF-2 Basic Power Monitoring, Voltage, Energy, Power, Power factor, Frequency, Unbalance, Temperature, Manual operating mechanism with mechanical closing, without Spring charging motor, Ready-to-close signal. switch, Auxiliary switches 2NO+2NC, without Closing coil (CC), manual operating mechanism with mechanical closing, without Remote trip alarm reset coil (RR), without 2nd shunt trip, without 1st Shunt trip | 218700 | 1 | Z\ | 1
3WA1120-4ME42-0AA0 |  | Withdrawable circuit breaker with guide frame, IEC 60947-2, frame size 1, 4-poles, N-pole left, In=2000A up to 690V AC 50/60Hz, breaking capacity M Icu=85/66kA at 500/690V, Trip unit ETU600 LSI upgrade ready , colordisplay, bluetooth and USB interface, Protection LT, ST, INST, include N-protection, (internal N-sensor available), incl. trip alarm switch (1xCO), rear connection horizontal, guide frame with shutter and w/o position signalling switch, with internal voltage tap on upper stab of circuit breaker, with voltage tap module VTM680 and power supply of ETU600, able to communication, integrated metering type PMF-2 Basic Power Monitoring, Voltage, Energy, Power, Power factor, Frequency, Unbalance, Temperature, Manual operating mechanism with mechanical closing, without Spring charging motor, Ready-to-close signal. switch, Auxiliary switches 2NO+2NC, without Closing coil (CC), manual operating mechanism with mechanical closing, without Remote trip alarm reset coil (RR), without 2nd shunt trip, without 1st Shunt trip | 215700 | 1 | Z\ | 1
3WA1120-4ME43-0AA0 |  | Withdrawable circuit breaker with guide frame, IEC 60947-2, frame size 1, 4-poles, N-pole left, In=2000A up to 690V AC 50/60Hz, breaking capacity M Icu=85/66kA at 500/690V, Trip unit ETU600 LSI upgrade ready , colordisplay, bluetooth and USB interface, Protection LT, ST, INST, include N-protection, (internal N-sensor available), incl. trip alarm switch (1xCO), front connection double hole, guide frame with shutter and w/o position signalling switch, with internal voltage tap on upper stab of circuit breaker, with voltage tap module VTM680 and power supply of ETU600, able to communication, integrated metering type PMF-2 Basic Power Monitoring, Voltage, Energy, Power, Power factor, Frequency, Unbalance, Temperature, Manual operating mechanism with mechanical closing, without Spring charging motor, Ready-to-close signal. switch, Auxiliary switches 2NO+2NC, without Closing coil (CC), manual operating mechanism with mechanical closing, without Remote trip alarm reset coil (RR), without 2nd shunt trip, without 1st Shunt trip | 226700 | 1 | Z\ | 1
3WA1120-4ME44-0AA0 |  | Withdrawable circuit breaker with guide frame, IEC 60947-2, frame size 1, 4-poles, N-pole left, In=2000A up to 690V AC 50/60Hz, breaking capacity M Icu=85/66kA at 500/690V, Trip unit ETU600 LSI upgrade ready , colordisplay, bluetooth and USB interface, Protection LT, ST, INST, include N-protection, (internal N-sensor available), incl. trip alarm switch (1xCO), rear connection flange, guide frame with shutter and w/o position signalling switch, with internal voltage tap on upper stab of circuit breaker, with voltage tap module VTM680 and power supply of ETU600, able to communication, integrated metering type PMF-2 Basic Power Monitoring, Voltage, Energy, Power, Power factor, Frequency, Unbalance, Temperature, Manual operating mechanism with mechanical closing, without Spring charging motor, Ready-to-close signal. switch, Auxiliary switches 2NO+2NC, without Closing coil (CC), manual operating mechanism with mechanical closing, without Remote trip alarm reset coil (RR), without 2nd shunt trip, without 1st Shunt trip | 215700 | 1 | Z\ | 1
3WA1120-4MF01-0AA0 |  | Fixed-mounted circuit breaker IEC 60947-2, frame size 1, 3-poles, In=2000A up to 690V AC 50/60Hz, breaking capacity M Icu=85/66kA at 500/690V, Trip unit ETU600 LSIG upgrade ready , colordisplay, bluetooth and USB interface, Protection LT, ST, INST, GFx, N-protection required an external N-sensor, incl. trip alarm switch (1xCO), rear connection vertical, with internal voltage tap on upper stab of circuit breaker, with voltage tap module VTM680 and power supply of ETU600, able to communication, integrated metering type PMF-2 Basic Power Monitoring, Voltage, Energy, Power, Power factor, Frequency, Unbalance, Temperature, Manual operating mechanism with mechanical closing, without Spring charging motor, Ready-to-close signal. switch, Auxiliary switches 2NO+2NC, without Closing coil (CC), manual operating mechanism with mechanical closing, without Remote trip alarm reset coil (RR), without 2nd shunt trip, without 1st Shunt trip | 153700 | 1 | Z\ | 1
3WA1120-4MF02-0AA0 |  | Fixed-mounted circuit breaker IEC 60947-2, frame size 1, 3-poles, In=2000A up to 690V AC 50/60Hz, breaking capacity M Icu=85/66kA at 500/690V, Trip unit ETU600 LSIG upgrade ready , colordisplay, bluetooth and USB interface, Protection LT, ST, INST, GFx, N-protection required an external N-sensor, incl. trip alarm switch (1xCO), rear connection horizontal, with internal voltage tap on upper stab of circuit breaker, with voltage tap module VTM680 and power supply of ETU600, able to communication, integrated metering type PMF-2 Basic Power Monitoring, Voltage, Energy, Power, Power factor, Frequency, Unbalance, Temperature, Manual operating mechanism with mechanical closing, without Spring charging motor, Ready-to-close signal. switch, Auxiliary switches 2NO+2NC, without Closing coil (CC), manual operating mechanism with mechanical closing, without Remote trip alarm reset coil (RR), without 2nd shunt trip, without 1st Shunt trip | 150700 | 1 | Z\ | 1
3WA1120-4MF03-0AA0 |  | Fixed-mounted circuit breaker IEC 60947-2, frame size 1, 3-poles, In=2000A up to 690V AC 50/60Hz, breaking capacity M Icu=85/66kA at 500/690V, Trip unit ETU600 LSIG upgrade ready , colordisplay, bluetooth and USB interface, Protection LT, ST, INST, GFx, N-protection required an external N-sensor, incl. trip alarm switch (1xCO), front connection double hole, with internal voltage tap on upper stab of circuit breaker, with voltage tap module VTM680 and power supply of ETU600, able to communication, integrated metering type PMF-2 Basic Power Monitoring, Voltage, Energy, Power, Power factor, Frequency, Unbalance, Temperature, Manual operating mechanism with mechanical closing, without Spring charging motor, Ready-to-close signal. switch, Auxiliary switches 2NO+2NC, without Closing coil (CC), manual operating mechanism with mechanical closing, without Remote trip alarm reset coil (RR), without 2nd shunt trip, without 1st Shunt trip | 160700 | 1 | Z\ | 1
3WA1120-4MF11-0AA0 |  | Fixed-mounted circuit breaker IEC 60947-2, frame size 1, 4-poles, N-pole left, In=2000A up to 690V AC 50/60Hz, breaking capacity M Icu=85/66kA at 500/690V, Trip unit ETU600 LSIG upgrade ready , colordisplay, bluetooth and USB interface, Protection LT, ST, INST, GFx, include N-protection, (internal N-sensor available), incl. trip alarm switch (1xCO), rear connection vertical, with internal voltage tap on upper stab of circuit breaker, with voltage tap module VTM680 and power supply of ETU600, able to communication, integrated metering type PMF-2 Basic Power Monitoring, Voltage, Energy, Power, Power factor, Frequency, Unbalance, Temperature, Manual operating mechanism with mechanical closing, without Spring charging motor, Ready-to-close signal. switch, Auxiliary switches 2NO+2NC, without Closing coil (CC), manual operating mechanism with mechanical closing, without Remote trip alarm reset coil (RR), without 2nd shunt trip, without 1st Shunt trip | 193700 | 1 | Z\ | 1
3WA1120-4MF12-0AA0 |  | Fixed-mounted circuit breaker IEC 60947-2, frame size 1, 4-poles, N-pole left, In=2000A up to 690V AC 50/60Hz, breaking capacity M Icu=85/66kA at 500/690V, Trip unit ETU600 LSIG upgrade ready , colordisplay, bluetooth and USB interface, Protection LT, ST, INST, GFx, include N-protection, (internal N-sensor available), incl. trip alarm switch (1xCO), rear connection horizontal, with internal voltage tap on upper stab of circuit breaker, with voltage tap module VTM680 and power supply of ETU600, able to communication, integrated metering type PMF-2 Basic Power Monitoring, Voltage, Energy, Power, Power factor, Frequency, Unbalance, Temperature, Manual operating mechanism with mechanical closing, without Spring charging motor, Ready-to-close signal. switch, Auxiliary switches 2NO+2NC, without Closing coil (CC), manual operating mechanism with mechanical closing, without Remote trip alarm reset coil (RR), without 2nd shunt trip, without 1st Shunt trip | 189700 | 1 | Z\ | 1
3WA1120-4MF13-0AA0 |  | Fixed-mounted circuit breaker IEC 60947-2, frame size 1, 4-poles, N-pole left, In=2000A up to 690V AC 50/60Hz, breaking capacity M Icu=85/66kA at 500/690V, Trip unit ETU600 LSIG upgrade ready , colordisplay, bluetooth and USB interface, Protection LT, ST, INST, GFx, include N-protection, (internal N-sensor available), incl. trip alarm switch (1xCO), front connection double hole, with internal voltage tap on upper stab of circuit breaker, with voltage tap module VTM680 and power supply of ETU600, able to communication, integrated metering type PMF-2 Basic Power Monitoring, Voltage, Energy, Power, Power factor, Frequency, Unbalance, Temperature, Manual operating mechanism with mechanical closing, without Spring charging motor, Ready-to-close signal. switch, Auxiliary switches 2NO+2NC, without Closing coil (CC), manual operating mechanism with mechanical closing, without Remote trip alarm reset coil (RR), without 2nd shunt trip, without 1st Shunt trip | 202700 | 1 | Z\ | 1
3WA1120-4MF21-0AA0 |  | fixed-mounted circuit breaker, IEC 60947-2, size 1, 4-pole, N pole on right, In=2000 A up to 690 V AC 50/60 Hz, breaking capacity M Icu=85/66 kA at 500/690 V, tripping unit ETU600 LSIG upgradeable, color display, Bluetooth, USB interface, basic protection LT, ST, INST, GFx, including protection of the N conductor (internal neutral point sensor available), trip alarm switch (1 x CO), connection at rear vertical, with internal voltage tap on upper stab of circuit breaker, with voltage tap module VTM680 and power supply of ETU600, able to communication, integrated metering type PMF-2 Basic Power Monitoring, Voltage, Energy, Power, Power factor, Frequency, Unbalance, Temperature, Manual operating mechanism with mechanical closing, without Spring charging motor, Ready-to-close signal. switch, Auxiliary switches 2NO+2NC, without Closing coil (CC), manual operating mechanism with mechanical closing, without Remote trip alarm reset coil (RR), without 2nd shunt trip, without 1st Shunt trip | 193700 | 1 | Z\ | 1
3WA1120-4MF22-0AA0 |  | fixed-mounted circuit breaker, IEC 60947-2, size 1, 4-pole, N pole on right, In=2000 A up to 690 V AC 50/60 Hz, breaking capacity M Icu=85/66 kA at 500/690 V, tripping unit ETU600 LSIG upgradeable, color display, Bluetooth, USB interface, basic protection LT, ST, INST, GFx, including protection of the N conductor (internal neutral point sensor available), trip alarm switch (1 x CO), connection at rear horizontal with internal voltage tap on upper stab of circuit breaker, with voltage tap module VTM680 and power supply of ETU600, able to communication, integrated metering type PMF-2 Basic Power Monitoring, Voltage, Energy, Power, Power factor, Frequency, Unbalance, Temperature, Manual operating mechanism with mechanical closing, without Spring charging motor, Ready-to-close signal. switch, Auxiliary switches 2NO+2NC, without Closing coil (CC), manual operating mechanism with mechanical closing, without Remote trip alarm reset coil (RR), without 2nd shunt trip, without 1st Shunt trip | 189700 | 1 | Z\ | 1
3WA1120-4MF23-0AA0 |  | fixed-mounted circuit breaker, IEC 60947-2, size 1, 4-pole, N pole on right, In=2000 A up to 690 V AC 50/60 Hz, breaking capacity M Icu=85/66 kA at 500/690 V, tripping unit ETU600 LSIG upgradeable, color display, Bluetooth, USB interface, basic protection LT, ST, INST, GFx, including protection of the N conductor (internal neutral point sensor available), trip alarm switch (1 x CO), front connection double hole, with internal voltage tap on upper stab of circuit breaker, with voltage tap module VTM680 and power supply of ETU600, able to communication, integrated metering type PMF-2 Basic Power Monitoring, Voltage, Energy, Power, Power factor, Frequency, Unbalance, Temperature, Manual operating mechanism with mechanical closing, without Spring charging motor, Ready-to-close signal. switch, Auxiliary switches 2NO+2NC, without Closing coil (CC), manual operating mechanism with mechanical closing, without Remote trip alarm reset coil (RR), without 2nd shunt trip, without 1st Shunt trip | 202700 | 1 | Z\ | 1
3WA1120-4MF31-0AA0 |  | Withdrawable circuit breaker with guide frame, IEC 60947-2, frame size 1, 3-poles, In=2000A up to 690V AC 50/60Hz, breaking capacity M Icu=85/66kA at 500/690V, Trip unit ETU600 LSIG upgrade ready , colordisplay, bluetooth and USB interface, Protection LT, ST, INST, GFx, N-protection required an external N-sensor, incl. trip alarm switch (1xCO), rear connection vertical, guide frame with shutter and w/o position signalling switch, with internal voltage tap on upper stab of circuit breaker, with voltage tap module VTM680 and power supply of ETU600, able to communication, integrated metering type PMF-2 Basic Power Monitoring, Voltage, Energy, Power, Power factor, Frequency, Unbalance, Temperature, Manual operating mechanism with mechanical closing, without Spring charging motor, Ready-to-close signal. switch, Auxiliary switches 2NO+2NC, without Closing coil (CC), manual operating mechanism with mechanical closing, without Remote trip alarm reset coil (RR), without 2nd shunt trip, without 1st Shunt trip | 180700 | 1 | Z\ | 1
3WA1120-4MF32-0AA0 |  | Withdrawable circuit breaker with guide frame, IEC 60947-2, frame size 1, 3-poles, In=2000A up to 690V AC 50/60Hz, breaking capacity M Icu=85/66kA at 500/690V, Trip unit ETU600 LSIG upgrade ready , colordisplay, bluetooth and USB interface, Protection LT, ST, INST, GFx, N-protection required an external N-sensor, incl. trip alarm switch (1xCO), rear connection horizontal, guide frame with shutter and w/o position signalling switch, with internal voltage tap on upper stab of circuit breaker, with voltage tap module VTM680 and power supply of ETU600, able to communication, integrated metering type PMF-2 Basic Power Monitoring, Voltage, Energy, Power, Power factor, Frequency, Unbalance, Temperature, Manual operating mechanism with mechanical closing, without Spring charging motor, Ready-to-close signal. switch, Auxiliary switches 2NO+2NC, without Closing coil (CC), manual operating mechanism with mechanical closing, without Remote trip alarm reset coil (RR), without 2nd shunt trip, without 1st Shunt trip | 177700 | 1 | Z\ | 1
3WA1120-4MF33-0AA0 |  | Withdrawable circuit breaker with guide frame, IEC 60947-2, frame size 1, 3-poles, In=2000A up to 690V AC 50/60Hz, breaking capacity M Icu=85/66kA at 500/690V, Trip unit ETU600 LSIG upgrade ready , colordisplay, bluetooth and USB interface, Protection LT, ST, INST, GFx, N-protection required an external N-sensor, incl. trip alarm switch (1xCO), front connection double hole, guide frame with shutter and w/o position signalling switch, with internal voltage tap on upper stab of circuit breaker, with voltage tap module VTM680 and power supply of ETU600, able to communication, integrated metering type PMF-2 Basic Power Monitoring, Voltage, Energy, Power, Power factor, Frequency, Unbalance, Temperature, Manual operating mechanism with mechanical closing, without Spring charging motor, Ready-to-close signal. switch, Auxiliary switches 2NO+2NC, without Closing coil (CC), manual operating mechanism with mechanical closing, without Remote trip alarm reset coil (RR), without 2nd shunt trip, without 1st Shunt trip | 186700 | 1 | Z\ | 1
3WA1120-4MF34-0AA0 |  | Withdrawable circuit breaker with guide frame, IEC 60947-2, frame size 1, 3-poles, In=2000A up to 690V AC 50/60Hz, breaking capacity M Icu=85/66kA at 500/690V, Trip unit ETU600 LSIG upgrade ready , colordisplay, bluetooth and USB interface, Protection LT, ST, INST, GFx, N-protection required an external N-sensor, incl. trip alarm switch (1xCO), rear connection flange, guide frame with shutter and w/o position signalling switch, with internal voltage tap on upper stab of circuit breaker, with voltage tap module VTM680 and power supply of ETU600, able to communication, integrated metering type PMF-2 Basic Power Monitoring, Voltage, Energy, Power, Power factor, Frequency, Unbalance, Temperature, Manual operating mechanism with mechanical closing, without Spring charging motor, Ready-to-close signal. switch, Auxiliary switches 2NO+2NC, without Closing coil (CC), manual operating mechanism with mechanical closing, without Remote trip alarm reset coil (RR), without 2nd shunt trip, without 1st Shunt trip | 177700 | 1 | Z\ | 1
3WA1120-4MF41-0AA0 |  | Withdrawable circuit breaker with guide frame, IEC 60947-2, frame size 1, 4-poles, N-pole left, In=2000A up to 690V AC 50/60Hz, breaking capacity M Icu=85/66kA at 500/690V, Trip unit ETU600 LSIG upgrade ready , colordisplay, bluetooth and USB interface, Protection LT, ST, INST, GFx, include N-protection, (internal N-sensor available), incl. trip alarm switch (1xCO), rear connection vertical, guide frame with shutter and w/o position signalling switch, with internal voltage tap on upper stab of circuit breaker, with voltage tap module VTM680 and power supply of ETU600, able to communication, integrated metering type PMF-2 Basic Power Monitoring, Voltage, Energy, Power, Power factor, Frequency, Unbalance, Temperature, Manual operating mechanism with mechanical closing, without Spring charging motor, Ready-to-close signal. switch, Auxiliary switches 2NO+2NC, without Closing coil (CC), manual operating mechanism with mechanical closing, without Remote trip alarm reset coil (RR), without 2nd shunt trip, without 1st Shunt trip | 229700 | 1 | Z\ | 1
3WA1120-4MF42-0AA0 |  | Withdrawable circuit breaker with guide frame, IEC 60947-2, frame size 1, 4-poles, N-pole left, In=2000A up to 690V AC 50/60Hz, breaking capacity M Icu=85/66kA at 500/690V, Trip unit ETU600 LSIG upgrade ready , colordisplay, bluetooth and USB interface, Protection LT, ST, INST, GFx, include N-protection, (internal N-sensor available), incl. trip alarm switch (1xCO), rear connection horizontal, guide frame with shutter and w/o position signalling switch, with internal voltage tap on upper stab of circuit breaker, with voltage tap module VTM680 and power supply of ETU600, able to communication, integrated metering type PMF-2 Basic Power Monitoring, Voltage, Energy, Power, Power factor, Frequency, Unbalance, Temperature, Manual operating mechanism with mechanical closing, without Spring charging motor, Ready-to-close signal. switch, Auxiliary switches 2NO+2NC, without Closing coil (CC), manual operating mechanism with mechanical closing, without Remote trip alarm reset coil (RR), without 2nd shunt trip, without 1st Shunt trip | 225700 | 1 | Z\ | 1
3WA1120-4MF43-0AA0 |  | Withdrawable circuit breaker with guide frame, IEC 60947-2, frame size 1, 4-poles, N-pole left, In=2000A up to 690V AC 50/60Hz, breaking capacity M Icu=85/66kA at 500/690V, Trip unit ETU600 LSIG upgrade ready , colordisplay, bluetooth and USB interface, Protection LT, ST, INST, GFx, include N-protection, (internal N-sensor available), incl. trip alarm switch (1xCO), front connection double hole, guide frame with shutter and w/o position signalling switch, with internal voltage tap on upper stab of circuit breaker, with voltage tap module VTM680 and power supply of ETU600, able to communication, integrated metering type PMF-2 Basic Power Monitoring, Voltage, Energy, Power, Power factor, Frequency, Unbalance, Temperature, Manual operating mechanism with mechanical closing, without Spring charging motor, Ready-to-close signal. switch, Auxiliary switches 2NO+2NC, without Closing coil (CC), manual operating mechanism with mechanical closing, without Remote trip alarm reset coil (RR), without 2nd shunt trip, without 1st Shunt trip | 237700 | 1 | Z\ | 1
3WA1120-4MF44-0AA0 |  | Withdrawable circuit breaker with guide frame, IEC 60947-2, frame size 1, 4-poles, N-pole left, In=2000A up to 690V AC 50/60Hz, breaking capacity M Icu=85/66kA at 500/690V, Trip unit ETU600 LSIG upgrade ready , colordisplay, bluetooth and USB interface, Protection LT, ST, INST, GFx, include N-protection, (internal N-sensor available), incl. trip alarm switch (1xCO), rear connection flange, guide frame with shutter and w/o position signalling switch, with internal voltage tap on upper stab of circuit breaker, with voltage tap module VTM680 and power supply of ETU600, able to communication, integrated metering type PMF-2 Basic Power Monitoring, Voltage, Energy, Power, Power factor, Frequency, Unbalance, Temperature, Manual operating mechanism with mechanical closing, without Spring charging motor, Ready-to-close signal. switch, Auxiliary switches 2NO+2NC, without Closing coil (CC), manual operating mechanism with mechanical closing, without Remote trip alarm reset coil (RR), without 2nd shunt trip, without 1st Shunt trip | 225700 | 1 | Z\ | 1
3WA1120-4NE01-0AA0 |  | Fixed-mounted circuit breaker IEC 60947-2, frame size 1, 3-poles, In=2000A up to 690V AC 50/60Hz, breaking capacity M Icu=85/66kA at 500/690V, Trip unit ETU600 LSI upgrade ready , colordisplay, bluetooth and USB interface, Protection LT, ST, INST, N-protection required an external N-sensor, incl. trip alarm switch (1xCO), rear connection vertical, with internal voltage tap on upper stab of circuit breaker, with voltage tap module VTM680 and power supply of ETU600, able to communication, integrated metering type PMF-3 Advanced Power Monitor., Voltage, Energy, Power, Power factor, Frequency, Unbalance, Temperature, Power quality, Manual operating mechanism with mechanical closing, without Spring charging motor, Ready-to-close signal. switch, Auxiliary switches 2NO+2NC, without Closing coil (CC), manual operating mechanism with mechanical closing, without Remote trip alarm reset coil (RR), without 2nd shunt trip, without 1st Shunt trip | 150100 | 1 | Z\ | 1
3WA1120-4NE02-0AA0 |  | Fixed-mounted circuit breaker IEC 60947-2, frame size 1, 3-poles, In=2000A up to 690V AC 50/60Hz, breaking capacity M Icu=85/66kA at 500/690V, Trip unit ETU600 LSI upgrade ready , colordisplay, bluetooth and USB interface, Protection LT, ST, INST, N-protection required an external N-sensor, incl. trip alarm switch (1xCO), rear connection horizontal, with internal voltage tap on upper stab of circuit breaker, with voltage tap module VTM680 and power supply of ETU600, able to communication, integrated metering type PMF-3 Advanced Power Monitor., Voltage, Energy, Power, Power factor, Frequency, Unbalance, Temperature, Power quality, Manual operating mechanism with mechanical closing, without Spring charging motor, Ready-to-close signal. switch, Auxiliary switches 2NO+2NC, without Closing coil (CC), manual operating mechanism with mechanical closing, without Remote trip alarm reset coil (RR), without 2nd shunt trip, without 1st Shunt trip | 146100 | 1 | Z\ | 1
3WA1120-4NE03-0AA0 |  | Fixed-mounted circuit breaker IEC 60947-2, frame size 1, 3-poles, In=2000A up to 690V AC 50/60Hz, breaking capacity M Icu=85/66kA at 500/690V, Trip unit ETU600 LSI upgrade ready , colordisplay, bluetooth and USB interface, Protection LT, ST, INST, N-protection required an external N-sensor, incl. trip alarm switch (1xCO), front connection double hole, with internal voltage tap on upper stab of circuit breaker, with voltage tap module VTM680 and power supply of ETU600, able to communication, integrated metering type PMF-3 Advanced Power Monitor., Voltage, Energy, Power, Power factor, Frequency, Unbalance, Temperature, Power quality, Manual operating mechanism with mechanical closing, without Spring charging motor, Ready-to-close signal. switch, Auxiliary switches 2NO+2NC, without Closing coil (CC), manual operating mechanism with mechanical closing, without Remote trip alarm reset coil (RR), without 2nd shunt trip, without 1st Shunt trip | 156100 | 1 | Z\ | 1
3WA1120-4NE11-0AA0 |  | Fixed-mounted circuit breaker IEC 60947-2, frame size 1, 4-poles, N-pole left, In=2000A up to 690V AC 50/60Hz, breaking capacity M Icu=85/66kA at 500/690V, Trip unit ETU600 LSI upgrade ready , colordisplay, bluetooth and USB interface, Protection LT, ST, INST, include N-protection, (internal N-sensor available), incl. trip alarm switch (1xCO), rear connection vertical, with internal voltage tap on upper stab of circuit breaker, with voltage tap module VTM680 and power supply of ETU600, able to communication, integrated metering type PMF-3 Advanced Power Monitor., Voltage, Energy, Power, Power factor, Frequency, Unbalance, Temperature, Power quality, Manual operating mechanism with mechanical closing, without Spring charging motor, Ready-to-close signal. switch, Auxiliary switches 2NO+2NC, without Closing coil (CC), manual operating mechanism with mechanical closing, without Remote trip alarm reset coil (RR), without 2nd shunt trip, without 1st Shunt trip | 190100 | 1 | Z\ | 1
3WA1120-4NE12-0AA0 |  | Fixed-mounted circuit breaker IEC 60947-2, frame size 1, 4-poles, N-pole left, In=2000A up to 690V AC 50/60Hz, breaking capacity M Icu=85/66kA at 500/690V, Trip unit ETU600 LSI upgrade ready , colordisplay, bluetooth and USB interface, Protection LT, ST, INST, include N-protection, (internal N-sensor available), incl. trip alarm switch (1xCO), rear connection horizontal, with internal voltage tap on upper stab of circuit breaker, with voltage tap module VTM680 and power supply of ETU600, able to communication, integrated metering type PMF-3 Advanced Power Monitor., Voltage, Energy, Power, Power factor, Frequency, Unbalance, Temperature, Power quality, Manual operating mechanism with mechanical closing, without Spring charging motor, Ready-to-close signal. switch, Auxiliary switches 2NO+2NC, without Closing coil (CC), manual operating mechanism with mechanical closing, without Remote trip alarm reset coil (RR), without 2nd shunt trip, without 1st Shunt trip | 185100 | 1 | Z\ | 1
3WA1120-4NE13-0AA0 |  | Fixed-mounted circuit breaker IEC 60947-2, frame size 1, 4-poles, N-pole left, In=2000A up to 690V AC 50/60Hz, breaking capacity M Icu=85/66kA at 500/690V, Trip unit ETU600 LSI upgrade ready , colordisplay, bluetooth and USB interface, Protection LT, ST, INST, include N-protection, (internal N-sensor available), incl. trip alarm switch (1xCO), front connection double hole, with internal voltage tap on upper stab of circuit breaker, with voltage tap module VTM680 and power supply of ETU600, able to communication, integrated metering type PMF-3 Advanced Power Monitor., Voltage, Energy, Power, Power factor, Frequency, Unbalance, Temperature, Power quality, Manual operating mechanism with mechanical closing, without Spring charging motor, Ready-to-close signal. switch, Auxiliary switches 2NO+2NC, without Closing coil (CC), manual operating mechanism with mechanical closing, without Remote trip alarm reset coil (RR), without 2nd shunt trip, without 1st Shunt trip | 199100 | 1 | Z\ | 1
3WA1120-4NE21-0AA0 |  | fixed-mounted circuit breaker, IEC 60947-2, size 1, 4-pole, N pole on right, In=2000 A up to 690 V AC 50/60 Hz, breaking capacity M Icu=85/66 kA at 500/690 V, tripping unit ETU600 LSI upgradeable, color display, Bluetooth, USB interface, basic protection LT, ST, INST, including protection of the N conductor (internal neutral point sensor available), trip alarm switch (1 x CO), connection at rear vertical, with internal voltage tap on upper stab of circuit breaker, with voltage tap module VTM680 and power supply of ETU600, able to communication, integrated metering type PMF-3 Advanced Power Monitor., Voltage, Energy, Power, Power factor, Frequency, Unbalance, Temperature, Power quality, Manual operating mechanism with mechanical closing, without Spring charging motor, Ready-to-close signal. switch, Auxiliary switches 2NO+2NC, without Closing coil (CC), manual operating mechanism with mechanical closing, without Remote trip alarm reset coil (RR), without 2nd shunt trip, without 1st Shunt trip | 190100 | 1 | Z\ | 1
3WA1120-4NE22-0AA0 |  | fixed-mounted circuit breaker, IEC 60947-2, size 1, 4-pole, N pole on right, In=2000 A up to 690 V AC 50/60 Hz, breaking capacity M Icu=85/66 kA at 500/690 V, tripping unit ETU600 LSI upgradeable, color display, Bluetooth, USB interface, basic protection LT, ST, INST, including protection of the N conductor (internal neutral point sensor available), trip alarm switch (1 x CO), connection at rear horizontal with internal voltage tap on upper stab of circuit breaker, with voltage tap module VTM680 and power supply of ETU600, able to communication, integrated metering type PMF-3 Advanced Power Monitor., Voltage, Energy, Power, Power factor, Frequency, Unbalance, Temperature, Power quality, Manual operating mechanism with mechanical closing, without Spring charging motor, Ready-to-close signal. switch, Auxiliary switches 2NO+2NC, without Closing coil (CC), manual operating mechanism with mechanical closing, without Remote trip alarm reset coil (RR), without 2nd shunt trip, without 1st Shunt trip | 185100 | 1 | Z\ | 1
3WA1120-4NE23-0AA0 |  | fixed-mounted circuit breaker, IEC 60947-2, size 1, 4-pole, N pole on right, In=2000 A up to 690 V AC 50/60 Hz, breaking capacity M Icu=85/66 kA at 500/690 V, tripping unit ETU600 LSI upgradeable, color display, Bluetooth, USB interface, basic protection LT, ST, INST, including protection of the N conductor (internal neutral point sensor available), trip alarm switch (1 x CO), front connection double hole, with internal voltage tap on upper stab of circuit breaker, with voltage tap module VTM680 and power supply of ETU600, able to communication, integrated metering type PMF-3 Advanced Power Monitor., Voltage, Energy, Power, Power factor, Frequency, Unbalance, Temperature, Power quality, Manual operating mechanism with mechanical closing, without Spring charging motor, Ready-to-close signal. switch, Auxiliary switches 2NO+2NC, without Closing coil (CC), manual operating mechanism with mechanical closing, without Remote trip alarm reset coil (RR), without 2nd shunt trip, without 1st Shunt trip | 199100 | 1 | Z\ | 1
3WA1120-4NE31-0AA0 |  | Withdrawable circuit breaker with guide frame, IEC 60947-2, frame size 1, 3-poles, In=2000A up to 690V AC 50/60Hz, breaking capacity M Icu=85/66kA at 500/690V, Trip unit ETU600 LSI upgrade ready , colordisplay, bluetooth and USB interface, Protection LT, ST, INST, N-protection required an external N-sensor, incl. trip alarm switch (1xCO), rear connection vertical, guide frame with shutter and w/o position signalling switch, with internal voltage tap on upper stab of circuit breaker, with voltage tap module VTM680 and power supply of ETU600, able to communication, integrated metering type PMF-3 Advanced Power Monitor., Voltage, Energy, Power, Power factor, Frequency, Unbalance, Temperature, Power quality, Manual operating mechanism with mechanical closing, without Spring charging motor, Ready-to-close signal. switch, Auxiliary switches 2NO+2NC, without Closing coil (CC), manual operating mechanism with mechanical closing, without Remote trip alarm reset coil (RR), without 2nd shunt trip, without 1st Shunt trip | 177100 | 1 | Z\ | 1
3WA1120-4NE32-0AA0 |  | Withdrawable circuit breaker with guide frame, IEC 60947-2, frame size 1, 3-poles, In=2000A up to 690V AC 50/60Hz, breaking capacity M Icu=85/66kA at 500/690V, Trip unit ETU600 LSI upgrade ready , colordisplay, bluetooth and USB interface, Protection LT, ST, INST, N-protection required an external N-sensor, incl. trip alarm switch (1xCO), rear connection horizontal, guide frame with shutter and w/o position signalling switch, with internal voltage tap on upper stab of circuit breaker, with voltage tap module VTM680 and power supply of ETU600, able to communication, integrated metering type PMF-3 Advanced Power Monitor., Voltage, Energy, Power, Power factor, Frequency, Unbalance, Temperature, Power quality, Manual operating mechanism with mechanical closing, without Spring charging motor, Ready-to-close signal. switch, Auxiliary switches 2NO+2NC, without Closing coil (CC), manual operating mechanism with mechanical closing, without Remote trip alarm reset coil (RR), without 2nd shunt trip, without 1st Shunt trip | 174100 | 1 | Z\ | 1
3WA1120-4NE33-0AA0 |  | Withdrawable circuit breaker with guide frame, IEC 60947-2, frame size 1, 3-poles, In=2000A up to 690V AC 50/60Hz, breaking capacity M Icu=85/66kA at 500/690V, Trip unit ETU600 LSI upgrade ready , colordisplay, bluetooth and USB interface, Protection LT, ST, INST, N-protection required an external N-sensor, incl. trip alarm switch (1xCO), front connection double hole, guide frame with shutter and w/o position signalling switch, with internal voltage tap on upper stab of circuit breaker, with voltage tap module VTM680 and power supply of ETU600, able to communication, integrated metering type PMF-3 Advanced Power Monitor., Voltage, Energy, Power, Power factor, Frequency, Unbalance, Temperature, Power quality, Manual operating mechanism with mechanical closing, without Spring charging motor, Ready-to-close signal. switch, Auxiliary switches 2NO+2NC, without Closing coil (CC), manual operating mechanism with mechanical closing, without Remote trip alarm reset coil (RR), without 2nd shunt trip, without 1st Shunt trip | 182100 | 1 | Z\ | 1
3WA1120-4NE34-0AA0 |  | Withdrawable circuit breaker with guide frame, IEC 60947-2, frame size 1, 3-poles, In=2000A up to 690V AC 50/60Hz, breaking capacity M Icu=85/66kA at 500/690V, Trip unit ETU600 LSI upgrade ready , colordisplay, bluetooth and USB interface, Protection LT, ST, INST, N-protection required an external N-sensor, incl. trip alarm switch (1xCO), rear connection flange, guide frame with shutter and w/o position signalling switch, with internal voltage tap on upper stab of circuit breaker, with voltage tap module VTM680 and power supply of ETU600, able to communication, integrated metering type PMF-3 Advanced Power Monitor., Voltage, Energy, Power, Power factor, Frequency, Unbalance, Temperature, Power quality, Manual operating mechanism with mechanical closing, without Spring charging motor, Ready-to-close signal. switch, Auxiliary switches 2NO+2NC, without Closing coil (CC), manual operating mechanism with mechanical closing, without Remote trip alarm reset coil (RR), without 2nd shunt trip, without 1st Shunt trip | 174100 | 1 | Z\ | 1
3WA1120-4NE41-0AA0 |  | Withdrawable circuit breaker with guide frame, IEC 60947-2, frame size 1, 4-poles, N-pole left, In=2000A up to 690V AC 50/60Hz, breaking capacity M Icu=85/66kA at 500/690V, Trip unit ETU600 LSI upgrade ready , colordisplay, bluetooth and USB interface, Protection LT, ST, INST, include N-protection, (internal N-sensor available), incl. trip alarm switch (1xCO), rear connection vertical, guide frame with shutter and w/o position signalling switch, with internal voltage tap on upper stab of circuit breaker, with voltage tap module VTM680 and power supply of ETU600, able to communication, integrated metering type PMF-3 Advanced Power Monitor., Voltage, Energy, Power, Power factor, Frequency, Unbalance, Temperature, Power quality, Manual operating mechanism with mechanical closing, without Spring charging motor, Ready-to-close signal. switch, Auxiliary switches 2NO+2NC, without Closing coil (CC), manual operating mechanism with mechanical closing, without Remote trip alarm reset coil (RR), without 2nd shunt trip, without 1st Shunt trip | 225100 | 1 | Z\ | 1
3WA1120-4NE42-0AA0 |  | Withdrawable circuit breaker with guide frame, IEC 60947-2, frame size 1, 4-poles, N-pole left, In=2000A up to 690V AC 50/60Hz, breaking capacity M Icu=85/66kA at 500/690V, Trip unit ETU600 LSI upgrade ready , colordisplay, bluetooth and USB interface, Protection LT, ST, INST, include N-protection, (internal N-sensor available), incl. trip alarm switch (1xCO), rear connection horizontal, guide frame with shutter and w/o position signalling switch, with internal voltage tap on upper stab of circuit breaker, with voltage tap module VTM680 and power supply of ETU600, able to communication, integrated metering type PMF-3 Advanced Power Monitor., Voltage, Energy, Power, Power factor, Frequency, Unbalance, Temperature, Power quality, Manual operating mechanism with mechanical closing, without Spring charging motor, Ready-to-close signal. switch, Auxiliary switches 2NO+2NC, without Closing coil (CC), manual operating mechanism with mechanical closing, without Remote trip alarm reset coil (RR), without 2nd shunt trip, without 1st Shunt trip | 222100 | 1 | Z\ | 1
3WA1120-4NE43-0AA0 |  | Withdrawable circuit breaker with guide frame, IEC 60947-2, frame size 1, 4-poles, N-pole left, In=2000A up to 690V AC 50/60Hz, breaking capacity M Icu=85/66kA at 500/690V, Trip unit ETU600 LSI upgrade ready , colordisplay, bluetooth and USB interface, Protection LT, ST, INST, include N-protection, (internal N-sensor available), incl. trip alarm switch (1xCO), front connection double hole, guide frame with shutter and w/o position signalling switch, with internal voltage tap on upper stab of circuit breaker, with voltage tap module VTM680 and power supply of ETU600, able to communication, integrated metering type PMF-3 Advanced Power Monitor., Voltage, Energy, Power, Power factor, Frequency, Unbalance, Temperature, Power quality, Manual operating mechanism with mechanical closing, without Spring charging motor, Ready-to-close signal. switch, Auxiliary switches 2NO+2NC, without Closing coil (CC), manual operating mechanism with mechanical closing, without Remote trip alarm reset coil (RR), without 2nd shunt trip, without 1st Shunt trip | 233100 | 1 | Z\ | 1
3WA1120-4NE44-0AA0 |  | Withdrawable circuit breaker with guide frame, IEC 60947-2, frame size 1, 4-poles, N-pole left, In=2000A up to 690V AC 50/60Hz, breaking capacity M Icu=85/66kA at 500/690V, Trip unit ETU600 LSI upgrade ready , colordisplay, bluetooth and USB interface, Protection LT, ST, INST, include N-protection, (internal N-sensor available), incl. trip alarm switch (1xCO), rear connection flange, guide frame with shutter and w/o position signalling switch, with internal voltage tap on upper stab of circuit breaker, with voltage tap module VTM680 and power supply of ETU600, able to communication, integrated metering type PMF-3 Advanced Power Monitor., Voltage, Energy, Power, Power factor, Frequency, Unbalance, Temperature, Power quality, Manual operating mechanism with mechanical closing, without Spring charging motor, Ready-to-close signal. switch, Auxiliary switches 2NO+2NC, without Closing coil (CC), manual operating mechanism with mechanical closing, without Remote trip alarm reset coil (RR), without 2nd shunt trip, without 1st Shunt trip | 222100 | 1 | Z\ | 1
3WA1120-4NF01-0AA0 |  | Fixed-mounted circuit breaker IEC 60947-2, frame size 1, 3-poles, In=2000A up to 690V AC 50/60Hz, breaking capacity M Icu=85/66kA at 500/690V, Trip unit ETU600 LSIG upgrade ready , colordisplay, bluetooth and USB interface, Protection LT, ST, INST, GFx, N-protection required an external N-sensor, incl. trip alarm switch (1xCO), rear connection vertical, with internal voltage tap on upper stab of circuit breaker, with voltage tap module VTM680 and power supply of ETU600, able to communication, integrated metering type PMF-3 Advanced Power Monitor., Voltage, Energy, Power, Power factor, Frequency, Unbalance, Temperature, Power quality, Manual operating mechanism with mechanical closing, without Spring charging motor, Ready-to-close signal. switch, Auxiliary switches 2NO+2NC, without Closing coil (CC), manual operating mechanism with mechanical closing, without Remote trip alarm reset coil (RR), without 2nd shunt trip, without 1st Shunt trip | 160100 | 1 | Z\ | 1
3WA1120-4NF02-0AA0 |  | Fixed-mounted circuit breaker IEC 60947-2, frame size 1, 3-poles, In=2000A up to 690V AC 50/60Hz, breaking capacity M Icu=85/66kA at 500/690V, Trip unit ETU600 LSIG upgrade ready , colordisplay, bluetooth and USB interface, Protection LT, ST, INST, GFx, N-protection required an external N-sensor, incl. trip alarm switch (1xCO), rear connection horizontal, with internal voltage tap on upper stab of circuit breaker, with voltage tap module VTM680 and power supply of ETU600, able to communication, integrated metering type PMF-3 Advanced Power Monitor., Voltage, Energy, Power, Power factor, Frequency, Unbalance, Temperature, Power quality, Manual operating mechanism with mechanical closing, without Spring charging motor, Ready-to-close signal. switch, Auxiliary switches 2NO+2NC, without Closing coil (CC), manual operating mechanism with mechanical closing, without Remote trip alarm reset coil (RR), without 2nd shunt trip, without 1st Shunt trip | 157100 | 1 | Z\ | 1
3WA1120-4NF03-0AA0 |  | Fixed-mounted circuit breaker IEC 60947-2, frame size 1, 3-poles, In=2000A up to 690V AC 50/60Hz, breaking capacity M Icu=85/66kA at 500/690V, Trip unit ETU600 LSIG upgrade ready , colordisplay, bluetooth and USB interface, Protection LT, ST, INST, GFx, N-protection required an external N-sensor, incl. trip alarm switch (1xCO), front connection double hole, with internal voltage tap on upper stab of circuit breaker, with voltage tap module VTM680 and power supply of ETU600, able to communication, integrated metering type PMF-3 Advanced Power Monitor., Voltage, Energy, Power, Power factor, Frequency, Unbalance, Temperature, Power quality, Manual operating mechanism with mechanical closing, without Spring charging motor, Ready-to-close signal. switch, Auxiliary switches 2NO+2NC, without Closing coil (CC), manual operating mechanism with mechanical closing, without Remote trip alarm reset coil (RR), without 2nd shunt trip, without 1st Shunt trip | 167100 | 1 | Z\ | 1
3WA1120-4NF11-0AA0 |  | Fixed-mounted circuit breaker IEC 60947-2, frame size 1, 4-poles, N-pole left, In=2000A up to 690V AC 50/60Hz, breaking capacity M Icu=85/66kA at 500/690V, Trip unit ETU600 LSIG upgrade ready , colordisplay, bluetooth and USB interface, Protection LT, ST, INST, GFx, include N-protection, (internal N-sensor available), incl. trip alarm switch (1xCO), rear connection vertical, with internal voltage tap on upper stab of circuit breaker, with voltage tap module VTM680 and power supply of ETU600, able to communication, integrated metering type PMF-3 Advanced Power Monitor., Voltage, Energy, Power, Power factor, Frequency, Unbalance, Temperature, Power quality, Manual operating mechanism with mechanical closing, without Spring charging motor, Ready-to-close signal. switch, Auxiliary switches 2NO+2NC, without Closing coil (CC), manual operating mechanism with mechanical closing, without Remote trip alarm reset coil (RR), without 2nd shunt trip, without 1st Shunt trip | 200100 | 1 | Z\ | 1
3WA1120-4NF12-0AA0 |  | Fixed-mounted circuit breaker IEC 60947-2, frame size 1, 4-poles, N-pole left, In=2000A up to 690V AC 50/60Hz, breaking capacity M Icu=85/66kA at 500/690V, Trip unit ETU600 LSIG upgrade ready , colordisplay, bluetooth and USB interface, Protection LT, ST, INST, GFx, include N-protection, (internal N-sensor available), incl. trip alarm switch (1xCO), rear connection horizontal, with internal voltage tap on upper stab of circuit breaker, with voltage tap module VTM680 and power supply of ETU600, able to communication, integrated metering type PMF-3 Advanced Power Monitor., Voltage, Energy, Power, Power factor, Frequency, Unbalance, Temperature, Power quality, Manual operating mechanism with mechanical closing, without Spring charging motor, Ready-to-close signal. switch, Auxiliary switches 2NO+2NC, without Closing coil (CC), manual operating mechanism with mechanical closing, without Remote trip alarm reset coil (RR), without 2nd shunt trip, without 1st Shunt trip | 196100 | 1 | Z\ | 1
3WA1120-4NF13-0AA0 |  | Fixed-mounted circuit breaker IEC 60947-2, frame size 1, 4-poles, N-pole left, In=2000A up to 690V AC 50/60Hz, breaking capacity M Icu=85/66kA at 500/690V, Trip unit ETU600 LSIG upgrade ready , colordisplay, bluetooth and USB interface, Protection LT, ST, INST, GFx, include N-protection, (internal N-sensor available), incl. trip alarm switch (1xCO), front connection double hole, with internal voltage tap on upper stab of circuit breaker, with voltage tap module VTM680 and power supply of ETU600, able to communication, integrated metering type PMF-3 Advanced Power Monitor., Voltage, Energy, Power, Power factor, Frequency, Unbalance, Temperature, Power quality, Manual operating mechanism with mechanical closing, without Spring charging motor, Ready-to-close signal. switch, Auxiliary switches 2NO+2NC, without Closing coil (CC), manual operating mechanism with mechanical closing, without Remote trip alarm reset coil (RR), without 2nd shunt trip, without 1st Shunt trip | 209100 | 1 | Z\ | 1
3WA1120-4NF21-0AA0 |  | fixed-mounted circuit breaker, IEC 60947-2, size 1, 4-pole, N pole on right, In=2000 A up to 690 V AC 50/60 Hz, breaking capacity M Icu=85/66 kA at 500/690 V, tripping unit ETU600 LSIG upgradeable, color display, Bluetooth, USB interface, basic protection LT, ST, INST, GFx, including protection of the N conductor (internal neutral point sensor available), trip alarm switch (1 x CO), connection at rear vertical, with internal voltage tap on upper stab of circuit breaker, with voltage tap module VTM680 and power supply of ETU600, able to communication, integrated metering type PMF-3 Advanced Power Monitor., Voltage, Energy, Power, Power factor, Frequency, Unbalance, Temperature, Power quality, Manual operating mechanism with mechanical closing, without Spring charging motor, Ready-to-close signal. switch, Auxiliary switches 2NO+2NC, without Closing coil (CC), manual operating mechanism with mechanical closing, without Remote trip alarm reset coil (RR), without 2nd shunt trip, without 1st Shunt trip | 200100 | 1 | Z\ | 1
3WA1120-4NF22-0AA0 |  | fixed-mounted circuit breaker, IEC 60947-2, size 1, 4-pole, N pole on right, In=2000 A up to 690 V AC 50/60 Hz, breaking capacity M Icu=85/66 kA at 500/690 V, tripping unit ETU600 LSIG upgradeable, color display, Bluetooth, USB interface, basic protection LT, ST, INST, GFx, including protection of the N conductor (internal neutral point sensor available), trip alarm switch (1 x CO), connection at rear horizontal with internal voltage tap on upper stab of circuit breaker, with voltage tap module VTM680 and power supply of ETU600, able to communication, integrated metering type PMF-3 Advanced Power Monitor., Voltage, Energy, Power, Power factor, Frequency, Unbalance, Temperature, Power quality, Manual operating mechanism with mechanical closing, without Spring charging motor, Ready-to-close signal. switch, Auxiliary switches 2NO+2NC, without Closing coil (CC), manual operating mechanism with mechanical closing, without Remote trip alarm reset coil (RR), without 2nd shunt trip, without 1st Shunt trip | 196100 | 1 | Z\ | 1
3WA1120-4NF23-0AA0 |  | fixed-mounted circuit breaker, IEC 60947-2, size 1, 4-pole, N pole on right, In=2000 A up to 690 V AC 50/60 Hz, breaking capacity M Icu=85/66 kA at 500/690 V, tripping unit ETU600 LSIG upgradeable, color display, Bluetooth, USB interface, basic protection LT, ST, INST, GFx, including protection of the N conductor (internal neutral point sensor available), trip alarm switch (1 x CO), front connection double hole, with internal voltage tap on upper stab of circuit breaker, with voltage tap module VTM680 and power supply of ETU600, able to communication, integrated metering type PMF-3 Advanced Power Monitor., Voltage, Energy, Power, Power factor, Frequency, Unbalance, Temperature, Power quality, Manual operating mechanism with mechanical closing, without Spring charging motor, Ready-to-close signal. switch, Auxiliary switches 2NO+2NC, without Closing coil (CC), manual operating mechanism with mechanical closing, without Remote trip alarm reset coil (RR), without 2nd shunt trip, without 1st Shunt trip | 209100 | 1 | Z\ | 1
3WA1120-4NF31-0AA0 |  | Withdrawable circuit breaker with guide frame, IEC 60947-2, frame size 1, 3-poles, In=2000A up to 690V AC 50/60Hz, breaking capacity M Icu=85/66kA at 500/690V, Trip unit ETU600 LSIG upgrade ready , colordisplay, bluetooth and USB interface, Protection LT, ST, INST, GFx, N-protection required an external N-sensor, incl. trip alarm switch (1xCO), rear connection vertical, guide frame with shutter and w/o position signalling switch, with internal voltage tap on upper stab of circuit breaker, with voltage tap module VTM680 and power supply of ETU600, able to communication, integrated metering type PMF-3 Advanced Power Monitor., Voltage, Energy, Power, Power factor, Frequency, Unbalance, Temperature, Power quality, Manual operating mechanism with mechanical closing, without Spring charging motor, Ready-to-close signal. switch, Auxiliary switches 2NO+2NC, without Closing coil (CC), manual operating mechanism with mechanical closing, without Remote trip alarm reset coil (RR), without 2nd shunt trip, without 1st Shunt trip | 187100 | 1 | Z\ | 1
3WA1120-4NF32-0AA0 |  | Withdrawable circuit breaker with guide frame, IEC 60947-2, frame size 1, 3-poles, In=2000A up to 690V AC 50/60Hz, breaking capacity M Icu=85/66kA at 500/690V, Trip unit ETU600 LSIG upgrade ready , colordisplay, bluetooth and USB interface, Protection LT, ST, INST, GFx, N-protection required an external N-sensor, incl. trip alarm switch (1xCO), rear connection horizontal, guide frame with shutter and w/o position signalling switch, with internal voltage tap on upper stab of circuit breaker, with voltage tap module VTM680 and power supply of ETU600, able to communication, integrated metering type PMF-3 Advanced Power Monitor., Voltage, Energy, Power, Power factor, Frequency, Unbalance, Temperature, Power quality, Manual operating mechanism with mechanical closing, without Spring charging motor, Ready-to-close signal. switch, Auxiliary switches 2NO+2NC, without Closing coil (CC), manual operating mechanism with mechanical closing, without Remote trip alarm reset coil (RR), without 2nd shunt trip, without 1st Shunt trip | 184100 | 1 | Z\ | 1
3WA1120-4NF33-0AA0 |  | Withdrawable circuit breaker with guide frame, IEC 60947-2, frame size 1, 3-poles, In=2000A up to 690V AC 50/60Hz, breaking capacity M Icu=85/66kA at 500/690V, Trip unit ETU600 LSIG upgrade ready , colordisplay, bluetooth and USB interface, Protection LT, ST, INST, GFx, N-protection required an external N-sensor, incl. trip alarm switch (1xCO), front connection double hole, guide frame with shutter and w/o position signalling switch, with internal voltage tap on upper stab of circuit breaker, with voltage tap module VTM680 and power supply of ETU600, able to communication, integrated metering type PMF-3 Advanced Power Monitor., Voltage, Energy, Power, Power factor, Frequency, Unbalance, Temperature, Power quality, Manual operating mechanism with mechanical closing, without Spring charging motor, Ready-to-close signal. switch, Auxiliary switches 2NO+2NC, without Closing coil (CC), manual operating mechanism with mechanical closing, without Remote trip alarm reset coil (RR), without 2nd shunt trip, without 1st Shunt trip | 193100 | 1 | Z\ | 1
3WA1120-4NF34-0AA0 |  | Withdrawable circuit breaker with guide frame, IEC 60947-2, frame size 1, 3-poles, In=2000A up to 690V AC 50/60Hz, breaking capacity M Icu=85/66kA at 500/690V, Trip unit ETU600 LSIG upgrade ready , colordisplay, bluetooth and USB interface, Protection LT, ST, INST, GFx, N-protection required an external N-sensor, incl. trip alarm switch (1xCO), rear connection flange, guide frame with shutter and w/o position signalling switch, with internal voltage tap on upper stab of circuit breaker, with voltage tap module VTM680 and power supply of ETU600, able to communication, integrated metering type PMF-3 Advanced Power Monitor., Voltage, Energy, Power, Power factor, Frequency, Unbalance, Temperature, Power quality, Manual operating mechanism with mechanical closing, without Spring charging motor, Ready-to-close signal. switch, Auxiliary switches 2NO+2NC, without Closing coil (CC), manual operating mechanism with mechanical closing, without Remote trip alarm reset coil (RR), without 2nd shunt trip, without 1st Shunt trip | 184100 | 1 | Z\ | 1
3WA1120-4NF41-0AA0 |  | Withdrawable circuit breaker with guide frame, IEC 60947-2, frame size 1, 4-poles, N-pole left, In=2000A up to 690V AC 50/60Hz, breaking capacity M Icu=85/66kA at 500/690V, Trip unit ETU600 LSIG upgrade ready , colordisplay, bluetooth and USB interface, Protection LT, ST, INST, GFx, include N-protection, (internal N-sensor available), incl. trip alarm switch (1xCO), rear connection vertical, guide frame with shutter and w/o position signalling switch, with internal voltage tap on upper stab of circuit breaker, with voltage tap module VTM680 and power supply of ETU600, able to communication, integrated metering type PMF-3 Advanced Power Monitor., Voltage, Energy, Power, Power factor, Frequency, Unbalance, Temperature, Power quality, Manual operating mechanism with mechanical closing, without Spring charging motor, Ready-to-close signal. switch, Auxiliary switches 2NO+2NC, without Closing coil (CC), manual operating mechanism with mechanical closing, without Remote trip alarm reset coil (RR), without 2nd shunt trip, without 1st Shunt trip | 236100 | 1 | Z\ | 1
3WA1120-4NF42-0AA0 |  | Withdrawable circuit breaker with guide frame, IEC 60947-2, frame size 1, 4-poles, N-pole left, In=2000A up to 690V AC 50/60Hz, breaking capacity M Icu=85/66kA at 500/690V, Trip unit ETU600 LSIG upgrade ready , colordisplay, bluetooth and USB interface, Protection LT, ST, INST, GFx, include N-protection, (internal N-sensor available), incl. trip alarm switch (1xCO), rear connection horizontal, guide frame with shutter and w/o position signalling switch, with internal voltage tap on upper stab of circuit breaker, with voltage tap module VTM680 and power supply of ETU600, able to communication, integrated metering type PMF-3 Advanced Power Monitor., Voltage, Energy, Power, Power factor, Frequency, Unbalance, Temperature, Power quality, Manual operating mechanism with mechanical closing, without Spring charging motor, Ready-to-close signal. switch, Auxiliary switches 2NO+2NC, without Closing coil (CC), manual operating mechanism with mechanical closing, without Remote trip alarm reset coil (RR), without 2nd shunt trip, without 1st Shunt trip | 232100 | 1 | Z\ | 1
3WA1120-4NF43-0AA0 |  | Withdrawable circuit breaker with guide frame, IEC 60947-2, frame size 1, 4-poles, N-pole left, In=2000A up to 690V AC 50/60Hz, breaking capacity M Icu=85/66kA at 500/690V, Trip unit ETU600 LSIG upgrade ready , colordisplay, bluetooth and USB interface, Protection LT, ST, INST, GFx, include N-protection, (internal N-sensor available), incl. trip alarm switch (1xCO), front connection double hole, guide frame with shutter and w/o position signalling switch, with internal voltage tap on upper stab of circuit breaker, with voltage tap module VTM680 and power supply of ETU600, able to communication, integrated metering type PMF-3 Advanced Power Monitor., Voltage, Energy, Power, Power factor, Frequency, Unbalance, Temperature, Power quality, Manual operating mechanism with mechanical closing, without Spring charging motor, Ready-to-close signal. switch, Auxiliary switches 2NO+2NC, without Closing coil (CC), manual operating mechanism with mechanical closing, without Remote trip alarm reset coil (RR), without 2nd shunt trip, without 1st Shunt trip | 244100 | 1 | Z\ | 1
3WA1120-4NF44-0AA0 |  | Withdrawable circuit breaker with guide frame, IEC 60947-2, frame size 1, 4-poles, N-pole left, In=2000A up to 690V AC 50/60Hz, breaking capacity M Icu=85/66kA at 500/690V, Trip unit ETU600 LSIG upgrade ready , colordisplay, bluetooth and USB interface, Protection LT, ST, INST, GFx, include N-protection, (internal N-sensor available), incl. trip alarm switch (1xCO), rear connection flange, guide frame with shutter and w/o position signalling switch, with internal voltage tap on upper stab of circuit breaker, with voltage tap module VTM680 and power supply of ETU600, able to communication, integrated metering type PMF-3 Advanced Power Monitor., Voltage, Energy, Power, Power factor, Frequency, Unbalance, Temperature, Power quality, Manual operating mechanism with mechanical closing, without Spring charging motor, Ready-to-close signal. switch, Auxiliary switches 2NO+2NC, without Closing coil (CC), manual operating mechanism with mechanical closing, without Remote trip alarm reset coil (RR), without 2nd shunt trip, without 1st Shunt trip | 232100 | 1 | Z\ | 1
3WA1120-5AB01-0AA0 |  | fixed-mounted circuit breaker, IEC 60947-2, size 1, 3-pole, In=2000 A up to 690 V AC 50/60 Hz, breaking capacity H Icu=100/66 kA at 500/690 V, ETU300 LSI electronic trip unit optimized for standard applications, without display, basic protection LT, ST, INST, neutral conductor protection requires an external neutral point current sensor, trip alarm switch (1 x CO), connection at rear vertical, without Com & metering function Manual operating mechanism with mechanical closing, without Spring charging motor, Ready-to-close signal. switch, Auxiliary switches 2NO+2NC, without Closing coil (CC), manual operating mechanism with mechanical closing, without Remote trip alarm reset coil (RR), without 2nd shunt trip, without 1st Shunt trip | 128000 | 1 | Z\ | 1
3WA1120-5AB02-0AA0 |  | fixed-mounted circuit breaker, IEC 60947-2, size 1, 3-pole, In=2000 A up to 690 V AC 50/60 Hz, breaking capacity H Icu=100/66 kA at 500/690 V, ETU300 LSI electronic trip unit optimized for standard applications, without display, basic protection LT, ST, INST, neutral conductor protection requires an external neutral point current sensor, trip alarm switch (1 x CO), connection at rear horizontal without Com & metering function Manual operating mechanism with mechanical closing, without Spring charging motor, Ready-to-close signal. switch, Auxiliary switches 2NO+2NC, without Closing coil (CC), manual operating mechanism with mechanical closing, without Remote trip alarm reset coil (RR), without 2nd shunt trip, without 1st Shunt trip | 124000 | 1 | Z\ | 1
3WA1120-5AB11-0AA0 |  | fixed-mounted circuit breaker, IEC 60947-2, size 1, 4-pole, N pole on left, In=2000 A up to 690 V AC 50/60 Hz, breaking capacity H Icu=100/66 kA at 500/690 V, ETU300 LSI electronic trip unit optimized for standard applications, without display, basic protection LT, ST, INST, including protection of the N conductor (internal neutral point sensor available) trip alarm switch (1 x CO), connection at rear vertical, without Com & metering function Manual operating mechanism with mechanical closing, without Spring charging motor, Ready-to-close signal. switch, Auxiliary switches 2NO+2NC, without Closing coil (CC), manual operating mechanism with mechanical closing, without Remote trip alarm reset coil (RR), without 2nd shunt trip, without 1st Shunt trip | 170000 | 1 | Z\ | 1
3WA1120-5AB12-0AA0 |  | fixed-mounted circuit breaker, IEC 60947-2, size 1, 4-pole, N pole on left, In=2000 A up to 690 V AC 50/60 Hz, breaking capacity H Icu=100/66 kA at 500/690 V, ETU300 LSI electronic trip unit optimized for standard applications, without display, basic protection LT, ST, INST, including protection of the N conductor (internal neutral point sensor available) trip alarm switch (1 x CO), connection at rear horizontal without Com & metering function Manual operating mechanism with mechanical closing, without Spring charging motor, Ready-to-close signal. switch, Auxiliary switches 2NO+2NC, without Closing coil (CC), manual operating mechanism with mechanical closing, without Remote trip alarm reset coil (RR), without 2nd shunt trip, without 1st Shunt trip | 166000 | 1 | Z\ | 1
3WA1120-5AB21-0AA0 |  | fixed-mounted circuit breaker, IEC 60947-2, size 1, 4-pole, N pole on right, In=2000 A up to 690 V AC 50/60 Hz, breaking capacity H Icu=100/66 kA at 500/690 V, ETU300 LSI electronic trip unit optimized for standard applications, without display, basic protection LT, ST, INST, including protection of the N conductor (internal neutral point sensor available) trip alarm switch (1 x CO), connection at rear vertical, without Com & metering function Manual operating mechanism with mechanical closing, without Spring charging motor, Ready-to-close signal. switch, Auxiliary switches 2NO+2NC, without Closing coil (CC), manual operating mechanism with mechanical closing, without Remote trip alarm reset coil (RR), without 2nd shunt trip, without 1st Shunt trip | 170000 | 1 | Z\ | 1
3WA1120-5AB22-0AA0 |  | fixed-mounted circuit breaker, IEC 60947-2, size 1, 4-pole, N pole on right, In=2000 A up to 690 V AC 50/60 Hz, breaking capacity H Icu=100/66 kA at 500/690 V, ETU300 LSI electronic trip unit optimized for standard applications, without display, basic protection LT, ST, INST, including protection of the N conductor (internal neutral point sensor available) trip alarm switch (1 x CO), connection at rear horizontal without Com & metering function Manual operating mechanism with mechanical closing, without Spring charging motor, Ready-to-close signal. switch, Auxiliary switches 2NO+2NC, without Closing coil (CC), manual operating mechanism with mechanical closing, without Remote trip alarm reset coil (RR), without 2nd shunt trip, without 1st Shunt trip | 166000 | 1 | Z\ | 1
3WA1120-5AB31-0AA0 |  | withdrawable circuit breaker, with guide frame, IEC 60947-2, size 1, 3-pole, In=2000 A up to 690 V AC 50/60 Hz, breaking capacity H Icu=100/66 kA at 500/690 V, ETU300 LSI electronic trip unit optimized for standard applications, without display, basic protection LT, ST, INST, neutral conductor protection requires an external neutral point current sensor, trip alarm switch (1 x CO), connection at rear vertical, guide frame with shutter, without position signaling switch without Com & metering function Manual operating mechanism with mechanical closing, without Spring charging motor, Ready-to-close signal. switch, Auxiliary switches 2NO+2NC, without Closing coil (CC), manual operating mechanism with mechanical closing, without Remote trip alarm reset coil (RR), without 2nd shunt trip, without 1st Shunt trip | 155000 | 1 | Z\ | 1
3WA1120-5AB32-0AA0 |  | withdrawable circuit breaker, with guide frame, IEC 60947-2, size 1, 3-pole, In=2000 A up to 690 V AC 50/60 Hz, breaking capacity H Icu=100/66 kA at 500/690 V, ETU300 LSI electronic trip unit optimized for standard applications, without display, basic protection LT, ST, INST, neutral conductor protection requires an external neutral point current sensor, trip alarm switch (1 x CO), connection at rear horizontal guide frame with shutter, without position signaling switch without Com & metering function Manual operating mechanism with mechanical closing, without Spring charging motor, Ready-to-close signal. switch, Auxiliary switches 2NO+2NC, without Closing coil (CC), manual operating mechanism with mechanical closing, without Remote trip alarm reset coil (RR), without 2nd shunt trip, without 1st Shunt trip | 152000 | 1 | Z\ | 1
3WA1120-5AB34-0AA0 |  | withdrawable circuit breaker, with guide frame, IEC 60947-2, size 1, 3-pole, In=2000 A up to 690 V AC 50/60 Hz, breaking capacity H Icu=100/66 kA at 500/690 V, ETU300 LSI electronic trip unit optimized for standard applications, without display, basic protection LT, ST, INST, neutral conductor protection requires an external neutral point current sensor, trip alarm switch (1 x CO), connection at rear flange, guide frame with shutter, without position signaling switch without Com & metering function Manual operating mechanism with mechanical closing, without Spring charging motor, Ready-to-close signal. switch, Auxiliary switches 2NO+2NC, without Closing coil (CC), manual operating mechanism with mechanical closing, without Remote trip alarm reset coil (RR), without 2nd shunt trip, without 1st Shunt trip | 152000 | 1 | Z\ | 1
3WA1120-5AB41-0AA0 |  | withdrawable circuit breaker, with guide frame, IEC 60947-2, size 1, 4-pole, N pole on left, In=2000 A up to 690 V AC 50/60 Hz, breaking capacity H Icu=100/66 kA at 500/690 V, ETU300 LSI electronic trip unit optimized for standard applications, without display, basic protection LT, ST, INST, including protection of the N conductor (internal neutral point sensor available) trip alarm switch (1 x CO), connection at rear vertical, guide frame with shutter, without position signaling switch without Com & metering function Manual operating mechanism with mechanical closing, without Spring charging motor, Ready-to-close signal. switch, Auxiliary switches 2NO+2NC, without Closing coil (CC), manual operating mechanism with mechanical closing, without Remote trip alarm reset coil (RR), without 2nd shunt trip, without 1st Shunt trip | 206000 | 1 | Z\ | 1
3WA1120-5AB42-0AA0 |  | withdrawable circuit breaker, with guide frame, IEC 60947-2, size 1, 4-pole, N pole on left, In=2000 A up to 690 V AC 50/60 Hz, breaking capacity H Icu=100/66 kA at 500/690 V, ETU300 LSI electronic trip unit optimized for standard applications, without display, basic protection LT, ST, INST, including protection of the N conductor (internal neutral point sensor available) trip alarm switch (1 x CO), connection at rear horizontal guide frame with shutter, without position signaling switch without Com & metering function Manual operating mechanism with mechanical closing, without Spring charging motor, Ready-to-close signal. switch, Auxiliary switches 2NO+2NC, without Closing coil (CC), manual operating mechanism with mechanical closing, without Remote trip alarm reset coil (RR), without 2nd shunt trip, without 1st Shunt trip | 203000 | 1 | Z\ | 1
3WA1120-5AB44-0AA0 |  | withdrawable circuit breaker, with guide frame, IEC 60947-2, size 1, 4-pole, N pole on left, In=2000 A up to 690 V AC 50/60 Hz, breaking capacity H Icu=100/66 kA at 500/690 V, ETU300 LSI electronic trip unit optimized for standard applications, without display, basic protection LT, ST, INST, including protection of the N conductor (internal neutral point sensor available) trip alarm switch (1 x CO), connection at rear flange, guide frame with shutter, without position signaling switch without Com & metering function Manual operating mechanism with mechanical closing, without Spring charging motor, Ready-to-close signal. switch, Auxiliary switches 2NO+2NC, without Closing coil (CC), manual operating mechanism with mechanical closing, without Remote trip alarm reset coil (RR), without 2nd shunt trip, without 1st Shunt trip | 203000 | 1 | Z\ | 1
3WA1120-5AC01-0AA0 |  | fixed-mounted circuit breaker, IEC 60947-2, size 1, 3-pole, In=2000 A up to 690 V AC 50/60 Hz, breaking capacity H Icu=100/66 kA at 500/690 V, ETU300 LSI G electronic trip unit optimized for standard applications, without display, basic protection LT, ST, INST, GF, neutral conductor protection requires an external neutral point current sensor, trip alarm switch (1 x CO), connection at rear vertical, without Com & metering function Manual operating mechanism with mechanical closing, without Spring charging motor, Ready-to-close signal. switch, Auxiliary switches 2NO+2NC, without Closing coil (CC), manual operating mechanism with mechanical closing, without Remote trip alarm reset coil (RR), without 2nd shunt trip, without 1st Shunt trip | 134000 | 1 | Z\ | 1
3WA1120-5AC02-0AA0 |  | fixed-mounted circuit breaker, IEC 60947-2, size 1, 3-pole, In=2000 A up to 690 V AC 50/60 Hz, breaking capacity H Icu=100/66 kA at 500/690 V, ETU300 LSI G electronic trip unit optimized for standard applications, without display, basic protection LT, ST, INST, GF, neutral conductor protection requires an external neutral point current sensor, trip alarm switch (1 x CO), connection at rear horizontal without Com & metering function Manual operating mechanism with mechanical closing, without Spring charging motor, Ready-to-close signal. switch, Auxiliary switches 2NO+2NC, without Closing coil (CC), manual operating mechanism with mechanical closing, without Remote trip alarm reset coil (RR), without 2nd shunt trip, without 1st Shunt trip | 131000 | 1 | Z\ | 1
3WA1120-5AC11-0AA0 |  | fixed-mounted circuit breaker, IEC 60947-2, size 1, 4-pole, N pole on left, In=2000 A up to 690 V AC 50/60 Hz, breaking capacity H Icu=100/66 kA at 500/690 V, ETU300 LSI G electronic trip unit optimized for standard applications, without display, basic protection LT, ST, INST, GF, including protection of the N conductor (internal neutral point sensor available), trip alarm switch (1 x CO), connection at rear vertical, without Com & metering function Manual operating mechanism with mechanical closing, without Spring charging motor, Ready-to-close signal. switch, Auxiliary switches 2NO+2NC, without Closing coil (CC), manual operating mechanism with mechanical closing, without Remote trip alarm reset coil (RR), without 2nd shunt trip, without 1st Shunt trip | 176000 | 1 | Z\ | 1
3WA1120-5AC12-0AA0 |  | fixed-mounted circuit breaker, IEC 60947-2, size 1, 4-pole, N pole on left, In=2000 A up to 690 V AC 50/60 Hz, breaking capacity H Icu=100/66 kA at 500/690 V, ETU300 LSI G electronic trip unit optimized for standard applications, without display, basic protection LT, ST, INST, GF, including protection of the N conductor (internal neutral point sensor available), trip alarm switch (1 x CO), connection at rear horizontal without Com & metering function Manual operating mechanism with mechanical closing, without Spring charging motor, Ready-to-close signal. switch, Auxiliary switches 2NO+2NC, without Closing coil (CC), manual operating mechanism with mechanical closing, without Remote trip alarm reset coil (RR), without 2nd shunt trip, without 1st Shunt trip | 172000 | 1 | Z\ | 1
3WA1120-5AC21-0AA0 |  | fixed-mounted circuit breaker, IEC 60947-2, size 1, 4-pole, N pole on right, In=2000 A up to 690 V AC 50/60 Hz, breaking capacity H Icu=100/66 kA at 500/690 V, ETU300 LSI G electronic trip unit optimized for standard applications, without display, basic protection LT, ST, INST, GF, including protection of the N conductor (internal neutral point sensor available), trip alarm switch (1 x CO), connection at rear vertical, without Com & metering function Manual operating mechanism with mechanical closing, without Spring charging motor, Ready-to-close signal. switch, Auxiliary switches 2NO+2NC, without Closing coil (CC), manual operating mechanism with mechanical closing, without Remote trip alarm reset coil (RR), without 2nd shunt trip, without 1st Shunt trip | 176000 | 1 | Z\ | 1
3WA1120-5AC22-0AA0 |  | fixed-mounted circuit breaker, IEC 60947-2, size 1, 4-pole, N pole on right, In=2000 A up to 690 V AC 50/60 Hz, breaking capacity H Icu=100/66 kA at 500/690 V, ETU300 LSI G electronic trip unit optimized for standard applications, without display, basic protection LT, ST, INST, GF, including protection of the N conductor (internal neutral point sensor available), trip alarm switch (1 x CO), connection at rear horizontal without Com & metering function Manual operating mechanism with mechanical closing, without Spring charging motor, Ready-to-close signal. switch, Auxiliary switches 2NO+2NC, without Closing coil (CC), manual operating mechanism with mechanical closing, without Remote trip alarm reset coil (RR), without 2nd shunt trip, without 1st Shunt trip | 172000 | 1 | Z\ | 1
3WA1120-5AC31-0AA0 |  | withdrawable circuit breaker, with guide frame, IEC 60947-2, size 1, 3-pole, In=2000 A up to 690 V AC 50/60 Hz, breaking capacity H Icu=100/66 kA at 500/690 V, ETU300 LSI G electronic trip unit optimized for standard applications, without display, basic protection LT, ST, INST, GF, neutral conductor protection requires an external neutral point current sensor, trip alarm switch (1 x CO), connection at rear vertical, guide frame with shutter, without position signaling switch without Com & metering function Manual operating mechanism with mechanical closing, without Spring charging motor, Ready-to-close signal. switch, Auxiliary switches 2NO+2NC, without Closing coil (CC), manual operating mechanism with mechanical closing, without Remote trip alarm reset coil (RR), without 2nd shunt trip, without 1st Shunt trip | 161000 | 1 | Z\ | 1
3WA1120-5AC32-0AA0 |  | withdrawable circuit breaker, with guide frame, IEC 60947-2, size 1, 3-pole, In=2000 A up to 690 V AC 50/60 Hz, breaking capacity H Icu=100/66 kA at 500/690 V, ETU300 LSI G electronic trip unit optimized for standard applications, without display, basic protection LT, ST, INST, GF, neutral conductor protection requires an external neutral point current sensor, trip alarm switch (1 x CO), connection at rear horizontal guide frame with shutter, without position signaling switch without Com & metering function Manual operating mechanism with mechanical closing, without Spring charging motor, Ready-to-close signal. switch, Auxiliary switches 2NO+2NC, without Closing coil (CC), manual operating mechanism with mechanical closing, without Remote trip alarm reset coil (RR), without 2nd shunt trip, without 1st Shunt trip | 158000 | 1 | Z\ | 1
3WA1120-5AC34-0AA0 |  | withdrawable circuit breaker, with guide frame, IEC 60947-2, size 1, 3-pole, In=2000 A up to 690 V AC 50/60 Hz, breaking capacity H Icu=100/66 kA at 500/690 V, ETU300 LSI G electronic trip unit optimized for standard applications, without display, basic protection LT, ST, INST, GF, neutral conductor protection requires an external neutral point current sensor, trip alarm switch (1 x CO), connection at rear flange, guide frame with shutter, without position signaling switch without Com & metering function Manual operating mechanism with mechanical closing, without Spring charging motor, Ready-to-close signal. switch, Auxiliary switches 2NO+2NC, without Closing coil (CC), manual operating mechanism with mechanical closing, without Remote trip alarm reset coil (RR), without 2nd shunt trip, without 1st Shunt trip | 158000 | 1 | Z\ | 1
3WA1120-5AC41-0AA0 |  | withdrawable circuit breaker, with guide frame, IEC 60947-2, size 1, 4-pole, N pole on left, In=2000 A up to 690 V AC 50/60 Hz, breaking capacity H Icu=100/66 kA at 500/690 V, ETU300 LSI G electronic trip unit optimized for standard applications, without display, basic protection LT, ST, INST, GF, including protection of the N conductor (internal neutral point sensor available), trip alarm switch (1 x CO), connection at rear vertical, guide frame with shutter, without position signaling switch without Com & metering function Manual operating mechanism with mechanical closing, without Spring charging motor, Ready-to-close signal. switch, Auxiliary switches 2NO+2NC, without Closing coil (CC), manual operating mechanism with mechanical closing, without Remote trip alarm reset coil (RR), without 2nd shunt trip, without 1st Shunt trip | 213000 | 1 | Z\ | 1
3WA1120-5AC42-0AA0 |  | withdrawable circuit breaker, with guide frame, IEC 60947-2, size 1, 4-pole, N pole on left, In=2000 A up to 690 V AC 50/60 Hz, breaking capacity H Icu=100/66 kA at 500/690 V, ETU300 LSI G electronic trip unit optimized for standard applications, without display, basic protection LT, ST, INST, GF, including protection of the N conductor (internal neutral point sensor available), trip alarm switch (1 x CO), connection at rear horizontal guide frame with shutter, without position signaling switch without Com & metering function Manual operating mechanism with mechanical closing, without Spring charging motor, Ready-to-close signal. switch, Auxiliary switches 2NO+2NC, without Closing coil (CC), manual operating mechanism with mechanical closing, without Remote trip alarm reset coil (RR), without 2nd shunt trip, without 1st Shunt trip | 209000 | 1 | Z\ | 1
3WA1120-5AC44-0AA0 |  | withdrawable circuit breaker, with guide frame, IEC 60947-2, size 1, 4-pole, N pole on left, In=2000 A up to 690 V AC 50/60 Hz, breaking capacity H Icu=100/66 kA at 500/690 V, ETU300 LSI G electronic trip unit optimized for standard applications, without display, basic protection LT, ST, INST, GF, including protection of the N conductor (internal neutral point sensor available), trip alarm switch (1 x CO), connection at rear flange, guide frame with shutter, without position signaling switch without Com & metering function Manual operating mechanism with mechanical closing, without Spring charging motor, Ready-to-close signal. switch, Auxiliary switches 2NO+2NC, without Closing coil (CC), manual operating mechanism with mechanical closing, without Remote trip alarm reset coil (RR), without 2nd shunt trip, without 1st Shunt trip | 209000 | 1 | Z\ | 1
3WA1120-5AE01-0AA0 |  | fixed-mounted circuit breaker, IEC 60947-2, size 1, 3-pole, In=2000 A up to 690 V AC 50/60 Hz, breaking capacity H Icu=100/66 kA at 500/690 V, ETU600 LSI electronic trip unit upgradeable, color display, Bluetooth, USB interface, basic protection LT, ST, INST, neutral conductor protection requires an external neutral point current sensor, trip alarm switch (1 x CO), connection at rear vertical, without Com & metering function Manual operating mechanism with mechanical closing, without Spring charging motor, Ready-to-close signal. switch, Auxiliary switches 2NO+2NC, without Closing coil (CC), manual operating mechanism with mechanical closing, without Remote trip alarm reset coil (RR), without 2nd shunt trip, without 1st Shunt trip | 133000 | 1 | Z\ | 1
3WA1120-5AE02-0AA0 |  | fixed-mounted circuit breaker, IEC 60947-2, size 1, 3-pole, In=2000 A up to 690 V AC 50/60 Hz, breaking capacity H Icu=100/66 kA at 500/690 V, ETU600 LSI electronic trip unit upgradeable, color display, Bluetooth, USB interface, basic protection LT, ST, INST, neutral conductor protection requires an external neutral point current sensor, trip alarm switch (1 x CO), connection at rear horizontal without Com & metering function Manual operating mechanism with mechanical closing, without Spring charging motor, Ready-to-close signal. switch, Auxiliary switches 2NO+2NC, without Closing coil (CC), manual operating mechanism with mechanical closing, without Remote trip alarm reset coil (RR), without 2nd shunt trip, without 1st Shunt trip | 129000 | 1 | Z\ | 1
3WA1120-5AE11-0AA0 |  | fixed-mounted circuit breaker, IEC 60947-2, size 1, 4-pole, N pole on left, In=2000 A up to 690 V AC 50/60 Hz, breaking capacity H Icu=100/66 kA at 500/690 V, ETU600 LSI electronic trip unit upgradeable, color display, Bluetooth, USB interface, basic protection LT, ST, INST, including protection of the N conductor (internal neutral point sensor available), trip alarm switch (1 x CO), connection at rear vertical, without Com & metering function Manual operating mechanism with mechanical closing, without Spring charging motor, Ready-to-close signal. switch, Auxiliary switches 2NO+2NC, without Closing coil (CC), manual operating mechanism with mechanical closing, without Remote trip alarm reset coil (RR), without 2nd shunt trip, without 1st Shunt trip | 175000 | 1 | Z\ | 1
3WA1120-5AE12-0AA0 |  | fixed-mounted circuit breaker, IEC 60947-2, size 1, 4-pole, N pole on left, In=2000 A up to 690 V AC 50/60 Hz, breaking capacity H Icu=100/66 kA at 500/690 V, ETU600 LSI electronic trip unit upgradeable, color display, Bluetooth, USB interface, basic protection LT, ST, INST, including protection of the N conductor (internal neutral point sensor available), trip alarm switch (1 x CO), connection at rear horizontal without Com & metering function Manual operating mechanism with mechanical closing, without Spring charging motor, Ready-to-close signal. switch, Auxiliary switches 2NO+2NC, without Closing coil (CC), manual operating mechanism with mechanical closing, without Remote trip alarm reset coil (RR), without 2nd shunt trip, without 1st Shunt trip | 171000 | 1 | Z\ | 1
3WA1120-5AE21-0AA0 |  | fixed-mounted circuit breaker, IEC 60947-2, size 1, 4-pole, N pole on right, In=2000 A up to 690 V AC 50/60 Hz, breaking capacity H Icu=100/66 kA at 500/690 V, ETU600 LSI electronic trip unit upgradeable, color display, Bluetooth, USB interface, basic protection LT, ST, INST, including protection of the N conductor (internal neutral point sensor available), trip alarm switch (1 x CO), connection at rear vertical, without Com & metering function Manual operating mechanism with mechanical closing, without Spring charging motor, Ready-to-close signal. switch, Auxiliary switches 2NO+2NC, without Closing coil (CC), manual operating mechanism with mechanical closing, without Remote trip alarm reset coil (RR), without 2nd shunt trip, without 1st Shunt trip | 175000 | 1 | Z\ | 1
3WA1120-5AE22-0AA0 |  | fixed-mounted circuit breaker, IEC 60947-2, size 1, 4-pole, N pole on right, In=2000 A up to 690 V AC 50/60 Hz, breaking capacity H Icu=100/66 kA at 500/690 V, ETU600 LSI electronic trip unit upgradeable, color display, Bluetooth, USB interface, basic protection LT, ST, INST, including protection of the N conductor (internal neutral point sensor available), trip alarm switch (1 x CO), connection at rear horizontal without Com & metering function Manual operating mechanism with mechanical closing, without Spring charging motor, Ready-to-close signal. switch, Auxiliary switches 2NO+2NC, without Closing coil (CC), manual operating mechanism with mechanical closing, without Remote trip alarm reset coil (RR), without 2nd shunt trip, without 1st Shunt trip | 171000 | 1 | Z\ | 1
3WA1120-5AE31-0AA0 |  | withdrawable circuit breaker, with guide frame, IEC 60947-2, size 1, 3-pole, In=2000 A up to 690 V AC 50/60 Hz, breaking capacity H Icu=100/66 kA at 500/690 V, ETU600 LSI electronic trip unit upgradeable, color display, Bluetooth, USB interface, basic protection LT, ST, INST, neutral conductor protection requires an external neutral point current sensor, trip alarm switch (1 x CO), connection at rear vertical, guide frame with shutter, without position signaling switch without Com & metering function Manual operating mechanism with mechanical closing, without Spring charging motor, Ready-to-close signal. switch, Auxiliary switches 2NO+2NC, without Closing coil (CC), manual operating mechanism with mechanical closing, without Remote trip alarm reset coil (RR), without 2nd shunt trip, without 1st Shunt trip | 160000 | 1 | Z\ | 1
3WA1120-5AE32-0AA0 |  | withdrawable circuit breaker, with guide frame, IEC 60947-2, size 1, 3-pole, In=2000 A up to 690 V AC 50/60 Hz, breaking capacity H Icu=100/66 kA at 500/690 V, ETU600 LSI electronic trip unit upgradeable, color display, Bluetooth, USB interface, basic protection LT, ST, INST, neutral conductor protection requires an external neutral point current sensor, trip alarm switch (1 x CO), connection at rear horizontal guide frame with shutter, without position signaling switch without Com & metering function Manual operating mechanism with mechanical closing, without Spring charging motor, Ready-to-close signal. switch, Auxiliary switches 2NO+2NC, without Closing coil (CC), manual operating mechanism with mechanical closing, without Remote trip alarm reset coil (RR), without 2nd shunt trip, without 1st Shunt trip | 157000 | 1 | Z\ | 1
3WA1120-5AE34-0AA0 |  | withdrawable circuit breaker, with guide frame, IEC 60947-2, size 1, 3-pole, In=2000 A up to 690 V AC 50/60 Hz, breaking capacity H Icu=100/66 kA at 500/690 V, ETU600 LSI electronic trip unit upgradeable, color display, Bluetooth, USB interface, basic protection LT, ST, INST, neutral conductor protection requires an external neutral point current sensor, trip alarm switch (1 x CO), connection at rear flange, guide frame with shutter, without position signaling switch without Com & metering function Manual operating mechanism with mechanical closing, without Spring charging motor, Ready-to-close signal. switch, Auxiliary switches 2NO+2NC, without Closing coil (CC), manual operating mechanism with mechanical closing, without Remote trip alarm reset coil (RR), without 2nd shunt trip, without 1st Shunt trip | 157000 | 1 | Z\ | 1
3WA1120-5AE41-0AA0 |  | withdrawable circuit breaker, with guide frame, IEC 60947-2, size 1, 4-pole, N pole on left, In=2000 A up to 690 V AC 50/60 Hz, breaking capacity H Icu=100/66 kA at 500/690 V, ETU600 LSI electronic trip unit upgradeable, color display, Bluetooth, USB interface, basic protection LT, ST, INST, including protection of the N conductor (internal neutral point sensor available), trip alarm switch (1 x CO), connection at rear vertical, guide frame with shutter, without position signaling switch without Com & metering function Manual operating mechanism with mechanical closing, without Spring charging motor, Ready-to-close signal. switch, Auxiliary switches 2NO+2NC, without Closing coil (CC), manual operating mechanism with mechanical closing, without Remote trip alarm reset coil (RR), without 2nd shunt trip, without 1st Shunt trip | 211000 | 1 | Z\ | 1
3WA1120-5AE42-0AA0 |  | withdrawable circuit breaker, with guide frame, IEC 60947-2, size 1, 4-pole, N pole on left, In=2000 A up to 690 V AC 50/60 Hz, breaking capacity H Icu=100/66 kA at 500/690 V, ETU600 LSI electronic trip unit upgradeable, color display, Bluetooth, USB interface, basic protection LT, ST, INST, including protection of the N conductor (internal neutral point sensor available), trip alarm switch (1 x CO), connection at rear horizontal guide frame with shutter, without position signaling switch without Com & metering function Manual operating mechanism with mechanical closing, without Spring charging motor, Ready-to-close signal. switch, Auxiliary switches 2NO+2NC, without Closing coil (CC), manual operating mechanism with mechanical closing, without Remote trip alarm reset coil (RR), without 2nd shunt trip, without 1st Shunt trip | 208000 | 1 | Z\ | 1
3WA1120-5AE44-0AA0 |  | withdrawable circuit breaker, with guide frame, IEC 60947-2, size 1, 4-pole, N pole on left, In=2000 A up to 690 V AC 50/60 Hz, breaking capacity H Icu=100/66 kA at 500/690 V, ETU600 LSI electronic trip unit upgradeable, color display, Bluetooth, USB interface, basic protection LT, ST, INST, including protection of the N conductor (internal neutral point sensor available), trip alarm switch (1 x CO), connection at rear flange, guide frame with shutter, without position signaling switch without Com & metering function Manual operating mechanism with mechanical closing, without Spring charging motor, Ready-to-close signal. switch, Auxiliary switches 2NO+2NC, without Closing coil (CC), manual operating mechanism with mechanical closing, without Remote trip alarm reset coil (RR), without 2nd shunt trip, without 1st Shunt trip | 208000 | 1 | Z\ | 1
3WA1120-5AF01-0AA0 |  | fixed-mounted circuit breaker, IEC 60947-2, size 1, 3-pole, In=2000 A up to 690 V AC 50/60 Hz, breaking capacity H Icu=100/66 kA at 500/690 V, ETU600 LSIG electronic trip unit upgradeable, color display, Bluetooth, USB interface, basic protection LT, ST, INST, GFx, neutral conductor protection requires an external neutral point current sensor, trip alarm switch (1 x CO), connection at rear vertical, without Com & metering function Manual operating mechanism with mechanical closing, without Spring charging motor, Ready-to-close signal. switch, Auxiliary switches 2NO+2NC, without Closing coil (CC), manual operating mechanism with mechanical closing, without Remote trip alarm reset coil (RR), without 2nd shunt trip, without 1st Shunt trip | 143000 | 1 | Z\ | 1
3WA1120-5AF02-0AA0 |  | fixed-mounted circuit breaker, IEC 60947-2, size 1, 3-pole, In=2000 A up to 690 V AC 50/60 Hz, breaking capacity H Icu=100/66 kA at 500/690 V, ETU600 LSIG electronic trip unit upgradeable, color display, Bluetooth, USB interface, basic protection LT, ST, INST, GFx, neutral conductor protection requires an external neutral point current sensor, trip alarm switch (1 x CO), connection at rear horizontal without Com & metering function Manual operating mechanism with mechanical closing, without Spring charging motor, Ready-to-close signal. switch, Auxiliary switches 2NO+2NC, without Closing coil (CC), manual operating mechanism with mechanical closing, without Remote trip alarm reset coil (RR), without 2nd shunt trip, without 1st Shunt trip | 140000 | 1 | Z\ | 1
3WA1120-5AF11-0AA0 |  | fixed-mounted circuit breaker, IEC 60947-2, size 1, 4-pole, N pole on left, In=2000 A up to 690 V AC 50/60 Hz, breaking capacity H Icu=100/66 kA at 500/690 V, ETU600 LSIG electronic trip unit upgradeable, color display, Bluetooth, USB interface, basic protection LT, ST, INST, GFx, including protection of the N conductor (internal neutral point sensor available), trip alarm switch (1 x CO), connection at rear vertical, without Com & metering function Manual operating mechanism with mechanical closing, without Spring charging motor, Ready-to-close signal. switch, Auxiliary switches 2NO+2NC, without Closing coil (CC), manual operating mechanism with mechanical closing, without Remote trip alarm reset coil (RR), without 2nd shunt trip, without 1st Shunt trip | 186000 | 1 | Z\ | 1
3WA1120-5AF12-0AA0 |  | fixed-mounted circuit breaker, IEC 60947-2, size 1, 4-pole, N pole on left, In=2000 A up to 690 V AC 50/60 Hz, breaking capacity H Icu=100/66 kA at 500/690 V, ETU600 LSIG electronic trip unit upgradeable, color display, Bluetooth, USB interface, basic protection LT, ST, INST, GFx, including protection of the N conductor (internal neutral point sensor available), trip alarm switch (1 x CO), connection at rear horizontal without Com & metering function Manual operating mechanism with mechanical closing, without Spring charging motor, Ready-to-close signal. switch, Auxiliary switches 2NO+2NC, without Closing coil (CC), manual operating mechanism with mechanical closing, without Remote trip alarm reset coil (RR), without 2nd shunt trip, without 1st Shunt trip | 182000 | 1 | Z\ | 1
3WA1120-5AF21-0AA0 |  | fixed-mounted circuit breaker, IEC 60947-2, size 1, 4-pole, N pole on right, In=2000 A up to 690 V AC 50/60 Hz, breaking capacity H Icu=100/66 kA at 500/690 V, ETU600 LSIG electronic trip unit upgradeable, color display, Bluetooth, USB interface, basic protection LT, ST, INST, GFx, including protection of the N conductor (internal neutral point sensor available), trip alarm switch (1 x CO), connection at rear vertical, without Com & metering function Manual operating mechanism with mechanical closing, without Spring charging motor, Ready-to-close signal. switch, Auxiliary switches 2NO+2NC, without Closing coil (CC), manual operating mechanism with mechanical closing, without Remote trip alarm reset coil (RR), without 2nd shunt trip, without 1st Shunt trip | 186000 | 1 | Z\ | 1
3WA1120-5AF22-0AA0 |  | fixed-mounted circuit breaker, IEC 60947-2, size 1, 4-pole, N pole on right, In=2000 A up to 690 V AC 50/60 Hz, breaking capacity H Icu=100/66 kA at 500/690 V, ETU600 LSIG electronic trip unit upgradeable, color display, Bluetooth, USB interface, basic protection LT, ST, INST, GFx, including protection of the N conductor (internal neutral point sensor available), trip alarm switch (1 x CO), connection at rear horizontal without Com & metering function Manual operating mechanism with mechanical closing, without Spring charging motor, Ready-to-close signal. switch, Auxiliary switches 2NO+2NC, without Closing coil (CC), manual operating mechanism with mechanical closing, without Remote trip alarm reset coil (RR), without 2nd shunt trip, without 1st Shunt trip | 182000 | 1 | Z\ | 1
3WA1120-5AF31-0AA0 |  | withdrawable circuit breaker, with guide frame, IEC 60947-2, size 1, 3-pole, In=2000 A up to 690 V AC 50/60 Hz, breaking capacity H Icu=100/66 kA at 500/690 V, ETU600 LSIG electronic trip unit upgradeable, color display, Bluetooth, USB interface, basic protection LT, ST, INST, GFx, neutral conductor protection requires an external neutral point current sensor, trip alarm switch (1 x CO), connection at rear vertical, guide frame with shutter, without position signaling switch without Com & metering function Manual operating mechanism with mechanical closing, without Spring charging motor, Ready-to-close signal. switch, Auxiliary switches 2NO+2NC, without Closing coil (CC), manual operating mechanism with mechanical closing, without Remote trip alarm reset coil (RR), without 2nd shunt trip, without 1st Shunt trip | 171000 | 1 | Z\ | 1
3WA1120-5AF32-0AA0 |  | withdrawable circuit breaker, with guide frame, IEC 60947-2, size 1, 3-pole, In=2000 A up to 690 V AC 50/60 Hz, breaking capacity H Icu=100/66 kA at 500/690 V, ETU600 LSIG electronic trip unit upgradeable, color display, Bluetooth, USB interface, basic protection LT, ST, INST, GFx, neutral conductor protection requires an external neutral point current sensor, trip alarm switch (1 x CO), connection at rear horizontal guide frame with shutter, without position signaling switch without Com & metering function Manual operating mechanism with mechanical closing, without Spring charging motor, Ready-to-close signal. switch, Auxiliary switches 2NO+2NC, without Closing coil (CC), manual operating mechanism with mechanical closing, without Remote trip alarm reset coil (RR), without 2nd shunt trip, without 1st Shunt trip | 168000 | 1 | Z\ | 1
3WA1120-5AF34-0AA0 |  | withdrawable circuit breaker, with guide frame, IEC 60947-2, size 1, 3-pole, In=2000 A up to 690 V AC 50/60 Hz, breaking capacity H Icu=100/66 kA at 500/690 V, ETU600 LSIG electronic trip unit upgradeable, color display, Bluetooth, USB interface, basic protection LT, ST, INST, GFx, neutral conductor protection requires an external neutral point current sensor, trip alarm switch (1 x CO), connection at rear flange, guide frame with shutter, without position signaling switch without Com & metering function Manual operating mechanism with mechanical closing, without Spring charging motor, Ready-to-close signal. switch, Auxiliary switches 2NO+2NC, without Closing coil (CC), manual operating mechanism with mechanical closing, without Remote trip alarm reset coil (RR), without 2nd shunt trip, without 1st Shunt trip | 168000 | 1 | Z\ | 1
3WA1120-5AF41-0AA0 |  | withdrawable circuit breaker, with guide frame, IEC 60947-2, size 1, 4-pole, N pole on left, In=2000 A up to 690 V AC 50/60 Hz, breaking capacity H Icu=100/66 kA at 500/690 V, ETU600 LSIG electronic trip unit upgradeable, color display, Bluetooth, USB interface, basic protection LT, ST, INST, GFx, including protection of the N conductor (internal neutral point sensor available), trip alarm switch (1 x CO), connection at rear vertical, guide frame with shutter, without position signaling switch without Com & metering function Manual operating mechanism with mechanical closing, without Spring charging motor, Ready-to-close signal. switch, Auxiliary switches 2NO+2NC, without Closing coil (CC), manual operating mechanism with mechanical closing, without Remote trip alarm reset coil (RR), without 2nd shunt trip, without 1st Shunt trip | 222000 | 1 | Z\ | 1
3WA1120-5AF42-0AA0 |  | withdrawable circuit breaker, with guide frame, IEC 60947-2, size 1, 4-pole, N pole on left, In=2000 A up to 690 V AC 50/60 Hz, breaking capacity H Icu=100/66 kA at 500/690 V, ETU600 LSIG electronic trip unit upgradeable, color display, Bluetooth, USB interface, basic protection LT, ST, INST, GFx, including protection of the N conductor (internal neutral point sensor available), trip alarm switch (1 x CO), connection at rear horizontal guide frame with shutter, without position signaling switch without Com & metering function Manual operating mechanism with mechanical closing, without Spring charging motor, Ready-to-close signal. switch, Auxiliary switches 2NO+2NC, without Closing coil (CC), manual operating mechanism with mechanical closing, without Remote trip alarm reset coil (RR), without 2nd shunt trip, without 1st Shunt trip | 218000 | 1 | Z\ | 1
3WA1120-5AF44-0AA0 |  | withdrawable circuit breaker, with guide frame, IEC 60947-2, size 1, 4-pole, N pole on left, In=2000 A up to 690 V AC 50/60 Hz, breaking capacity H Icu=100/66 kA at 500/690 V, ETU600 LSIG electronic trip unit upgradeable, color display, Bluetooth, USB interface, basic protection LT, ST, INST, GFx, including protection of the N conductor (internal neutral point sensor available), trip alarm switch (1 x CO), connection at rear flange, guide frame with shutter, without position signaling switch without Com & metering function Manual operating mechanism with mechanical closing, without Spring charging motor, Ready-to-close signal. switch, Auxiliary switches 2NO+2NC, without Closing coil (CC), manual operating mechanism with mechanical closing, without Remote trip alarm reset coil (RR), without 2nd shunt trip, without 1st Shunt trip | 218000 | 1 | Z\ | 1
3WA1120-5EE01-0AA0 |  | fixed-mounted circuit breaker, IEC 60947-2, size 1, 3-pole, In=2000 A up to 690 V AC 50/60 Hz, breaking capacity H Icu=100/66 kA at 500/690 V, ETU600 LSI electronic trip unit upgradeable, color display, Bluetooth, USB interface, basic protection LT, ST, INST, neutral conductor protection requires an external neutral point current sensor, trip alarm switch (1 x CO), connection at rear vertical, with internal voltage tap on lower stab of circuit breaker, with voltage tap module VTM680 and power supply of ETU600, able to communication, integrated metering type PMF-1 Energy Efficiency, Voltage, Active energy Ea Manual operating mechanism with mechanical closing, without Spring charging motor, Ready-to-close signal. switch, Auxiliary switches 2NO+2NC, without Closing coil (CC), manual operating mechanism with mechanical closing, without Remote trip alarm reset coil (RR), without 2nd shunt trip, without 1st Shunt trip | 141870 | 1 | Z\ | 1
3WA1120-5EE02-0AA0 |  | fixed-mounted circuit breaker, IEC 60947-2, size 1, 3-pole, In=2000 A up to 690 V AC 50/60 Hz, breaking capacity H Icu=100/66 kA at 500/690 V, ETU600 LSI electronic trip unit upgradeable, color display, Bluetooth, USB interface, basic protection LT, ST, INST, neutral conductor protection requires an external neutral point current sensor, trip alarm switch (1 x CO), connection at rear horizontal with internal voltage tap on lower stab of circuit breaker, with voltage tap module VTM680 and power supply of ETU600, able to communication, integrated metering type PMF-1 Energy Efficiency, Voltage, Active energy Ea Manual operating mechanism with mechanical closing, without Spring charging motor, Ready-to-close signal. switch, Auxiliary switches 2NO+2NC, without Closing coil (CC), manual operating mechanism with mechanical closing, without Remote trip alarm reset coil (RR), without 2nd shunt trip, without 1st Shunt trip | 137870 | 1 | Z\ | 1
3WA1120-5EE11-0AA0 |  | fixed-mounted circuit breaker, IEC 60947-2, size 1, 4-pole, N pole on left, In=2000 A up to 690 V AC 50/60 Hz, breaking capacity H Icu=100/66 kA at 500/690 V, ETU600 LSI electronic trip unit upgradeable, color display, Bluetooth, USB interface, basic protection LT, ST, INST, including protection of the N conductor (internal neutral point sensor available), trip alarm switch (1 x CO), connection at rear vertical, with internal voltage tap on lower stab of circuit breaker, with voltage tap module VTM680 and power supply of ETU600, able to communication, integrated metering type PMF-1 Energy Efficiency, Voltage, Active energy Ea Manual operating mechanism with mechanical closing, without Spring charging motor, Ready-to-close signal. switch, Auxiliary switches 2NO+2NC, without Closing coil (CC), manual operating mechanism with mechanical closing, without Remote trip alarm reset coil (RR), without 2nd shunt trip, without 1st Shunt trip | 183870 | 1 | Z\ | 1
3WA1120-5EE12-0AA0 |  | fixed-mounted circuit breaker, IEC 60947-2, size 1, 4-pole, N pole on left, In=2000 A up to 690 V AC 50/60 Hz, breaking capacity H Icu=100/66 kA at 500/690 V, ETU600 LSI electronic trip unit upgradeable, color display, Bluetooth, USB interface, basic protection LT, ST, INST, including protection of the N conductor (internal neutral point sensor available), trip alarm switch (1 x CO), connection at rear horizontal with internal voltage tap on lower stab of circuit breaker, with voltage tap module VTM680 and power supply of ETU600, able to communication, integrated metering type PMF-1 Energy Efficiency, Voltage, Active energy Ea Manual operating mechanism with mechanical closing, without Spring charging motor, Ready-to-close signal. switch, Auxiliary switches 2NO+2NC, without Closing coil (CC), manual operating mechanism with mechanical closing, without Remote trip alarm reset coil (RR), without 2nd shunt trip, without 1st Shunt trip | 179870 | 1 | Z\ | 1
3WA1120-5EE21-0AA0 |  | fixed-mounted circuit breaker, IEC 60947-2, size 1, 4-pole, N pole on right, In=2000 A up to 690 V AC 50/60 Hz, breaking capacity H Icu=100/66 kA at 500/690 V, ETU600 LSI electronic trip unit upgradeable, color display, Bluetooth, USB interface, basic protection LT, ST, INST, including protection of the N conductor (internal neutral point sensor available), trip alarm switch (1 x CO), connection at rear vertical, with internal voltage tap on lower stab of circuit breaker, with voltage tap module VTM680 and power supply of ETU600, able to communication, integrated metering type PMF-1 Energy Efficiency, Voltage, Active energy Ea Manual operating mechanism with mechanical closing, without Spring charging motor, Ready-to-close signal. switch, Auxiliary switches 2NO+2NC, without Closing coil (CC), manual operating mechanism with mechanical closing, without Remote trip alarm reset coil (RR), without 2nd shunt trip, without 1st Shunt trip | 183870 | 1 | Z\ | 1
3WA1120-5EE22-0AA0 |  | fixed-mounted circuit breaker, IEC 60947-2, size 1, 4-pole, N pole on right, In=2000 A up to 690 V AC 50/60 Hz, breaking capacity H Icu=100/66 kA at 500/690 V, ETU600 LSI electronic trip unit upgradeable, color display, Bluetooth, USB interface, basic protection LT, ST, INST, including protection of the N conductor (internal neutral point sensor available), trip alarm switch (1 x CO), connection at rear horizontal with internal voltage tap on lower stab of circuit breaker, with voltage tap module VTM680 and power supply of ETU600, able to communication, integrated metering type PMF-1 Energy Efficiency, Voltage, Active energy Ea Manual operating mechanism with mechanical closing, without Spring charging motor, Ready-to-close signal. switch, Auxiliary switches 2NO+2NC, without Closing coil (CC), manual operating mechanism with mechanical closing, without Remote trip alarm reset coil (RR), without 2nd shunt trip, without 1st Shunt trip | 179870 | 1 | Z\ | 1
3WA1120-5EE31-0AA0 |  | withdrawable circuit breaker, with guide frame, IEC 60947-2, size 1, 3-pole, In=2000 A up to 690 V AC 50/60 Hz, breaking capacity H Icu=100/66 kA at 500/690 V, ETU600 LSI electronic trip unit upgradeable, color display, Bluetooth, USB interface, basic protection LT, ST, INST, neutral conductor protection requires an external neutral point current sensor, trip alarm switch (1 x CO), connection at rear vertical, guide frame with shutter, without position signaling switch with internal voltage tap on lower stab of circuit breaker, with voltage tap module VTM680 and power supply of ETU600, able to communication, integrated metering type PMF-1 Energy Efficiency, Voltage, Active energy Ea Manual operating mechanism with mechanical closing, without Spring charging motor, Ready-to-close signal. switch, Auxiliary switches 2NO+2NC, without Closing coil (CC), manual operating mechanism with mechanical closing, without Remote trip alarm reset coil (RR), without 2nd shunt trip, without 1st Shunt trip | 168870 | 1 | Z\ | 1
3WA1120-5EE32-0AA0 |  | withdrawable circuit breaker, with guide frame, IEC 60947-2, size 1, 3-pole, In=2000 A up to 690 V AC 50/60 Hz, breaking capacity H Icu=100/66 kA at 500/690 V, ETU600 LSI electronic trip unit upgradeable, color display, Bluetooth, USB interface, basic protection LT, ST, INST, neutral conductor protection requires an external neutral point current sensor, trip alarm switch (1 x CO), connection at rear horizontal guide frame with shutter, without position signaling switch with internal voltage tap on lower stab of circuit breaker, with voltage tap module VTM680 and power supply of ETU600, able to communication, integrated metering type PMF-1 Energy Efficiency, Voltage, Active energy Ea Manual operating mechanism with mechanical closing, without Spring charging motor, Ready-to-close signal. switch, Auxiliary switches 2NO+2NC, without Closing coil (CC), manual operating mechanism with mechanical closing, without Remote trip alarm reset coil (RR), without 2nd shunt trip, without 1st Shunt trip | 165870 | 1 | Z\ | 1
3WA1120-5EE34-0AA0 |  | withdrawable circuit breaker, with guide frame, IEC 60947-2, size 1, 3-pole, In=2000 A up to 690 V AC 50/60 Hz, breaking capacity H Icu=100/66 kA at 500/690 V, ETU600 LSI electronic trip unit upgradeable, color display, Bluetooth, USB interface, basic protection LT, ST, INST, neutral conductor protection requires an external neutral point current sensor, trip alarm switch (1 x CO), connection at rear flange, guide frame with shutter, without position signaling switch with internal voltage tap on lower stab of circuit breaker, with voltage tap module VTM680 and power supply of ETU600, able to communication, integrated metering type PMF-1 Energy Efficiency, Voltage, Active energy Ea Manual operating mechanism with mechanical closing, without Spring charging motor, Ready-to-close signal. switch, Auxiliary switches 2NO+2NC, without Closing coil (CC), manual operating mechanism with mechanical closing, without Remote trip alarm reset coil (RR), without 2nd shunt trip, without 1st Shunt trip | 165870 | 1 | Z\ | 1
3WA1120-5EE41-0AA0 |  | withdrawable circuit breaker, with guide frame, IEC 60947-2, size 1, 4-pole, N pole on left, In=2000 A up to 690 V AC 50/60 Hz, breaking capacity H Icu=100/66 kA at 500/690 V, ETU600 LSI electronic trip unit upgradeable, color display, Bluetooth, USB interface, basic protection LT, ST, INST, including protection of the N conductor (internal neutral point sensor available), trip alarm switch (1 x CO), connection at rear vertical, guide frame with shutter, without position signaling switch with internal voltage tap on lower stab of circuit breaker, with voltage tap module VTM680 and power supply of ETU600, able to communication, integrated metering type PMF-1 Energy Efficiency, Voltage, Active energy Ea Manual operating mechanism with mechanical closing, without Spring charging motor, Ready-to-close signal. switch, Auxiliary switches 2NO+2NC, without Closing coil (CC), manual operating mechanism with mechanical closing, without Remote trip alarm reset coil (RR), without 2nd shunt trip, without 1st Shunt trip | 219870 | 1 | Z\ | 1
3WA1120-5EE42-0AA0 |  | withdrawable circuit breaker, with guide frame, IEC 60947-2, size 1, 4-pole, N pole on left, In=2000 A up to 690 V AC 50/60 Hz, breaking capacity H Icu=100/66 kA at 500/690 V, ETU600 LSI electronic trip unit upgradeable, color display, Bluetooth, USB interface, basic protection LT, ST, INST, including protection of the N conductor (internal neutral point sensor available), trip alarm switch (1 x CO), connection at rear horizontal guide frame with shutter, without position signaling switch with internal voltage tap on lower stab of circuit breaker, with voltage tap module VTM680 and power supply of ETU600, able to communication, integrated metering type PMF-1 Energy Efficiency, Voltage, Active energy Ea Manual operating mechanism with mechanical closing, without Spring charging motor, Ready-to-close signal. switch, Auxiliary switches 2NO+2NC, without Closing coil (CC), manual operating mechanism with mechanical closing, without Remote trip alarm reset coil (RR), without 2nd shunt trip, without 1st Shunt trip | 216870 | 1 | Z\ | 1
3WA1120-5EE44-0AA0 |  | withdrawable circuit breaker, with guide frame, IEC 60947-2, size 1, 4-pole, N pole on left, In=2000 A up to 690 V AC 50/60 Hz, breaking capacity H Icu=100/66 kA at 500/690 V, ETU600 LSI electronic trip unit upgradeable, color display, Bluetooth, USB interface, basic protection LT, ST, INST, including protection of the N conductor (internal neutral point sensor available), trip alarm switch (1 x CO), connection at rear flange, guide frame with shutter, without position signaling switch with internal voltage tap on lower stab of circuit breaker, with voltage tap module VTM680 and power supply of ETU600, able to communication, integrated metering type PMF-1 Energy Efficiency, Voltage, Active energy Ea Manual operating mechanism with mechanical closing, without Spring charging motor, Ready-to-close signal. switch, Auxiliary switches 2NO+2NC, without Closing coil (CC), manual operating mechanism with mechanical closing, without Remote trip alarm reset coil (RR), without 2nd shunt trip, without 1st Shunt trip | 216870 | 1 | Z\ | 1
3WA1120-5EF01-0AA0 |  | fixed-mounted circuit breaker, IEC 60947-2, size 1, 3-pole, In=2000 A up to 690 V AC 50/60 Hz, breaking capacity H Icu=100/66 kA at 500/690 V, ETU600 LSIG electronic trip unit upgradeable, color display, Bluetooth, USB interface, basic protection LT, ST, INST, GFx, neutral conductor protection requires an external neutral point current sensor, trip alarm switch (1 x CO), connection at rear vertical, with internal voltage tap on lower stab of circuit breaker, with voltage tap module VTM680 and power supply of ETU600, able to communication, integrated metering type PMF-1 Energy Efficiency, Voltage, Active energy Ea Manual operating mechanism with mechanical closing, without Spring charging motor, Ready-to-close signal. switch, Auxiliary switches 2NO+2NC, without Closing coil (CC), manual operating mechanism with mechanical closing, without Remote trip alarm reset coil (RR), without 2nd shunt trip, without 1st Shunt trip | 151870 | 1 | Z\ | 1
3WA1120-5EF02-0AA0 |  | fixed-mounted circuit breaker, IEC 60947-2, size 1, 3-pole, In=2000 A up to 690 V AC 50/60 Hz, breaking capacity H Icu=100/66 kA at 500/690 V, ETU600 LSIG electronic trip unit upgradeable, color display, Bluetooth, USB interface, basic protection LT, ST, INST, GFx, neutral conductor protection requires an external neutral point current sensor, trip alarm switch (1 x CO), connection at rear horizontal with internal voltage tap on lower stab of circuit breaker, with voltage tap module VTM680 and power supply of ETU600, able to communication, integrated metering type PMF-1 Energy Efficiency, Voltage, Active energy Ea Manual operating mechanism with mechanical closing, without Spring charging motor, Ready-to-close signal. switch, Auxiliary switches 2NO+2NC, without Closing coil (CC), manual operating mechanism with mechanical closing, without Remote trip alarm reset coil (RR), without 2nd shunt trip, without 1st Shunt trip | 148870 | 1 | Z\ | 1
3WA1120-5EF11-0AA0 |  | fixed-mounted circuit breaker, IEC 60947-2, size 1, 4-pole, N pole on left, In=2000 A up to 690 V AC 50/60 Hz, breaking capacity H Icu=100/66 kA at 500/690 V, ETU600 LSIG electronic trip unit upgradeable, color display, Bluetooth, USB interface, basic protection LT, ST, INST, GFx, including protection of the N conductor (internal neutral point sensor available), trip alarm switch (1 x CO), connection at rear vertical, with internal voltage tap on lower stab of circuit breaker, with voltage tap module VTM680 and power supply of ETU600, able to communication, integrated metering type PMF-1 Energy Efficiency, Voltage, Active energy Ea Manual operating mechanism with mechanical closing, without Spring charging motor, Ready-to-close signal. switch, Auxiliary switches 2NO+2NC, without Closing coil (CC), manual operating mechanism with mechanical closing, without Remote trip alarm reset coil (RR), without 2nd shunt trip, without 1st Shunt trip | 194870 | 1 | Z\ | 1
3WA1120-5EF12-0AA0 |  | fixed-mounted circuit breaker, IEC 60947-2, size 1, 4-pole, N pole on left, In=2000 A up to 690 V AC 50/60 Hz, breaking capacity H Icu=100/66 kA at 500/690 V, ETU600 LSIG electronic trip unit upgradeable, color display, Bluetooth, USB interface, basic protection LT, ST, INST, GFx, including protection of the N conductor (internal neutral point sensor available), trip alarm switch (1 x CO), connection at rear horizontal with internal voltage tap on lower stab of circuit breaker, with voltage tap module VTM680 and power supply of ETU600, able to communication, integrated metering type PMF-1 Energy Efficiency, Voltage, Active energy Ea Manual operating mechanism with mechanical closing, without Spring charging motor, Ready-to-close signal. switch, Auxiliary switches 2NO+2NC, without Closing coil (CC), manual operating mechanism with mechanical closing, without Remote trip alarm reset coil (RR), without 2nd shunt trip, without 1st Shunt trip | 190870 | 1 | Z\ | 1
3WA1120-5EF21-0AA0 |  | fixed-mounted circuit breaker, IEC 60947-2, size 1, 4-pole, N pole on right, In=2000 A up to 690 V AC 50/60 Hz, breaking capacity H Icu=100/66 kA at 500/690 V, ETU600 LSIG electronic trip unit upgradeable, color display, Bluetooth, USB interface, basic protection LT, ST, INST, GFx, including protection of the N conductor (internal neutral point sensor available), trip alarm switch (1 x CO), connection at rear vertical, with internal voltage tap on lower stab of circuit breaker, with voltage tap module VTM680 and power supply of ETU600, able to communication, integrated metering type PMF-1 Energy Efficiency, Voltage, Active energy Ea Manual operating mechanism with mechanical closing, without Spring charging motor, Ready-to-close signal. switch, Auxiliary switches 2NO+2NC, without Closing coil (CC), manual operating mechanism with mechanical closing, without Remote trip alarm reset coil (RR), without 2nd shunt trip, without 1st Shunt trip | 194870 | 1 | Z\ | 1
3WA1120-5EF22-0AA0 |  | fixed-mounted circuit breaker, IEC 60947-2, size 1, 4-pole, N pole on right, In=2000 A up to 690 V AC 50/60 Hz, breaking capacity H Icu=100/66 kA at 500/690 V, ETU600 LSIG electronic trip unit upgradeable, color display, Bluetooth, USB interface, basic protection LT, ST, INST, GFx, including protection of the N conductor (internal neutral point sensor available), trip alarm switch (1 x CO), connection at rear horizontal with internal voltage tap on lower stab of circuit breaker, with voltage tap module VTM680 and power supply of ETU600, able to communication, integrated metering type PMF-1 Energy Efficiency, Voltage, Active energy Ea Manual operating mechanism with mechanical closing, without Spring charging motor, Ready-to-close signal. switch, Auxiliary switches 2NO+2NC, without Closing coil (CC), manual operating mechanism with mechanical closing, without Remote trip alarm reset coil (RR), without 2nd shunt trip, without 1st Shunt trip | 190870 | 1 | Z\ | 1
3WA1120-5EF31-0AA0 |  | withdrawable circuit breaker, with guide frame, IEC 60947-2, size 1, 3-pole, In=2000 A up to 690 V AC 50/60 Hz, breaking capacity H Icu=100/66 kA at 500/690 V, ETU600 LSIG electronic trip unit upgradeable, color display, Bluetooth, USB interface, basic protection LT, ST, INST, GFx, neutral conductor protection requires an external neutral point current sensor, trip alarm switch (1 x CO), connection at rear vertical, guide frame with shutter, without position signaling switch with internal voltage tap on lower stab of circuit breaker, with voltage tap module VTM680 and power supply of ETU600, able to communication, integrated metering type PMF-1 Energy Efficiency, Voltage, Active energy Ea Manual operating mechanism with mechanical closing, without Spring charging motor, Ready-to-close signal. switch, Auxiliary switches 2NO+2NC, without Closing coil (CC), manual operating mechanism with mechanical closing, without Remote trip alarm reset coil (RR), without 2nd shunt trip, without 1st Shunt trip | 179870 | 1 | Z\ | 1
3WA1120-5EF32-0AA0 |  | withdrawable circuit breaker, with guide frame, IEC 60947-2, size 1, 3-pole, In=2000 A up to 690 V AC 50/60 Hz, breaking capacity H Icu=100/66 kA at 500/690 V, ETU600 LSIG electronic trip unit upgradeable, color display, Bluetooth, USB interface, basic protection LT, ST, INST, GFx, neutral conductor protection requires an external neutral point current sensor, trip alarm switch (1 x CO), connection at rear horizontal guide frame with shutter, without position signaling switch with internal voltage tap on lower stab of circuit breaker, with voltage tap module VTM680 and power supply of ETU600, able to communication, integrated metering type PMF-1 Energy Efficiency, Voltage, Active energy Ea Manual operating mechanism with mechanical closing, without Spring charging motor, Ready-to-close signal. switch, Auxiliary switches 2NO+2NC, without Closing coil (CC), manual operating mechanism with mechanical closing, without Remote trip alarm reset coil (RR), without 2nd shunt trip, without 1st Shunt trip | 176870 | 1 | Z\ | 1
3WA1120-5EF34-0AA0 |  | withdrawable circuit breaker, with guide frame, IEC 60947-2, size 1, 3-pole, In=2000 A up to 690 V AC 50/60 Hz, breaking capacity H Icu=100/66 kA at 500/690 V, ETU600 LSIG electronic trip unit upgradeable, color display, Bluetooth, USB interface, basic protection LT, ST, INST, GFx, neutral conductor protection requires an external neutral point current sensor, trip alarm switch (1 x CO), connection at rear flange, guide frame with shutter, without position signaling switch with internal voltage tap on lower stab of circuit breaker, with voltage tap module VTM680 and power supply of ETU600, able to communication, integrated metering type PMF-1 Energy Efficiency, Voltage, Active energy Ea Manual operating mechanism with mechanical closing, without Spring charging motor, Ready-to-close signal. switch, Auxiliary switches 2NO+2NC, without Closing coil (CC), manual operating mechanism with mechanical closing, without Remote trip alarm reset coil (RR), without 2nd shunt trip, without 1st Shunt trip | 176870 | 1 | Z\ | 1
3WA1120-5EF41-0AA0 |  | withdrawable circuit breaker, with guide frame, IEC 60947-2, size 1, 4-pole, N pole on left, In=2000 A up to 690 V AC 50/60 Hz, breaking capacity H Icu=100/66 kA at 500/690 V, ETU600 LSIG electronic trip unit upgradeable, color display, Bluetooth, USB interface, basic protection LT, ST, INST, GFx, including protection of the N conductor (internal neutral point sensor available), trip alarm switch (1 x CO), connection at rear vertical, guide frame with shutter, without position signaling switch with internal voltage tap on lower stab of circuit breaker, with voltage tap module VTM680 and power supply of ETU600, able to communication, integrated metering type PMF-1 Energy Efficiency, Voltage, Active energy Ea Manual operating mechanism with mechanical closing, without Spring charging motor, Ready-to-close signal. switch, Auxiliary switches 2NO+2NC, without Closing coil (CC), manual operating mechanism with mechanical closing, without Remote trip alarm reset coil (RR), without 2nd shunt trip, without 1st Shunt trip | 230870 | 1 | Z\ | 1
3WA1120-5EF42-0AA0 |  | withdrawable circuit breaker, with guide frame, IEC 60947-2, size 1, 4-pole, N pole on left, In=2000 A up to 690 V AC 50/60 Hz, breaking capacity H Icu=100/66 kA at 500/690 V, ETU600 LSIG electronic trip unit upgradeable, color display, Bluetooth, USB interface, basic protection LT, ST, INST, GFx, including protection of the N conductor (internal neutral point sensor available), trip alarm switch (1 x CO), connection at rear horizontal guide frame with shutter, without position signaling switch with internal voltage tap on lower stab of circuit breaker, with voltage tap module VTM680 and power supply of ETU600, able to communication, integrated metering type PMF-1 Energy Efficiency, Voltage, Active energy Ea Manual operating mechanism with mechanical closing, without Spring charging motor, Ready-to-close signal. switch, Auxiliary switches 2NO+2NC, without Closing coil (CC), manual operating mechanism with mechanical closing, without Remote trip alarm reset coil (RR), without 2nd shunt trip, without 1st Shunt trip | 226870 | 1 | Z\ | 1
3WA1120-5EF44-0AA0 |  | withdrawable circuit breaker, with guide frame, IEC 60947-2, size 1, 4-pole, N pole on left, In=2000 A up to 690 V AC 50/60 Hz, breaking capacity H Icu=100/66 kA at 500/690 V, ETU600 LSIG electronic trip unit upgradeable, color display, Bluetooth, USB interface, basic protection LT, ST, INST, GFx, including protection of the N conductor (internal neutral point sensor available), trip alarm switch (1 x CO), connection at rear flange, guide frame with shutter, without position signaling switch with internal voltage tap on lower stab of circuit breaker, with voltage tap module VTM680 and power supply of ETU600, able to communication, integrated metering type PMF-1 Energy Efficiency, Voltage, Active energy Ea Manual operating mechanism with mechanical closing, without Spring charging motor, Ready-to-close signal. switch, Auxiliary switches 2NO+2NC, without Closing coil (CC), manual operating mechanism with mechanical closing, without Remote trip alarm reset coil (RR), without 2nd shunt trip, without 1st Shunt trip | 226870 | 1 | Z\ | 1
3WA1120-5FE01-0AA0 |  | fixed-mounted circuit breaker, IEC 60947-2, size 1, 3-pole, In=2000 A up to 690 V AC 50/60 Hz, breaking capacity H Icu=100/66 kA at 500/690 V, ETU600 LSI electronic trip unit upgradeable, color display, Bluetooth, USB interface, basic protection LT, ST, INST, neutral conductor protection requires an external neutral point current sensor, trip alarm switch (1 x CO), connection at rear vertical, with internal voltage tap on lower stab of circuit breaker, with voltage tap module VTM680 and power supply of ETU600, able to communication, integrated metering type PMF-2 Basic Power Monitoring, Voltage, Energy, Power, Power factor, Frequency, Unbalance, Temperature, Manual operating mechanism with mechanical closing, without Spring charging motor, Ready-to-close signal. switch, Auxiliary switches 2NO+2NC, without Closing coil (CC), manual operating mechanism with mechanical closing, without Remote trip alarm reset coil (RR), without 2nd shunt trip, without 1st Shunt trip | 150700 | 1 | Z\ | 1
3WA1120-5FE02-0AA0 |  | fixed-mounted circuit breaker, IEC 60947-2, size 1, 3-pole, In=2000 A up to 690 V AC 50/60 Hz, breaking capacity H Icu=100/66 kA at 500/690 V, ETU600 LSI electronic trip unit upgradeable, color display, Bluetooth, USB interface, basic protection LT, ST, INST, neutral conductor protection requires an external neutral point current sensor, trip alarm switch (1 x CO), connection at rear horizontal with internal voltage tap on lower stab of circuit breaker, with voltage tap module VTM680 and power supply of ETU600, able to communication, integrated metering type PMF-2 Basic Power Monitoring, Voltage, Energy, Power, Power factor, Frequency, Unbalance, Temperature, Manual operating mechanism with mechanical closing, without Spring charging motor, Ready-to-close signal. switch, Auxiliary switches 2NO+2NC, without Closing coil (CC), manual operating mechanism with mechanical closing, without Remote trip alarm reset coil (RR), without 2nd shunt trip, without 1st Shunt trip | 146700 | 1 | Z\ | 1
3WA1120-5FE11-0AA0 |  | fixed-mounted circuit breaker, IEC 60947-2, size 1, 4-pole, N pole on left, In=2000 A up to 690 V AC 50/60 Hz, breaking capacity H Icu=100/66 kA at 500/690 V, ETU600 LSI electronic trip unit upgradeable, color display, Bluetooth, USB interface, basic protection LT, ST, INST, including protection of the N conductor (internal neutral point sensor available), trip alarm switch (1 x CO), connection at rear vertical, with internal voltage tap on lower stab of circuit breaker, with voltage tap module VTM680 and power supply of ETU600, able to communication, integrated metering type PMF-2 Basic Power Monitoring, Voltage, Energy, Power, Power factor, Frequency, Unbalance, Temperature, Manual operating mechanism with mechanical closing, without Spring charging motor, Ready-to-close signal. switch, Auxiliary switches 2NO+2NC, without Closing coil (CC), manual operating mechanism with mechanical closing, without Remote trip alarm reset coil (RR), without 2nd shunt trip, without 1st Shunt trip | 192700 | 1 | Z\ | 1
3WA1120-5FE12-0AA0 |  | fixed-mounted circuit breaker, IEC 60947-2, size 1, 4-pole, N pole on left, In=2000 A up to 690 V AC 50/60 Hz, breaking capacity H Icu=100/66 kA at 500/690 V, ETU600 LSI electronic trip unit upgradeable, color display, Bluetooth, USB interface, basic protection LT, ST, INST, including protection of the N conductor (internal neutral point sensor available), trip alarm switch (1 x CO), connection at rear horizontal with internal voltage tap on lower stab of circuit breaker, with voltage tap module VTM680 and power supply of ETU600, able to communication, integrated metering type PMF-2 Basic Power Monitoring, Voltage, Energy, Power, Power factor, Frequency, Unbalance, Temperature, Manual operating mechanism with mechanical closing, without Spring charging motor, Ready-to-close signal. switch, Auxiliary switches 2NO+2NC, without Closing coil (CC), manual operating mechanism with mechanical closing, without Remote trip alarm reset coil (RR), without 2nd shunt trip, without 1st Shunt trip | 188700 | 1 | Z\ | 1
3WA1120-5FE21-0AA0 |  | fixed-mounted circuit breaker, IEC 60947-2, size 1, 4-pole, N pole on right, In=2000 A up to 690 V AC 50/60 Hz, breaking capacity H Icu=100/66 kA at 500/690 V, ETU600 LSI electronic trip unit upgradeable, color display, Bluetooth, USB interface, basic protection LT, ST, INST, including protection of the N conductor (internal neutral point sensor available), trip alarm switch (1 x CO), connection at rear vertical, with internal voltage tap on lower stab of circuit breaker, with voltage tap module VTM680 and power supply of ETU600, able to communication, integrated metering type PMF-2 Basic Power Monitoring, Voltage, Energy, Power, Power factor, Frequency, Unbalance, Temperature, Manual operating mechanism with mechanical closing, without Spring charging motor, Ready-to-close signal. switch, Auxiliary switches 2NO+2NC, without Closing coil (CC), manual operating mechanism with mechanical closing, without Remote trip alarm reset coil (RR), without 2nd shunt trip, without 1st Shunt trip | 192700 | 1 | Z\ | 1
3WA1120-5FE22-0AA0 |  | fixed-mounted circuit breaker, IEC 60947-2, size 1, 4-pole, N pole on right, In=2000 A up to 690 V AC 50/60 Hz, breaking capacity H Icu=100/66 kA at 500/690 V, ETU600 LSI electronic trip unit upgradeable, color display, Bluetooth, USB interface, basic protection LT, ST, INST, including protection of the N conductor (internal neutral point sensor available), trip alarm switch (1 x CO), connection at rear horizontal with internal voltage tap on lower stab of circuit breaker, with voltage tap module VTM680 and power supply of ETU600, able to communication, integrated metering type PMF-2 Basic Power Monitoring, Voltage, Energy, Power, Power factor, Frequency, Unbalance, Temperature, Manual operating mechanism with mechanical closing, without Spring charging motor, Ready-to-close signal. switch, Auxiliary switches 2NO+2NC, without Closing coil (CC), manual operating mechanism with mechanical closing, without Remote trip alarm reset coil (RR), without 2nd shunt trip, without 1st Shunt trip | 188700 | 1 | Z\ | 1
3WA1120-5FE31-0AA0 |  | withdrawable circuit breaker, with guide frame, IEC 60947-2, size 1, 3-pole, In=2000 A up to 690 V AC 50/60 Hz, breaking capacity H Icu=100/66 kA at 500/690 V, ETU600 LSI electronic trip unit upgradeable, color display, Bluetooth, USB interface, basic protection LT, ST, INST, neutral conductor protection requires an external neutral point current sensor, trip alarm switch (1 x CO), connection at rear vertical, guide frame with shutter, without position signaling switch with internal voltage tap on lower stab of circuit breaker, with voltage tap module VTM680 and power supply of ETU600, able to communication, integrated metering type PMF-2 Basic Power Monitoring, Voltage, Energy, Power, Power factor, Frequency, Unbalance, Temperature, Manual operating mechanism with mechanical closing, without Spring charging motor, Ready-to-close signal. switch, Auxiliary switches 2NO+2NC, without Closing coil (CC), manual operating mechanism with mechanical closing, without Remote trip alarm reset coil (RR), without 2nd shunt trip, without 1st Shunt trip | 177700 | 1 | Z\ | 1
3WA1120-5FE32-0AA0 |  | withdrawable circuit breaker, with guide frame, IEC 60947-2, size 1, 3-pole, In=2000 A up to 690 V AC 50/60 Hz, breaking capacity H Icu=100/66 kA at 500/690 V, ETU600 LSI electronic trip unit upgradeable, color display, Bluetooth, USB interface, basic protection LT, ST, INST, neutral conductor protection requires an external neutral point current sensor, trip alarm switch (1 x CO), connection at rear horizontal guide frame with shutter, without position signaling switch with internal voltage tap on lower stab of circuit breaker, with voltage tap module VTM680 and power supply of ETU600, able to communication, integrated metering type PMF-2 Basic Power Monitoring, Voltage, Energy, Power, Power factor, Frequency, Unbalance, Temperature, Manual operating mechanism with mechanical closing, without Spring charging motor, Ready-to-close signal. switch, Auxiliary switches 2NO+2NC, without Closing coil (CC), manual operating mechanism with mechanical closing, without Remote trip alarm reset coil (RR), without 2nd shunt trip, without 1st Shunt trip | 174700 | 1 | Z\ | 1
3WA1120-5FE34-0AA0 |  | withdrawable circuit breaker, with guide frame, IEC 60947-2, size 1, 3-pole, In=2000 A up to 690 V AC 50/60 Hz, breaking capacity H Icu=100/66 kA at 500/690 V, ETU600 LSI electronic trip unit upgradeable, color display, Bluetooth, USB interface, basic protection LT, ST, INST, neutral conductor protection requires an external neutral point current sensor, trip alarm switch (1 x CO), connection at rear flange, guide frame with shutter, without position signaling switch with internal voltage tap on lower stab of circuit breaker, with voltage tap module VTM680 and power supply of ETU600, able to communication, integrated metering type PMF-2 Basic Power Monitoring, Voltage, Energy, Power, Power factor, Frequency, Unbalance, Temperature, Manual operating mechanism with mechanical closing, without Spring charging motor, Ready-to-close signal. switch, Auxiliary switches 2NO+2NC, without Closing coil (CC), manual operating mechanism with mechanical closing, without Remote trip alarm reset coil (RR), without 2nd shunt trip, without 1st Shunt trip | 174700 | 1 | Z\ | 1
3WA1120-5FE41-0AA0 |  | withdrawable circuit breaker, with guide frame, IEC 60947-2, size 1, 4-pole, N pole on left, In=2000 A up to 690 V AC 50/60 Hz, breaking capacity H Icu=100/66 kA at 500/690 V, ETU600 LSI electronic trip unit upgradeable, color display, Bluetooth, USB interface, basic protection LT, ST, INST, including protection of the N conductor (internal neutral point sensor available), trip alarm switch (1 x CO), connection at rear vertical, guide frame with shutter, without position signaling switch with internal voltage tap on lower stab of circuit breaker, with voltage tap module VTM680 and power supply of ETU600, able to communication, integrated metering type PMF-2 Basic Power Monitoring, Voltage, Energy, Power, Power factor, Frequency, Unbalance, Temperature, Manual operating mechanism with mechanical closing, without Spring charging motor, Ready-to-close signal. switch, Auxiliary switches 2NO+2NC, without Closing coil (CC), manual operating mechanism with mechanical closing, without Remote trip alarm reset coil (RR), without 2nd shunt trip, without 1st Shunt trip | 228700 | 1 | Z\ | 1
3WA1120-5FE42-0AA0 |  | withdrawable circuit breaker, with guide frame, IEC 60947-2, size 1, 4-pole, N pole on left, In=2000 A up to 690 V AC 50/60 Hz, breaking capacity H Icu=100/66 kA at 500/690 V, ETU600 LSI electronic trip unit upgradeable, color display, Bluetooth, USB interface, basic protection LT, ST, INST, including protection of the N conductor (internal neutral point sensor available), trip alarm switch (1 x CO), connection at rear horizontal guide frame with shutter, without position signaling switch with internal voltage tap on lower stab of circuit breaker, with voltage tap module VTM680 and power supply of ETU600, able to communication, integrated metering type PMF-2 Basic Power Monitoring, Voltage, Energy, Power, Power factor, Frequency, Unbalance, Temperature, Manual operating mechanism with mechanical closing, without Spring charging motor, Ready-to-close signal. switch, Auxiliary switches 2NO+2NC, without Closing coil (CC), manual operating mechanism with mechanical closing, without Remote trip alarm reset coil (RR), without 2nd shunt trip, without 1st Shunt trip | 225700 | 1 | Z\ | 1
3WA1120-5FE44-0AA0 |  | withdrawable circuit breaker, with guide frame, IEC 60947-2, size 1, 4-pole, N pole on left, In=2000 A up to 690 V AC 50/60 Hz, breaking capacity H Icu=100/66 kA at 500/690 V, ETU600 LSI electronic trip unit upgradeable, color display, Bluetooth, USB interface, basic protection LT, ST, INST, including protection of the N conductor (internal neutral point sensor available), trip alarm switch (1 x CO), connection at rear flange, guide frame with shutter, without position signaling switch with internal voltage tap on lower stab of circuit breaker, with voltage tap module VTM680 and power supply of ETU600, able to communication, integrated metering type PMF-2 Basic Power Monitoring, Voltage, Energy, Power, Power factor, Frequency, Unbalance, Temperature, Manual operating mechanism with mechanical closing, without Spring charging motor, Ready-to-close signal. switch, Auxiliary switches 2NO+2NC, without Closing coil (CC), manual operating mechanism with mechanical closing, without Remote trip alarm reset coil (RR), without 2nd shunt trip, without 1st Shunt trip | 225700 | 1 | Z\ | 1
3WA1120-5FF01-0AA0 |  | fixed-mounted circuit breaker, IEC 60947-2, size 1, 3-pole, In=2000 A up to 690 V AC 50/60 Hz, breaking capacity H Icu=100/66 kA at 500/690 V, ETU600 LSIG electronic trip unit upgradeable, color display, Bluetooth, USB interface, basic protection LT, ST, INST, GFx, neutral conductor protection requires an external neutral point current sensor, trip alarm switch (1 x CO), connection at rear vertical, with internal voltage tap on lower stab of circuit breaker, with voltage tap module VTM680 and power supply of ETU600, able to communication, integrated metering type PMF-2 Basic Power Monitoring, Voltage, Energy, Power, Power factor, Frequency, Unbalance, Temperature, Manual operating mechanism with mechanical closing, without Spring charging motor, Ready-to-close signal. switch, Auxiliary switches 2NO+2NC, without Closing coil (CC), manual operating mechanism with mechanical closing, without Remote trip alarm reset coil (RR), without 2nd shunt trip, without 1st Shunt trip | 160700 | 1 | Z\ | 1
3WA1120-5FF02-0AA0 |  | fixed-mounted circuit breaker, IEC 60947-2, size 1, 3-pole, In=2000 A up to 690 V AC 50/60 Hz, breaking capacity H Icu=100/66 kA at 500/690 V, ETU600 LSIG electronic trip unit upgradeable, color display, Bluetooth, USB interface, basic protection LT, ST, INST, GFx, neutral conductor protection requires an external neutral point current sensor, trip alarm switch (1 x CO), connection at rear horizontal with internal voltage tap on lower stab of circuit breaker, with voltage tap module VTM680 and power supply of ETU600, able to communication, integrated metering type PMF-2 Basic Power Monitoring, Voltage, Energy, Power, Power factor, Frequency, Unbalance, Temperature, Manual operating mechanism with mechanical closing, without Spring charging motor, Ready-to-close signal. switch, Auxiliary switches 2NO+2NC, without Closing coil (CC), manual operating mechanism with mechanical closing, without Remote trip alarm reset coil (RR), without 2nd shunt trip, without 1st Shunt trip | 157700 | 1 | Z\ | 1
3WA1120-5FF11-0AA0 |  | fixed-mounted circuit breaker, IEC 60947-2, size 1, 4-pole, N pole on left, In=2000 A up to 690 V AC 50/60 Hz, breaking capacity H Icu=100/66 kA at 500/690 V, ETU600 LSIG electronic trip unit upgradeable, color display, Bluetooth, USB interface, basic protection LT, ST, INST, GFx, including protection of the N conductor (internal neutral point sensor available), trip alarm switch (1 x CO), connection at rear vertical, with internal voltage tap on lower stab of circuit breaker, with voltage tap module VTM680 and power supply of ETU600, able to communication, integrated metering type PMF-2 Basic Power Monitoring, Voltage, Energy, Power, Power factor, Frequency, Unbalance, Temperature, Manual operating mechanism with mechanical closing, without Spring charging motor, Ready-to-close signal. switch, Auxiliary switches 2NO+2NC, without Closing coil (CC), manual operating mechanism with mechanical closing, without Remote trip alarm reset coil (RR), without 2nd shunt trip, without 1st Shunt trip | 203700 | 1 | Z\ | 1
3WA1120-5FF12-0AA0 |  | fixed-mounted circuit breaker, IEC 60947-2, size 1, 4-pole, N pole on left, In=2000 A up to 690 V AC 50/60 Hz, breaking capacity H Icu=100/66 kA at 500/690 V, ETU600 LSIG electronic trip unit upgradeable, color display, Bluetooth, USB interface, basic protection LT, ST, INST, GFx, including protection of the N conductor (internal neutral point sensor available), trip alarm switch (1 x CO), connection at rear horizontal with internal voltage tap on lower stab of circuit breaker, with voltage tap module VTM680 and power supply of ETU600, able to communication, integrated metering type PMF-2 Basic Power Monitoring, Voltage, Energy, Power, Power factor, Frequency, Unbalance, Temperature, Manual operating mechanism with mechanical closing, without Spring charging motor, Ready-to-close signal. switch, Auxiliary switches 2NO+2NC, without Closing coil (CC), manual operating mechanism with mechanical closing, without Remote trip alarm reset coil (RR), without 2nd shunt trip, without 1st Shunt trip | 199700 | 1 | Z\ | 1
3WA1120-5FF21-0AA0 |  | fixed-mounted circuit breaker, IEC 60947-2, size 1, 4-pole, N pole on right, In=2000 A up to 690 V AC 50/60 Hz, breaking capacity H Icu=100/66 kA at 500/690 V, ETU600 LSIG electronic trip unit upgradeable, color display, Bluetooth, USB interface, basic protection LT, ST, INST, GFx, including protection of the N conductor (internal neutral point sensor available), trip alarm switch (1 x CO), connection at rear vertical, with internal voltage tap on lower stab of circuit breaker, with voltage tap module VTM680 and power supply of ETU600, able to communication, integrated metering type PMF-2 Basic Power Monitoring, Voltage, Energy, Power, Power factor, Frequency, Unbalance, Temperature, Manual operating mechanism with mechanical closing, without Spring charging motor, Ready-to-close signal. switch, Auxiliary switches 2NO+2NC, without Closing coil (CC), manual operating mechanism with mechanical closing, without Remote trip alarm reset coil (RR), without 2nd shunt trip, without 1st Shunt trip | 203700 | 1 | Z\ | 1
3WA1120-5FF22-0AA0 |  | fixed-mounted circuit breaker, IEC 60947-2, size 1, 4-pole, N pole on right, In=2000 A up to 690 V AC 50/60 Hz, breaking capacity H Icu=100/66 kA at 500/690 V, ETU600 LSIG electronic trip unit upgradeable, color display, Bluetooth, USB interface, basic protection LT, ST, INST, GFx, including protection of the N conductor (internal neutral point sensor available), trip alarm switch (1 x CO), connection at rear horizontal with internal voltage tap on lower stab of circuit breaker, with voltage tap module VTM680 and power supply of ETU600, able to communication, integrated metering type PMF-2 Basic Power Monitoring, Voltage, Energy, Power, Power factor, Frequency, Unbalance, Temperature, Manual operating mechanism with mechanical closing, without Spring charging motor, Ready-to-close signal. switch, Auxiliary switches 2NO+2NC, without Closing coil (CC), manual operating mechanism with mechanical closing, without Remote trip alarm reset coil (RR), without 2nd shunt trip, without 1st Shunt trip | 199700 | 1 | Z\ | 1
3WA1120-5FF31-0AA0 |  | withdrawable circuit breaker, with guide frame, IEC 60947-2, size 1, 3-pole, In=2000 A up to 690 V AC 50/60 Hz, breaking capacity H Icu=100/66 kA at 500/690 V, ETU600 LSIG electronic trip unit upgradeable, color display, Bluetooth, USB interface, basic protection LT, ST, INST, GFx, neutral conductor protection requires an external neutral point current sensor, trip alarm switch (1 x CO), connection at rear vertical, guide frame with shutter, without position signaling switch with internal voltage tap on lower stab of circuit breaker, with voltage tap module VTM680 and power supply of ETU600, able to communication, integrated metering type PMF-2 Basic Power Monitoring, Voltage, Energy, Power, Power factor, Frequency, Unbalance, Temperature, Manual operating mechanism with mechanical closing, without Spring charging motor, Ready-to-close signal. switch, Auxiliary switches 2NO+2NC, without Closing coil (CC), manual operating mechanism with mechanical closing, without Remote trip alarm reset coil (RR), without 2nd shunt trip, without 1st Shunt trip | 188700 | 1 | Z\ | 1
3WA1120-5FF32-0AA0 |  | withdrawable circuit breaker, with guide frame, IEC 60947-2, size 1, 3-pole, In=2000 A up to 690 V AC 50/60 Hz, breaking capacity H Icu=100/66 kA at 500/690 V, ETU600 LSIG electronic trip unit upgradeable, color display, Bluetooth, USB interface, basic protection LT, ST, INST, GFx, neutral conductor protection requires an external neutral point current sensor, trip alarm switch (1 x CO), connection at rear horizontal guide frame with shutter, without position signaling switch with internal voltage tap on lower stab of circuit breaker, with voltage tap module VTM680 and power supply of ETU600, able to communication, integrated metering type PMF-2 Basic Power Monitoring, Voltage, Energy, Power, Power factor, Frequency, Unbalance, Temperature, Manual operating mechanism with mechanical closing, without Spring charging motor, Ready-to-close signal. switch, Auxiliary switches 2NO+2NC, without Closing coil (CC), manual operating mechanism with mechanical closing, without Remote trip alarm reset coil (RR), without 2nd shunt trip, without 1st Shunt trip | 185700 | 1 | Z\ | 1
3WA1120-5FF34-0AA0 |  | withdrawable circuit breaker, with guide frame, IEC 60947-2, size 1, 3-pole, In=2000 A up to 690 V AC 50/60 Hz, breaking capacity H Icu=100/66 kA at 500/690 V, ETU600 LSIG electronic trip unit upgradeable, color display, Bluetooth, USB interface, basic protection LT, ST, INST, GFx, neutral conductor protection requires an external neutral point current sensor, trip alarm switch (1 x CO), connection at rear flange, guide frame with shutter, without position signaling switch with internal voltage tap on lower stab of circuit breaker, with voltage tap module VTM680 and power supply of ETU600, able to communication, integrated metering type PMF-2 Basic Power Monitoring, Voltage, Energy, Power, Power factor, Frequency, Unbalance, Temperature, Manual operating mechanism with mechanical closing, without Spring charging motor, Ready-to-close signal. switch, Auxiliary switches 2NO+2NC, without Closing coil (CC), manual operating mechanism with mechanical closing, without Remote trip alarm reset coil (RR), without 2nd shunt trip, without 1st Shunt trip | 185700 | 1 | Z\ | 1
3WA1120-5FF41-0AA0 |  | withdrawable circuit breaker, with guide frame, IEC 60947-2, size 1, 4-pole, N pole on left, In=2000 A up to 690 V AC 50/60 Hz, breaking capacity H Icu=100/66 kA at 500/690 V, ETU600 LSIG electronic trip unit upgradeable, color display, Bluetooth, USB interface, basic protection LT, ST, INST, GFx, including protection of the N conductor (internal neutral point sensor available), trip alarm switch (1 x CO), connection at rear vertical, guide frame with shutter, without position signaling switch with internal voltage tap on lower stab of circuit breaker, with voltage tap module VTM680 and power supply of ETU600, able to communication, integrated metering type PMF-2 Basic Power Monitoring, Voltage, Energy, Power, Power factor, Frequency, Unbalance, Temperature, Manual operating mechanism with mechanical closing, without Spring charging motor, Ready-to-close signal. switch, Auxiliary switches 2NO+2NC, without Closing coil (CC), manual operating mechanism with mechanical closing, without Remote trip alarm reset coil (RR), without 2nd shunt trip, without 1st Shunt trip | 239700 | 1 | Z\ | 1
3WA1120-5FF42-0AA0 |  | withdrawable circuit breaker, with guide frame, IEC 60947-2, size 1, 4-pole, N pole on left, In=2000 A up to 690 V AC 50/60 Hz, breaking capacity H Icu=100/66 kA at 500/690 V, ETU600 LSIG electronic trip unit upgradeable, color display, Bluetooth, USB interface, basic protection LT, ST, INST, GFx, including protection of the N conductor (internal neutral point sensor available), trip alarm switch (1 x CO), connection at rear horizontal guide frame with shutter, without position signaling switch with internal voltage tap on lower stab of circuit breaker, with voltage tap module VTM680 and power supply of ETU600, able to communication, integrated metering type PMF-2 Basic Power Monitoring, Voltage, Energy, Power, Power factor, Frequency, Unbalance, Temperature, Manual operating mechanism with mechanical closing, without Spring charging motor, Ready-to-close signal. switch, Auxiliary switches 2NO+2NC, without Closing coil (CC), manual operating mechanism with mechanical closing, without Remote trip alarm reset coil (RR), without 2nd shunt trip, without 1st Shunt trip | 235700 | 1 | Z\ | 1
3WA1120-5FF44-0AA0 |  | withdrawable circuit breaker, with guide frame, IEC 60947-2, size 1, 4-pole, N pole on left, In=2000 A up to 690 V AC 50/60 Hz, breaking capacity H Icu=100/66 kA at 500/690 V, ETU600 LSIG electronic trip unit upgradeable, color display, Bluetooth, USB interface, basic protection LT, ST, INST, GFx, including protection of the N conductor (internal neutral point sensor available), trip alarm switch (1 x CO), connection at rear flange, guide frame with shutter, without position signaling switch with internal voltage tap on lower stab of circuit breaker, with voltage tap module VTM680 and power supply of ETU600, able to communication, integrated metering type PMF-2 Basic Power Monitoring, Voltage, Energy, Power, Power factor, Frequency, Unbalance, Temperature, Manual operating mechanism with mechanical closing, without Spring charging motor, Ready-to-close signal. switch, Auxiliary switches 2NO+2NC, without Closing coil (CC), manual operating mechanism with mechanical closing, without Remote trip alarm reset coil (RR), without 2nd shunt trip, without 1st Shunt trip | 235700 | 1 | Z\ | 1
3WA1120-5GE01-0AA0 |  | fixed-mounted circuit breaker, IEC 60947-2, size 1, 3-pole, In=2000 A up to 690 V AC 50/60 Hz, breaking capacity H Icu=100/66 kA at 500/690 V, ETU600 LSI electronic trip unit upgradeable, color display, Bluetooth, USB interface, basic protection LT, ST, INST, neutral conductor protection requires an external neutral point current sensor, trip alarm switch (1 x CO), connection at rear vertical, with internal voltage tap on lower stab of circuit breaker, with voltage tap module VTM680 and power supply of ETU600, able to communication, integrated metering type PMF-3 Advanced Power Monitor., Voltage, Energy, Power, Power factor, Frequency, Unbalance, Temperature, Power quality, Manual operating mechanism with mechanical closing, without Spring charging motor, Ready-to-close signal. switch, Auxiliary switches 2NO+2NC, without Closing coil (CC), manual operating mechanism with mechanical closing, without Remote trip alarm reset coil (RR), without 2nd shunt trip, without 1st Shunt trip | 157100 | 1 | Z\ | 1
3WA1120-5GE02-0AA0 |  | fixed-mounted circuit breaker, IEC 60947-2, size 1, 3-pole, In=2000 A up to 690 V AC 50/60 Hz, breaking capacity H Icu=100/66 kA at 500/690 V, ETU600 LSI electronic trip unit upgradeable, color display, Bluetooth, USB interface, basic protection LT, ST, INST, neutral conductor protection requires an external neutral point current sensor, trip alarm switch (1 x CO), connection at rear horizontal with internal voltage tap on lower stab of circuit breaker, with voltage tap module VTM680 and power supply of ETU600, able to communication, integrated metering type PMF-3 Advanced Power Monitor., Voltage, Energy, Power, Power factor, Frequency, Unbalance, Temperature, Power quality, Manual operating mechanism with mechanical closing, without Spring charging motor, Ready-to-close signal. switch, Auxiliary switches 2NO+2NC, without Closing coil (CC), manual operating mechanism with mechanical closing, without Remote trip alarm reset coil (RR), without 2nd shunt trip, without 1st Shunt trip | 153100 | 1 | Z\ | 1
3WA1120-5GE11-0AA0 |  | fixed-mounted circuit breaker, IEC 60947-2, size 1, 4-pole, N pole on left, In=2000 A up to 690 V AC 50/60 Hz, breaking capacity H Icu=100/66 kA at 500/690 V, ETU600 LSI electronic trip unit upgradeable, color display, Bluetooth, USB interface, basic protection LT, ST, INST, including protection of the N conductor (internal neutral point sensor available), trip alarm switch (1 x CO), connection at rear vertical, with internal voltage tap on lower stab of circuit breaker, with voltage tap module VTM680 and power supply of ETU600, able to communication, integrated metering type PMF-3 Advanced Power Monitor., Voltage, Energy, Power, Power factor, Frequency, Unbalance, Temperature, Power quality, Manual operating mechanism with mechanical closing, without Spring charging motor, Ready-to-close signal. switch, Auxiliary switches 2NO+2NC, without Closing coil (CC), manual operating mechanism with mechanical closing, without Remote trip alarm reset coil (RR), without 2nd shunt trip, without 1st Shunt trip | 199100 | 1 | Z\ | 1
3WA1120-5GE12-0AA0 |  | fixed-mounted circuit breaker, IEC 60947-2, size 1, 4-pole, N pole on left, In=2000 A up to 690 V AC 50/60 Hz, breaking capacity H Icu=100/66 kA at 500/690 V, ETU600 LSI electronic trip unit upgradeable, color display, Bluetooth, USB interface, basic protection LT, ST, INST, including protection of the N conductor (internal neutral point sensor available), trip alarm switch (1 x CO), connection at rear horizontal with internal voltage tap on lower stab of circuit breaker, with voltage tap module VTM680 and power supply of ETU600, able to communication, integrated metering type PMF-3 Advanced Power Monitor., Voltage, Energy, Power, Power factor, Frequency, Unbalance, Temperature, Power quality, Manual operating mechanism with mechanical closing, without Spring charging motor, Ready-to-close signal. switch, Auxiliary switches 2NO+2NC, without Closing coil (CC), manual operating mechanism with mechanical closing, without Remote trip alarm reset coil (RR), without 2nd shunt trip, without 1st Shunt trip | 195100 | 1 | Z\ | 1
3WA1120-5GE21-0AA0 |  | fixed-mounted circuit breaker, IEC 60947-2, size 1, 4-pole, N pole on right, In=2000 A up to 690 V AC 50/60 Hz, breaking capacity H Icu=100/66 kA at 500/690 V, ETU600 LSI electronic trip unit upgradeable, color display, Bluetooth, USB interface, basic protection LT, ST, INST, including protection of the N conductor (internal neutral point sensor available), trip alarm switch (1 x CO), connection at rear vertical, with internal voltage tap on lower stab of circuit breaker, with voltage tap module VTM680 and power supply of ETU600, able to communication, integrated metering type PMF-3 Advanced Power Monitor., Voltage, Energy, Power, Power factor, Frequency, Unbalance, Temperature, Power quality, Manual operating mechanism with mechanical closing, without Spring charging motor, Ready-to-close signal. switch, Auxiliary switches 2NO+2NC, without Closing coil (CC), manual operating mechanism with mechanical closing, without Remote trip alarm reset coil (RR), without 2nd shunt trip, without 1st Shunt trip | 199100 | 1 | Z\ | 1
3WA1120-5GE22-0AA0 |  | fixed-mounted circuit breaker, IEC 60947-2, size 1, 4-pole, N pole on right, In=2000 A up to 690 V AC 50/60 Hz, breaking capacity H Icu=100/66 kA at 500/690 V, ETU600 LSI electronic trip unit upgradeable, color display, Bluetooth, USB interface, basic protection LT, ST, INST, including protection of the N conductor (internal neutral point sensor available), trip alarm switch (1 x CO), connection at rear horizontal with internal voltage tap on lower stab of circuit breaker, with voltage tap module VTM680 and power supply of ETU600, able to communication, integrated metering type PMF-3 Advanced Power Monitor., Voltage, Energy, Power, Power factor, Frequency, Unbalance, Temperature, Power quality, Manual operating mechanism with mechanical closing, without Spring charging motor, Ready-to-close signal. switch, Auxiliary switches 2NO+2NC, without Closing coil (CC), manual operating mechanism with mechanical closing, without Remote trip alarm reset coil (RR), without 2nd shunt trip, without 1st Shunt trip | 195100 | 1 | Z\ | 1
3WA1120-5GE31-0AA0 |  | withdrawable circuit breaker, with guide frame, IEC 60947-2, size 1, 3-pole, In=2000 A up to 690 V AC 50/60 Hz, breaking capacity H Icu=100/66 kA at 500/690 V, ETU600 LSI electronic trip unit upgradeable, color display, Bluetooth, USB interface, basic protection LT, ST, INST, neutral conductor protection requires an external neutral point current sensor, trip alarm switch (1 x CO), connection at rear vertical, guide frame with shutter, without position signaling switch with internal voltage tap on lower stab of circuit breaker, with voltage tap module VTM680 and power supply of ETU600, able to communication, integrated metering type PMF-3 Advanced Power Monitor., Voltage, Energy, Power, Power factor, Frequency, Unbalance, Temperature, Power quality, Manual operating mechanism with mechanical closing, without Spring charging motor, Ready-to-close signal. switch, Auxiliary switches 2NO+2NC, without Closing coil (CC), manual operating mechanism with mechanical closing, without Remote trip alarm reset coil (RR), without 2nd shunt trip, without 1st Shunt trip | 184100 | 1 | Z\ | 1
3WA1120-5GE32-0AA0 |  | withdrawable circuit breaker, with guide frame, IEC 60947-2, size 1, 3-pole, In=2000 A up to 690 V AC 50/60 Hz, breaking capacity H Icu=100/66 kA at 500/690 V, ETU600 LSI electronic trip unit upgradeable, color display, Bluetooth, USB interface, basic protection LT, ST, INST, neutral conductor protection requires an external neutral point current sensor, trip alarm switch (1 x CO), connection at rear horizontal guide frame with shutter, without position signaling switch with internal voltage tap on lower stab of circuit breaker, with voltage tap module VTM680 and power supply of ETU600, able to communication, integrated metering type PMF-3 Advanced Power Monitor., Voltage, Energy, Power, Power factor, Frequency, Unbalance, Temperature, Power quality, Manual operating mechanism with mechanical closing, without Spring charging motor, Ready-to-close signal. switch, Auxiliary switches 2NO+2NC, without Closing coil (CC), manual operating mechanism with mechanical closing, without Remote trip alarm reset coil (RR), without 2nd shunt trip, without 1st Shunt trip | 181100 | 1 | Z\ | 1
3WA1120-5GE34-0AA0 |  | withdrawable circuit breaker, with guide frame, IEC 60947-2, size 1, 3-pole, In=2000 A up to 690 V AC 50/60 Hz, breaking capacity H Icu=100/66 kA at 500/690 V, ETU600 LSI electronic trip unit upgradeable, color display, Bluetooth, USB interface, basic protection LT, ST, INST, neutral conductor protection requires an external neutral point current sensor, trip alarm switch (1 x CO), connection at rear flange, guide frame with shutter, without position signaling switch with internal voltage tap on lower stab of circuit breaker, with voltage tap module VTM680 and power supply of ETU600, able to communication, integrated metering type PMF-3 Advanced Power Monitor., Voltage, Energy, Power, Power factor, Frequency, Unbalance, Temperature, Power quality, Manual operating mechanism with mechanical closing, without Spring charging motor, Ready-to-close signal. switch, Auxiliary switches 2NO+2NC, without Closing coil (CC), manual operating mechanism with mechanical closing, without Remote trip alarm reset coil (RR), without 2nd shunt trip, without 1st Shunt trip | 181100 | 1 | Z\ | 1
3WA1120-5GE41-0AA0 |  | withdrawable circuit breaker, with guide frame, IEC 60947-2, size 1, 4-pole, N pole on left, In=2000 A up to 690 V AC 50/60 Hz, breaking capacity H Icu=100/66 kA at 500/690 V, ETU600 LSI electronic trip unit upgradeable, color display, Bluetooth, USB interface, basic protection LT, ST, INST, including protection of the N conductor (internal neutral point sensor available), trip alarm switch (1 x CO), connection at rear vertical, guide frame with shutter, without position signaling switch with internal voltage tap on lower stab of circuit breaker, with voltage tap module VTM680 and power supply of ETU600, able to communication, integrated metering type PMF-3 Advanced Power Monitor., Voltage, Energy, Power, Power factor, Frequency, Unbalance, Temperature, Power quality, Manual operating mechanism with mechanical closing, without Spring charging motor, Ready-to-close signal. switch, Auxiliary switches 2NO+2NC, without Closing coil (CC), manual operating mechanism with mechanical closing, without Remote trip alarm reset coil (RR), without 2nd shunt trip, without 1st Shunt trip | 235100 | 1 | Z\ | 1
3WA1120-5GE42-0AA0 |  | withdrawable circuit breaker, with guide frame, IEC 60947-2, size 1, 4-pole, N pole on left, In=2000 A up to 690 V AC 50/60 Hz, breaking capacity H Icu=100/66 kA at 500/690 V, ETU600 LSI electronic trip unit upgradeable, color display, Bluetooth, USB interface, basic protection LT, ST, INST, including protection of the N conductor (internal neutral point sensor available), trip alarm switch (1 x CO), connection at rear horizontal guide frame with shutter, without position signaling switch with internal voltage tap on lower stab of circuit breaker, with voltage tap module VTM680 and power supply of ETU600, able to communication, integrated metering type PMF-3 Advanced Power Monitor., Voltage, Energy, Power, Power factor, Frequency, Unbalance, Temperature, Power quality, Manual operating mechanism with mechanical closing, without Spring charging motor, Ready-to-close signal. switch, Auxiliary switches 2NO+2NC, without Closing coil (CC), manual operating mechanism with mechanical closing, without Remote trip alarm reset coil (RR), without 2nd shunt trip, without 1st Shunt trip | 232100 | 1 | Z\ | 1
3WA1120-5GE44-0AA0 |  | withdrawable circuit breaker, with guide frame, IEC 60947-2, size 1, 4-pole, N pole on left, In=2000 A up to 690 V AC 50/60 Hz, breaking capacity H Icu=100/66 kA at 500/690 V, ETU600 LSI electronic trip unit upgradeable, color display, Bluetooth, USB interface, basic protection LT, ST, INST, including protection of the N conductor (internal neutral point sensor available), trip alarm switch (1 x CO), connection at rear flange, guide frame with shutter, without position signaling switch with internal voltage tap on lower stab of circuit breaker, with voltage tap module VTM680 and power supply of ETU600, able to communication, integrated metering type PMF-3 Advanced Power Monitor., Voltage, Energy, Power, Power factor, Frequency, Unbalance, Temperature, Power quality, Manual operating mechanism with mechanical closing, without Spring charging motor, Ready-to-close signal. switch, Auxiliary switches 2NO+2NC, without Closing coil (CC), manual operating mechanism with mechanical closing, without Remote trip alarm reset coil (RR), without 2nd shunt trip, without 1st Shunt trip | 232100 | 1 | Z\ | 1
3WA1120-5GF01-0AA0 |  | fixed-mounted circuit breaker, IEC 60947-2, size 1, 3-pole, In=2000 A up to 690 V AC 50/60 Hz, breaking capacity H Icu=100/66 kA at 500/690 V, ETU600 LSIG electronic trip unit upgradeable, color display, Bluetooth, USB interface, basic protection LT, ST, INST, GFx, neutral conductor protection requires an external neutral point current sensor, trip alarm switch (1 x CO), connection at rear vertical, with internal voltage tap on lower stab of circuit breaker, with voltage tap module VTM680 and power supply of ETU600, able to communication, integrated metering type PMF-3 Advanced Power Monitor., Voltage, Energy, Power, Power factor, Frequency, Unbalance, Temperature, Power quality, Manual operating mechanism with mechanical closing, without Spring charging motor, Ready-to-close signal. switch, Auxiliary switches 2NO+2NC, without Closing coil (CC), manual operating mechanism with mechanical closing, without Remote trip alarm reset coil (RR), without 2nd shunt trip, without 1st Shunt trip | 167100 | 1 | Z\ | 1
3WA1120-5GF02-0AA0 |  | fixed-mounted circuit breaker, IEC 60947-2, size 1, 3-pole, In=2000 A up to 690 V AC 50/60 Hz, breaking capacity H Icu=100/66 kA at 500/690 V, ETU600 LSIG electronic trip unit upgradeable, color display, Bluetooth, USB interface, basic protection LT, ST, INST, GFx, neutral conductor protection requires an external neutral point current sensor, trip alarm switch (1 x CO), connection at rear horizontal with internal voltage tap on lower stab of circuit breaker, with voltage tap module VTM680 and power supply of ETU600, able to communication, integrated metering type PMF-3 Advanced Power Monitor., Voltage, Energy, Power, Power factor, Frequency, Unbalance, Temperature, Power quality, Manual operating mechanism with mechanical closing, without Spring charging motor, Ready-to-close signal. switch, Auxiliary switches 2NO+2NC, without Closing coil (CC), manual operating mechanism with mechanical closing, without Remote trip alarm reset coil (RR), without 2nd shunt trip, without 1st Shunt trip | 164100 | 1 | Z\ | 1
3WA1120-5GF11-0AA0 |  | fixed-mounted circuit breaker, IEC 60947-2, size 1, 4-pole, N pole on left, In=2000 A up to 690 V AC 50/60 Hz, breaking capacity H Icu=100/66 kA at 500/690 V, ETU600 LSIG electronic trip unit upgradeable, color display, Bluetooth, USB interface, basic protection LT, ST, INST, GFx, including protection of the N conductor (internal neutral point sensor available), trip alarm switch (1 x CO), connection at rear vertical, with internal voltage tap on lower stab of circuit breaker, with voltage tap module VTM680 and power supply of ETU600, able to communication, integrated metering type PMF-3 Advanced Power Monitor., Voltage, Energy, Power, Power factor, Frequency, Unbalance, Temperature, Power quality, Manual operating mechanism with mechanical closing, without Spring charging motor, Ready-to-close signal. switch, Auxiliary switches 2NO+2NC, without Closing coil (CC), manual operating mechanism with mechanical closing, without Remote trip alarm reset coil (RR), without 2nd shunt trip, without 1st Shunt trip | 210100 | 1 | Z\ | 1
3WA1120-5GF12-0AA0 |  | fixed-mounted circuit breaker, IEC 60947-2, size 1, 4-pole, N pole on left, In=2000 A up to 690 V AC 50/60 Hz, breaking capacity H Icu=100/66 kA at 500/690 V, ETU600 LSIG electronic trip unit upgradeable, color display, Bluetooth, USB interface, basic protection LT, ST, INST, GFx, including protection of the N conductor (internal neutral point sensor available), trip alarm switch (1 x CO), connection at rear horizontal with internal voltage tap on lower stab of circuit breaker, with voltage tap module VTM680 and power supply of ETU600, able to communication, integrated metering type PMF-3 Advanced Power Monitor., Voltage, Energy, Power, Power factor, Frequency, Unbalance, Temperature, Power quality, Manual operating mechanism with mechanical closing, without Spring charging motor, Ready-to-close signal. switch, Auxiliary switches 2NO+2NC, without Closing coil (CC), manual operating mechanism with mechanical closing, without Remote trip alarm reset coil (RR), without 2nd shunt trip, without 1st Shunt trip | 206100 | 1 | Z\ | 1
3WA1120-5GF21-0AA0 |  | fixed-mounted circuit breaker, IEC 60947-2, size 1, 4-pole, N pole on right, In=2000 A up to 690 V AC 50/60 Hz, breaking capacity H Icu=100/66 kA at 500/690 V, ETU600 LSIG electronic trip unit upgradeable, color display, Bluetooth, USB interface, basic protection LT, ST, INST, GFx, including protection of the N conductor (internal neutral point sensor available), trip alarm switch (1 x CO), connection at rear vertical, with internal voltage tap on lower stab of circuit breaker, with voltage tap module VTM680 and power supply of ETU600, able to communication, integrated metering type PMF-3 Advanced Power Monitor., Voltage, Energy, Power, Power factor, Frequency, Unbalance, Temperature, Power quality, Manual operating mechanism with mechanical closing, without Spring charging motor, Ready-to-close signal. switch, Auxiliary switches 2NO+2NC, without Closing coil (CC), manual operating mechanism with mechanical closing, without Remote trip alarm reset coil (RR), without 2nd shunt trip, without 1st Shunt trip | 210100 | 1 | Z\ | 1
3WA1120-5GF22-0AA0 |  | fixed-mounted circuit breaker, IEC 60947-2, size 1, 4-pole, N pole on right, In=2000 A up to 690 V AC 50/60 Hz, breaking capacity H Icu=100/66 kA at 500/690 V, ETU600 LSIG electronic trip unit upgradeable, color display, Bluetooth, USB interface, basic protection LT, ST, INST, GFx, including protection of the N conductor (internal neutral point sensor available), trip alarm switch (1 x CO), connection at rear horizontal with internal voltage tap on lower stab of circuit breaker, with voltage tap module VTM680 and power supply of ETU600, able to communication, integrated metering type PMF-3 Advanced Power Monitor., Voltage, Energy, Power, Power factor, Frequency, Unbalance, Temperature, Power quality, Manual operating mechanism with mechanical closing, without Spring charging motor, Ready-to-close signal. switch, Auxiliary switches 2NO+2NC, without Closing coil (CC), manual operating mechanism with mechanical closing, without Remote trip alarm reset coil (RR), without 2nd shunt trip, without 1st Shunt trip | 206100 | 1 | Z\ | 1
3WA1120-5GF31-0AA0 |  | withdrawable circuit breaker, with guide frame, IEC 60947-2, size 1, 3-pole, In=2000 A up to 690 V AC 50/60 Hz, breaking capacity H Icu=100/66 kA at 500/690 V, ETU600 LSIG electronic trip unit upgradeable, color display, Bluetooth, USB interface, basic protection LT, ST, INST, GFx, neutral conductor protection requires an external neutral point current sensor, trip alarm switch (1 x CO), connection at rear vertical, guide frame with shutter, without position signaling switch with internal voltage tap on lower stab of circuit breaker, with voltage tap module VTM680 and power supply of ETU600, able to communication, integrated metering type PMF-3 Advanced Power Monitor., Voltage, Energy, Power, Power factor, Frequency, Unbalance, Temperature, Power quality, Manual operating mechanism with mechanical closing, without Spring charging motor, Ready-to-close signal. switch, Auxiliary switches 2NO+2NC, without Closing coil (CC), manual operating mechanism with mechanical closing, without Remote trip alarm reset coil (RR), without 2nd shunt trip, without 1st Shunt trip | 195100 | 1 | Z\ | 1
3WA1120-5GF32-0AA0 |  | withdrawable circuit breaker, with guide frame, IEC 60947-2, size 1, 3-pole, In=2000 A up to 690 V AC 50/60 Hz, breaking capacity H Icu=100/66 kA at 500/690 V, ETU600 LSIG electronic trip unit upgradeable, color display, Bluetooth, USB interface, basic protection LT, ST, INST, GFx, neutral conductor protection requires an external neutral point current sensor, trip alarm switch (1 x CO), connection at rear horizontal guide frame with shutter, without position signaling switch with internal voltage tap on lower stab of circuit breaker, with voltage tap module VTM680 and power supply of ETU600, able to communication, integrated metering type PMF-3 Advanced Power Monitor., Voltage, Energy, Power, Power factor, Frequency, Unbalance, Temperature, Power quality, Manual operating mechanism with mechanical closing, without Spring charging motor, Ready-to-close signal. switch, Auxiliary switches 2NO+2NC, without Closing coil (CC), manual operating mechanism with mechanical closing, without Remote trip alarm reset coil (RR), without 2nd shunt trip, without 1st Shunt trip | 192100 | 1 | Z\ | 1
3WA1120-5GF34-0AA0 |  | withdrawable circuit breaker, with guide frame, IEC 60947-2, size 1, 3-pole, In=2000 A up to 690 V AC 50/60 Hz, breaking capacity H Icu=100/66 kA at 500/690 V, ETU600 LSIG electronic trip unit upgradeable, color display, Bluetooth, USB interface, basic protection LT, ST, INST, GFx, neutral conductor protection requires an external neutral point current sensor, trip alarm switch (1 x CO), connection at rear flange, guide frame with shutter, without position signaling switch with internal voltage tap on lower stab of circuit breaker, with voltage tap module VTM680 and power supply of ETU600, able to communication, integrated metering type PMF-3 Advanced Power Monitor., Voltage, Energy, Power, Power factor, Frequency, Unbalance, Temperature, Power quality, Manual operating mechanism with mechanical closing, without Spring charging motor, Ready-to-close signal. switch, Auxiliary switches 2NO+2NC, without Closing coil (CC), manual operating mechanism with mechanical closing, without Remote trip alarm reset coil (RR), without 2nd shunt trip, without 1st Shunt trip | 192100 | 1 | Z\ | 1
3WA1120-5GF41-0AA0 |  | withdrawable circuit breaker, with guide frame, IEC 60947-2, size 1, 4-pole, N pole on left, In=2000 A up to 690 V AC 50/60 Hz, breaking capacity H Icu=100/66 kA at 500/690 V, ETU600 LSIG electronic trip unit upgradeable, color display, Bluetooth, USB interface, basic protection LT, ST, INST, GFx, including protection of the N conductor (internal neutral point sensor available), trip alarm switch (1 x CO), connection at rear vertical, guide frame with shutter, without position signaling switch with internal voltage tap on lower stab of circuit breaker, with voltage tap module VTM680 and power supply of ETU600, able to communication, integrated metering type PMF-3 Advanced Power Monitor., Voltage, Energy, Power, Power factor, Frequency, Unbalance, Temperature, Power quality, Manual operating mechanism with mechanical closing, without Spring charging motor, Ready-to-close signal. switch, Auxiliary switches 2NO+2NC, without Closing coil (CC), manual operating mechanism with mechanical closing, without Remote trip alarm reset coil (RR), without 2nd shunt trip, without 1st Shunt trip | 246100 | 1 | Z\ | 1
3WA1120-5GF42-0AA0 |  | withdrawable circuit breaker, with guide frame, IEC 60947-2, size 1, 4-pole, N pole on left, In=2000 A up to 690 V AC 50/60 Hz, breaking capacity H Icu=100/66 kA at 500/690 V, ETU600 LSIG electronic trip unit upgradeable, color display, Bluetooth, USB interface, basic protection LT, ST, INST, GFx, including protection of the N conductor (internal neutral point sensor available), trip alarm switch (1 x CO), connection at rear horizontal guide frame with shutter, without position signaling switch with internal voltage tap on lower stab of circuit breaker, with voltage tap module VTM680 and power supply of ETU600, able to communication, integrated metering type PMF-3 Advanced Power Monitor., Voltage, Energy, Power, Power factor, Frequency, Unbalance, Temperature, Power quality, Manual operating mechanism with mechanical closing, without Spring charging motor, Ready-to-close signal. switch, Auxiliary switches 2NO+2NC, without Closing coil (CC), manual operating mechanism with mechanical closing, without Remote trip alarm reset coil (RR), without 2nd shunt trip, without 1st Shunt trip | 242100 | 1 | Z\ | 1
3WA1120-5GF44-0AA0 |  | withdrawable circuit breaker, with guide frame, IEC 60947-2, size 1, 4-pole, N pole on left, In=2000 A up to 690 V AC 50/60 Hz, breaking capacity H Icu=100/66 kA at 500/690 V, ETU600 LSIG electronic trip unit upgradeable, color display, Bluetooth, USB interface, basic protection LT, ST, INST, GFx, including protection of the N conductor (internal neutral point sensor available), trip alarm switch (1 x CO), connection at rear flange, guide frame with shutter, without position signaling switch with internal voltage tap on lower stab of circuit breaker, with voltage tap module VTM680 and power supply of ETU600, able to communication, integrated metering type PMF-3 Advanced Power Monitor., Voltage, Energy, Power, Power factor, Frequency, Unbalance, Temperature, Power quality, Manual operating mechanism with mechanical closing, without Spring charging motor, Ready-to-close signal. switch, Auxiliary switches 2NO+2NC, without Closing coil (CC), manual operating mechanism with mechanical closing, without Remote trip alarm reset coil (RR), without 2nd shunt trip, without 1st Shunt trip | 242100 | 1 | Z\ | 1
3WA1120-5LE01-0AA0 |  | fixed-mounted circuit breaker, IEC 60947-2, size 1, 3-pole, In=2000 A up to 690 V AC 50/60 Hz, breaking capacity H Icu=100/66 kA at 500/690 V, ETU600 LSI electronic trip unit upgradeable, color display, Bluetooth, USB interface, basic protection LT, ST, INST, neutral conductor protection requires an external neutral point current sensor, trip alarm switch (1 x CO), connection at rear vertical, with internal voltage tap on upper stab of circuit breaker, with voltage tap module VTM680 and power supply of ETU600, able to communication, integrated metering type PMF-1 Energy Efficiency, Voltage, Active energy Ea Manual operating mechanism with mechanical closing, without Spring charging motor, Ready-to-close signal. switch, Auxiliary switches 2NO+2NC, without Closing coil (CC), manual operating mechanism with mechanical closing, without Remote trip alarm reset coil (RR), without 2nd shunt trip, without 1st Shunt trip | 141870 | 1 | Z\ | 1
3WA1120-5LE02-0AA0 |  | fixed-mounted circuit breaker, IEC 60947-2, size 1, 3-pole, In=2000 A up to 690 V AC 50/60 Hz, breaking capacity H Icu=100/66 kA at 500/690 V, ETU600 LSI electronic trip unit upgradeable, color display, Bluetooth, USB interface, basic protection LT, ST, INST, neutral conductor protection requires an external neutral point current sensor, trip alarm switch (1 x CO), connection at rear horizontal with internal voltage tap on upper stab of circuit breaker, with voltage tap module VTM680 and power supply of ETU600, able to communication, integrated metering type PMF-1 Energy Efficiency, Voltage, Active energy Ea Manual operating mechanism with mechanical closing, without Spring charging motor, Ready-to-close signal. switch, Auxiliary switches 2NO+2NC, without Closing coil (CC), manual operating mechanism with mechanical closing, without Remote trip alarm reset coil (RR), without 2nd shunt trip, without 1st Shunt trip | 137870 | 1 | Z\ | 1
3WA1120-5LE11-0AA0 |  | fixed-mounted circuit breaker, IEC 60947-2, size 1, 4-pole, N pole on left, In=2000 A up to 690 V AC 50/60 Hz, breaking capacity H Icu=100/66 kA at 500/690 V, ETU600 LSI electronic trip unit upgradeable, color display, Bluetooth, USB interface, basic protection LT, ST, INST, including protection of the N conductor (internal neutral point sensor available), trip alarm switch (1 x CO), connection at rear vertical, with internal voltage tap on upper stab of circuit breaker, with voltage tap module VTM680 and power supply of ETU600, able to communication, integrated metering type PMF-1 Energy Efficiency, Voltage, Active energy Ea Manual operating mechanism with mechanical closing, without Spring charging motor, Ready-to-close signal. switch, Auxiliary switches 2NO+2NC, without Closing coil (CC), manual operating mechanism with mechanical closing, without Remote trip alarm reset coil (RR), without 2nd shunt trip, without 1st Shunt trip | 183870 | 1 | Z\ | 1
3WA1120-5LE12-0AA0 |  | fixed-mounted circuit breaker, IEC 60947-2, size 1, 4-pole, N pole on left, In=2000 A up to 690 V AC 50/60 Hz, breaking capacity H Icu=100/66 kA at 500/690 V, ETU600 LSI electronic trip unit upgradeable, color display, Bluetooth, USB interface, basic protection LT, ST, INST, including protection of the N conductor (internal neutral point sensor available), trip alarm switch (1 x CO), connection at rear horizontal with internal voltage tap on upper stab of circuit breaker, with voltage tap module VTM680 and power supply of ETU600, able to communication, integrated metering type PMF-1 Energy Efficiency, Voltage, Active energy Ea Manual operating mechanism with mechanical closing, without Spring charging motor, Ready-to-close signal. switch, Auxiliary switches 2NO+2NC, without Closing coil (CC), manual operating mechanism with mechanical closing, without Remote trip alarm reset coil (RR), without 2nd shunt trip, without 1st Shunt trip | 179870 | 1 | Z\ | 1
3WA1120-5LE21-0AA0 |  | fixed-mounted circuit breaker, IEC 60947-2, size 1, 4-pole, N pole on right, In=2000 A up to 690 V AC 50/60 Hz, breaking capacity H Icu=100/66 kA at 500/690 V, ETU600 LSI electronic trip unit upgradeable, color display, Bluetooth, USB interface, basic protection LT, ST, INST, including protection of the N conductor (internal neutral point sensor available), trip alarm switch (1 x CO), connection at rear vertical, with internal voltage tap on upper stab of circuit breaker, with voltage tap module VTM680 and power supply of ETU600, able to communication, integrated metering type PMF-1 Energy Efficiency, Voltage, Active energy Ea Manual operating mechanism with mechanical closing, without Spring charging motor, Ready-to-close signal. switch, Auxiliary switches 2NO+2NC, without Closing coil (CC), manual operating mechanism with mechanical closing, without Remote trip alarm reset coil (RR), without 2nd shunt trip, without 1st Shunt trip | 183870 | 1 | Z\ | 1
3WA1120-5LE22-0AA0 |  | fixed-mounted circuit breaker, IEC 60947-2, size 1, 4-pole, N pole on right, In=2000 A up to 690 V AC 50/60 Hz, breaking capacity H Icu=100/66 kA at 500/690 V, ETU600 LSI electronic trip unit upgradeable, color display, Bluetooth, USB interface, basic protection LT, ST, INST, including protection of the N conductor (internal neutral point sensor available), trip alarm switch (1 x CO), connection at rear horizontal with internal voltage tap on upper stab of circuit breaker, with voltage tap module VTM680 and power supply of ETU600, able to communication, integrated metering type PMF-1 Energy Efficiency, Voltage, Active energy Ea Manual operating mechanism with mechanical closing, without Spring charging motor, Ready-to-close signal. switch, Auxiliary switches 2NO+2NC, without Closing coil (CC), manual operating mechanism with mechanical closing, without Remote trip alarm reset coil (RR), without 2nd shunt trip, without 1st Shunt trip | 179870 | 1 | Z\ | 1
3WA1120-5LE31-0AA0 |  | withdrawable circuit breaker, with guide frame, IEC 60947-2, size 1, 3-pole, In=2000 A up to 690 V AC 50/60 Hz, breaking capacity H Icu=100/66 kA at 500/690 V, ETU600 LSI electronic trip unit upgradeable, color display, Bluetooth, USB interface, basic protection LT, ST, INST, neutral conductor protection requires an external neutral point current sensor, trip alarm switch (1 x CO), connection at rear vertical, guide frame with shutter, without position signaling switch with internal voltage tap on upper stab of circuit breaker, with voltage tap module VTM680 and power supply of ETU600, able to communication, integrated metering type PMF-1 Energy Efficiency, Voltage, Active energy Ea Manual operating mechanism with mechanical closing, without Spring charging motor, Ready-to-close signal. switch, Auxiliary switches 2NO+2NC, without Closing coil (CC), manual operating mechanism with mechanical closing, without Remote trip alarm reset coil (RR), without 2nd shunt trip, without 1st Shunt trip | 168870 | 1 | Z\ | 1
3WA1120-5LE32-0AA0 |  | withdrawable circuit breaker, with guide frame, IEC 60947-2, size 1, 3-pole, In=2000 A up to 690 V AC 50/60 Hz, breaking capacity H Icu=100/66 kA at 500/690 V, ETU600 LSI electronic trip unit upgradeable, color display, Bluetooth, USB interface, basic protection LT, ST, INST, neutral conductor protection requires an external neutral point current sensor, trip alarm switch (1 x CO), connection at rear horizontal guide frame with shutter, without position signaling switch with internal voltage tap on upper stab of circuit breaker, with voltage tap module VTM680 and power supply of ETU600, able to communication, integrated metering type PMF-1 Energy Efficiency, Voltage, Active energy Ea Manual operating mechanism with mechanical closing, without Spring charging motor, Ready-to-close signal. switch, Auxiliary switches 2NO+2NC, without Closing coil (CC), manual operating mechanism with mechanical closing, without Remote trip alarm reset coil (RR), without 2nd shunt trip, without 1st Shunt trip | 165870 | 1 | Z\ | 1
3WA1120-5LE34-0AA0 |  | withdrawable circuit breaker, with guide frame, IEC 60947-2, size 1, 3-pole, In=2000 A up to 690 V AC 50/60 Hz, breaking capacity H Icu=100/66 kA at 500/690 V, ETU600 LSI electronic trip unit upgradeable, color display, Bluetooth, USB interface, basic protection LT, ST, INST, neutral conductor protection requires an external neutral point current sensor, trip alarm switch (1 x CO), connection at rear flange, guide frame with shutter, without position signaling switch with internal voltage tap on upper stab of circuit breaker, with voltage tap module VTM680 and power supply of ETU600, able to communication, integrated metering type PMF-1 Energy Efficiency, Voltage, Active energy Ea Manual operating mechanism with mechanical closing, without Spring charging motor, Ready-to-close signal. switch, Auxiliary switches 2NO+2NC, without Closing coil (CC), manual operating mechanism with mechanical closing, without Remote trip alarm reset coil (RR), without 2nd shunt trip, without 1st Shunt trip | 165870 | 1 | Z\ | 1
3WA1120-5LE41-0AA0 |  | withdrawable circuit breaker, with guide frame, IEC 60947-2, size 1, 4-pole, N pole on left, In=2000 A up to 690 V AC 50/60 Hz, breaking capacity H Icu=100/66 kA at 500/690 V, ETU600 LSI electronic trip unit upgradeable, color display, Bluetooth, USB interface, basic protection LT, ST, INST, including protection of the N conductor (internal neutral point sensor available), trip alarm switch (1 x CO), connection at rear vertical, guide frame with shutter, without position signaling switch with internal voltage tap on upper stab of circuit breaker, with voltage tap module VTM680 and power supply of ETU600, able to communication, integrated metering type PMF-1 Energy Efficiency, Voltage, Active energy Ea Manual operating mechanism with mechanical closing, without Spring charging motor, Ready-to-close signal. switch, Auxiliary switches 2NO+2NC, without Closing coil (CC), manual operating mechanism with mechanical closing, without Remote trip alarm reset coil (RR), without 2nd shunt trip, without 1st Shunt trip | 219870 | 1 | Z\ | 1
3WA1120-5LE42-0AA0 |  | withdrawable circuit breaker, with guide frame, IEC 60947-2, size 1, 4-pole, N pole on left, In=2000 A up to 690 V AC 50/60 Hz, breaking capacity H Icu=100/66 kA at 500/690 V, ETU600 LSI electronic trip unit upgradeable, color display, Bluetooth, USB interface, basic protection LT, ST, INST, including protection of the N conductor (internal neutral point sensor available), trip alarm switch (1 x CO), connection at rear horizontal guide frame with shutter, without position signaling switch with internal voltage tap on upper stab of circuit breaker, with voltage tap module VTM680 and power supply of ETU600, able to communication, integrated metering type PMF-1 Energy Efficiency, Voltage, Active energy Ea Manual operating mechanism with mechanical closing, without Spring charging motor, Ready-to-close signal. switch, Auxiliary switches 2NO+2NC, without Closing coil (CC), manual operating mechanism with mechanical closing, without Remote trip alarm reset coil (RR), without 2nd shunt trip, without 1st Shunt trip | 216870 | 1 | Z\ | 1
3WA1120-5LE44-0AA0 |  | withdrawable circuit breaker, with guide frame, IEC 60947-2, size 1, 4-pole, N pole on left, In=2000 A up to 690 V AC 50/60 Hz, breaking capacity H Icu=100/66 kA at 500/690 V, ETU600 LSI electronic trip unit upgradeable, color display, Bluetooth, USB interface, basic protection LT, ST, INST, including protection of the N conductor (internal neutral point sensor available), trip alarm switch (1 x CO), connection at rear flange, guide frame with shutter, without position signaling switch with internal voltage tap on upper stab of circuit breaker, with voltage tap module VTM680 and power supply of ETU600, able to communication, integrated metering type PMF-1 Energy Efficiency, Voltage, Active energy Ea Manual operating mechanism with mechanical closing, without Spring charging motor, Ready-to-close signal. switch, Auxiliary switches 2NO+2NC, without Closing coil (CC), manual operating mechanism with mechanical closing, without Remote trip alarm reset coil (RR), without 2nd shunt trip, without 1st Shunt trip | 216870 | 1 | Z\ | 1
3WA1120-5LF01-0AA0 |  | fixed-mounted circuit breaker, IEC 60947-2, size 1, 3-pole, In=2000 A up to 690 V AC 50/60 Hz, breaking capacity H Icu=100/66 kA at 500/690 V, ETU600 LSIG electronic trip unit upgradeable, color display, Bluetooth, USB interface, basic protection LT, ST, INST, GFx, neutral conductor protection requires an external neutral point current sensor, trip alarm switch (1 x CO), connection at rear vertical, with internal voltage tap on upper stab of circuit breaker, with voltage tap module VTM680 and power supply of ETU600, able to communication, integrated metering type PMF-1 Energy Efficiency, Voltage, Active energy Ea Manual operating mechanism with mechanical closing, without Spring charging motor, Ready-to-close signal. switch, Auxiliary switches 2NO+2NC, without Closing coil (CC), manual operating mechanism with mechanical closing, without Remote trip alarm reset coil (RR), without 2nd shunt trip, without 1st Shunt trip | 151870 | 1 | Z\ | 1
3WA1120-5LF02-0AA0 |  | fixed-mounted circuit breaker, IEC 60947-2, size 1, 3-pole, In=2000 A up to 690 V AC 50/60 Hz, breaking capacity H Icu=100/66 kA at 500/690 V, ETU600 LSIG electronic trip unit upgradeable, color display, Bluetooth, USB interface, basic protection LT, ST, INST, GFx, neutral conductor protection requires an external neutral point current sensor, trip alarm switch (1 x CO), connection at rear horizontal with internal voltage tap on upper stab of circuit breaker, with voltage tap module VTM680 and power supply of ETU600, able to communication, integrated metering type PMF-1 Energy Efficiency, Voltage, Active energy Ea Manual operating mechanism with mechanical closing, without Spring charging motor, Ready-to-close signal. switch, Auxiliary switches 2NO+2NC, without Closing coil (CC), manual operating mechanism with mechanical closing, without Remote trip alarm reset coil (RR), without 2nd shunt trip, without 1st Shunt trip | 148870 | 1 | Z\ | 1
3WA1120-5LF11-0AA0 |  | fixed-mounted circuit breaker, IEC 60947-2, size 1, 4-pole, N pole on left, In=2000 A up to 690 V AC 50/60 Hz, breaking capacity H Icu=100/66 kA at 500/690 V, ETU600 LSIG electronic trip unit upgradeable, color display, Bluetooth, USB interface, basic protection LT, ST, INST, GFx, including protection of the N conductor (internal neutral point sensor available), trip alarm switch (1 x CO), connection at rear vertical, with internal voltage tap on upper stab of circuit breaker, with voltage tap module VTM680 and power supply of ETU600, able to communication, integrated metering type PMF-1 Energy Efficiency, Voltage, Active energy Ea Manual operating mechanism with mechanical closing, without Spring charging motor, Ready-to-close signal. switch, Auxiliary switches 2NO+2NC, without Closing coil (CC), manual operating mechanism with mechanical closing, without Remote trip alarm reset coil (RR), without 2nd shunt trip, without 1st Shunt trip | 194870 | 1 | Z\ | 1
3WA1120-5LF12-0AA0 |  | fixed-mounted circuit breaker, IEC 60947-2, size 1, 4-pole, N pole on left, In=2000 A up to 690 V AC 50/60 Hz, breaking capacity H Icu=100/66 kA at 500/690 V, ETU600 LSIG electronic trip unit upgradeable, color display, Bluetooth, USB interface, basic protection LT, ST, INST, GFx, including protection of the N conductor (internal neutral point sensor available), trip alarm switch (1 x CO), connection at rear horizontal with internal voltage tap on upper stab of circuit breaker, with voltage tap module VTM680 and power supply of ETU600, able to communication, integrated metering type PMF-1 Energy Efficiency, Voltage, Active energy Ea Manual operating mechanism with mechanical closing, without Spring charging motor, Ready-to-close signal. switch, Auxiliary switches 2NO+2NC, without Closing coil (CC), manual operating mechanism with mechanical closing, without Remote trip alarm reset coil (RR), without 2nd shunt trip, without 1st Shunt trip | 190870 | 1 | Z\ | 1
3WA1120-5LF21-0AA0 |  | fixed-mounted circuit breaker, IEC 60947-2, size 1, 4-pole, N pole on right, In=2000 A up to 690 V AC 50/60 Hz, breaking capacity H Icu=100/66 kA at 500/690 V, ETU600 LSIG electronic trip unit upgradeable, color display, Bluetooth, USB interface, basic protection LT, ST, INST, GFx, including protection of the N conductor (internal neutral point sensor available), trip alarm switch (1 x CO), connection at rear vertical, with internal voltage tap on upper stab of circuit breaker, with voltage tap module VTM680 and power supply of ETU600, able to communication, integrated metering type PMF-1 Energy Efficiency, Voltage, Active energy Ea Manual operating mechanism with mechanical closing, without Spring charging motor, Ready-to-close signal. switch, Auxiliary switches 2NO+2NC, without Closing coil (CC), manual operating mechanism with mechanical closing, without Remote trip alarm reset coil (RR), without 2nd shunt trip, without 1st Shunt trip | 194870 | 1 | Z\ | 1
3WA1120-5LF22-0AA0 |  | fixed-mounted circuit breaker, IEC 60947-2, size 1, 4-pole, N pole on right, In=2000 A up to 690 V AC 50/60 Hz, breaking capacity H Icu=100/66 kA at 500/690 V, ETU600 LSIG electronic trip unit upgradeable, color display, Bluetooth, USB interface, basic protection LT, ST, INST, GFx, including protection of the N conductor (internal neutral point sensor available), trip alarm switch (1 x CO), connection at rear horizontal with internal voltage tap on upper stab of circuit breaker, with voltage tap module VTM680 and power supply of ETU600, able to communication, integrated metering type PMF-1 Energy Efficiency, Voltage, Active energy Ea Manual operating mechanism with mechanical closing, without Spring charging motor, Ready-to-close signal. switch, Auxiliary switches 2NO+2NC, without Closing coil (CC), manual operating mechanism with mechanical closing, without Remote trip alarm reset coil (RR), without 2nd shunt trip, without 1st Shunt trip | 190870 | 1 | Z\ | 1
3WA1120-5LF31-0AA0 |  | withdrawable circuit breaker, with guide frame, IEC 60947-2, size 1, 3-pole, In=2000 A up to 690 V AC 50/60 Hz, breaking capacity H Icu=100/66 kA at 500/690 V, ETU600 LSIG electronic trip unit upgradeable, color display, Bluetooth, USB interface, basic protection LT, ST, INST, GFx, neutral conductor protection requires an external neutral point current sensor, trip alarm switch (1 x CO), connection at rear vertical, guide frame with shutter, without position signaling switch with internal voltage tap on upper stab of circuit breaker, with voltage tap module VTM680 and power supply of ETU600, able to communication, integrated metering type PMF-1 Energy Efficiency, Voltage, Active energy Ea Manual operating mechanism with mechanical closing, without Spring charging motor, Ready-to-close signal. switch, Auxiliary switches 2NO+2NC, without Closing coil (CC), manual operating mechanism with mechanical closing, without Remote trip alarm reset coil (RR), without 2nd shunt trip, without 1st Shunt trip | 179870 | 1 | Z\ | 1
3WA1120-5LF32-0AA0 |  | withdrawable circuit breaker, with guide frame, IEC 60947-2, size 1, 3-pole, In=2000 A up to 690 V AC 50/60 Hz, breaking capacity H Icu=100/66 kA at 500/690 V, ETU600 LSIG electronic trip unit upgradeable, color display, Bluetooth, USB interface, basic protection LT, ST, INST, GFx, neutral conductor protection requires an external neutral point current sensor, trip alarm switch (1 x CO), connection at rear horizontal guide frame with shutter, without position signaling switch with internal voltage tap on upper stab of circuit breaker, with voltage tap module VTM680 and power supply of ETU600, able to communication, integrated metering type PMF-1 Energy Efficiency, Voltage, Active energy Ea Manual operating mechanism with mechanical closing, without Spring charging motor, Ready-to-close signal. switch, Auxiliary switches 2NO+2NC, without Closing coil (CC), manual operating mechanism with mechanical closing, without Remote trip alarm reset coil (RR), without 2nd shunt trip, without 1st Shunt trip | 176870 | 1 | Z\ | 1
3WA1120-5LF34-0AA0 |  | withdrawable circuit breaker, with guide frame, IEC 60947-2, size 1, 3-pole, In=2000 A up to 690 V AC 50/60 Hz, breaking capacity H Icu=100/66 kA at 500/690 V, ETU600 LSIG electronic trip unit upgradeable, color display, Bluetooth, USB interface, basic protection LT, ST, INST, GFx, neutral conductor protection requires an external neutral point current sensor, trip alarm switch (1 x CO), connection at rear flange, guide frame with shutter, without position signaling switch with internal voltage tap on upper stab of circuit breaker, with voltage tap module VTM680 and power supply of ETU600, able to communication, integrated metering type PMF-1 Energy Efficiency, Voltage, Active energy Ea Manual operating mechanism with mechanical closing, without Spring charging motor, Ready-to-close signal. switch, Auxiliary switches 2NO+2NC, without Closing coil (CC), manual operating mechanism with mechanical closing, without Remote trip alarm reset coil (RR), without 2nd shunt trip, without 1st Shunt trip | 176870 | 1 | Z\ | 1
3WA1120-5LF41-0AA0 |  | withdrawable circuit breaker, with guide frame, IEC 60947-2, size 1, 4-pole, N pole on left, In=2000 A up to 690 V AC 50/60 Hz, breaking capacity H Icu=100/66 kA at 500/690 V, ETU600 LSIG electronic trip unit upgradeable, color display, Bluetooth, USB interface, basic protection LT, ST, INST, GFx, including protection of the N conductor (internal neutral point sensor available), trip alarm switch (1 x CO), connection at rear vertical, guide frame with shutter, without position signaling switch with internal voltage tap on upper stab of circuit breaker, with voltage tap module VTM680 and power supply of ETU600, able to communication, integrated metering type PMF-1 Energy Efficiency, Voltage, Active energy Ea Manual operating mechanism with mechanical closing, without Spring charging motor, Ready-to-close signal. switch, Auxiliary switches 2NO+2NC, without Closing coil (CC), manual operating mechanism with mechanical closing, without Remote trip alarm reset coil (RR), without 2nd shunt trip, without 1st Shunt trip | 230870 | 1 | Z\ | 1
3WA1120-5LF42-0AA0 |  | withdrawable circuit breaker, with guide frame, IEC 60947-2, size 1, 4-pole, N pole on left, In=2000 A up to 690 V AC 50/60 Hz, breaking capacity H Icu=100/66 kA at 500/690 V, ETU600 LSIG electronic trip unit upgradeable, color display, Bluetooth, USB interface, basic protection LT, ST, INST, GFx, including protection of the N conductor (internal neutral point sensor available), trip alarm switch (1 x CO), connection at rear horizontal guide frame with shutter, without position signaling switch with internal voltage tap on upper stab of circuit breaker, with voltage tap module VTM680 and power supply of ETU600, able to communication, integrated metering type PMF-1 Energy Efficiency, Voltage, Active energy Ea Manual operating mechanism with mechanical closing, without Spring charging motor, Ready-to-close signal. switch, Auxiliary switches 2NO+2NC, without Closing coil (CC), manual operating mechanism with mechanical closing, without Remote trip alarm reset coil (RR), without 2nd shunt trip, without 1st Shunt trip | 226870 | 1 | Z\ | 1
3WA1120-5LF44-0AA0 |  | withdrawable circuit breaker, with guide frame, IEC 60947-2, size 1, 4-pole, N pole on left, In=2000 A up to 690 V AC 50/60 Hz, breaking capacity H Icu=100/66 kA at 500/690 V, ETU600 LSIG electronic trip unit upgradeable, color display, Bluetooth, USB interface, basic protection LT, ST, INST, GFx, including protection of the N conductor (internal neutral point sensor available), trip alarm switch (1 x CO), connection at rear flange, guide frame with shutter, without position signaling switch with internal voltage tap on upper stab of circuit breaker, with voltage tap module VTM680 and power supply of ETU600, able to communication, integrated metering type PMF-1 Energy Efficiency, Voltage, Active energy Ea Manual operating mechanism with mechanical closing, without Spring charging motor, Ready-to-close signal. switch, Auxiliary switches 2NO+2NC, without Closing coil (CC), manual operating mechanism with mechanical closing, without Remote trip alarm reset coil (RR), without 2nd shunt trip, without 1st Shunt trip | 226870 | 1 | Z\ | 1
3WA1120-5ME01-0AA0 |  | fixed-mounted circuit breaker, IEC 60947-2, size 1, 3-pole, In=2000 A up to 690 V AC 50/60 Hz, breaking capacity H Icu=100/66 kA at 500/690 V, ETU600 LSI electronic trip unit upgradeable, color display, Bluetooth, USB interface, basic protection LT, ST, INST, neutral conductor protection requires an external neutral point current sensor, trip alarm switch (1 x CO), connection at rear vertical, with internal voltage tap on upper stab of circuit breaker, with voltage tap module VTM680 and power supply of ETU600, able to communication, integrated metering type PMF-2 Basic Power Monitoring, Voltage, Energy, Power, Power factor, Frequency, Unbalance, Temperature, Manual operating mechanism with mechanical closing, without Spring charging motor, Ready-to-close signal. switch, Auxiliary switches 2NO+2NC, without Closing coil (CC), manual operating mechanism with mechanical closing, without Remote trip alarm reset coil (RR), without 2nd shunt trip, without 1st Shunt trip | 150700 | 1 | Z\ | 1
3WA1120-5ME02-0AA0 |  | fixed-mounted circuit breaker, IEC 60947-2, size 1, 3-pole, In=2000 A up to 690 V AC 50/60 Hz, breaking capacity H Icu=100/66 kA at 500/690 V, ETU600 LSI electronic trip unit upgradeable, color display, Bluetooth, USB interface, basic protection LT, ST, INST, neutral conductor protection requires an external neutral point current sensor, trip alarm switch (1 x CO), connection at rear horizontal with internal voltage tap on upper stab of circuit breaker, with voltage tap module VTM680 and power supply of ETU600, able to communication, integrated metering type PMF-2 Basic Power Monitoring, Voltage, Energy, Power, Power factor, Frequency, Unbalance, Temperature, Manual operating mechanism with mechanical closing, without Spring charging motor, Ready-to-close signal. switch, Auxiliary switches 2NO+2NC, without Closing coil (CC), manual operating mechanism with mechanical closing, without Remote trip alarm reset coil (RR), without 2nd shunt trip, without 1st Shunt trip | 146700 | 1 | Z\ | 1
3WA1120-5ME11-0AA0 |  | fixed-mounted circuit breaker, IEC 60947-2, size 1, 4-pole, N pole on left, In=2000 A up to 690 V AC 50/60 Hz, breaking capacity H Icu=100/66 kA at 500/690 V, ETU600 LSI electronic trip unit upgradeable, color display, Bluetooth, USB interface, basic protection LT, ST, INST, including protection of the N conductor (internal neutral point sensor available), trip alarm switch (1 x CO), connection at rear vertical, with internal voltage tap on upper stab of circuit breaker, with voltage tap module VTM680 and power supply of ETU600, able to communication, integrated metering type PMF-2 Basic Power Monitoring, Voltage, Energy, Power, Power factor, Frequency, Unbalance, Temperature, Manual operating mechanism with mechanical closing, without Spring charging motor, Ready-to-close signal. switch, Auxiliary switches 2NO+2NC, without Closing coil (CC), manual operating mechanism with mechanical closing, without Remote trip alarm reset coil (RR), without 2nd shunt trip, without 1st Shunt trip | 192700 | 1 | Z\ | 1
3WA1120-5ME12-0AA0 |  | fixed-mounted circuit breaker, IEC 60947-2, size 1, 4-pole, N pole on left, In=2000 A up to 690 V AC 50/60 Hz, breaking capacity H Icu=100/66 kA at 500/690 V, ETU600 LSI electronic trip unit upgradeable, color display, Bluetooth, USB interface, basic protection LT, ST, INST, including protection of the N conductor (internal neutral point sensor available), trip alarm switch (1 x CO), connection at rear horizontal with internal voltage tap on upper stab of circuit breaker, with voltage tap module VTM680 and power supply of ETU600, able to communication, integrated metering type PMF-2 Basic Power Monitoring, Voltage, Energy, Power, Power factor, Frequency, Unbalance, Temperature, Manual operating mechanism with mechanical closing, without Spring charging motor, Ready-to-close signal. switch, Auxiliary switches 2NO+2NC, without Closing coil (CC), manual operating mechanism with mechanical closing, without Remote trip alarm reset coil (RR), without 2nd shunt trip, without 1st Shunt trip | 188700 | 1 | Z\ | 1
3WA1120-5ME21-0AA0 |  | fixed-mounted circuit breaker, IEC 60947-2, size 1, 4-pole, N pole on right, In=2000 A up to 690 V AC 50/60 Hz, breaking capacity H Icu=100/66 kA at 500/690 V, ETU600 LSI electronic trip unit upgradeable, color display, Bluetooth, USB interface, basic protection LT, ST, INST, including protection of the N conductor (internal neutral point sensor available), trip alarm switch (1 x CO), connection at rear vertical, with internal voltage tap on upper stab of circuit breaker, with voltage tap module VTM680 and power supply of ETU600, able to communication, integrated metering type PMF-2 Basic Power Monitoring, Voltage, Energy, Power, Power factor, Frequency, Unbalance, Temperature, Manual operating mechanism with mechanical closing, without Spring charging motor, Ready-to-close signal. switch, Auxiliary switches 2NO+2NC, without Closing coil (CC), manual operating mechanism with mechanical closing, without Remote trip alarm reset coil (RR), without 2nd shunt trip, without 1st Shunt trip | 192700 | 1 | Z\ | 1
3WA1120-5ME22-0AA0 |  | fixed-mounted circuit breaker, IEC 60947-2, size 1, 4-pole, N pole on right, In=2000 A up to 690 V AC 50/60 Hz, breaking capacity H Icu=100/66 kA at 500/690 V, ETU600 LSI electronic trip unit upgradeable, color display, Bluetooth, USB interface, basic protection LT, ST, INST, including protection of the N conductor (internal neutral point sensor available), trip alarm switch (1 x CO), connection at rear horizontal with internal voltage tap on upper stab of circuit breaker, with voltage tap module VTM680 and power supply of ETU600, able to communication, integrated metering type PMF-2 Basic Power Monitoring, Voltage, Energy, Power, Power factor, Frequency, Unbalance, Temperature, Manual operating mechanism with mechanical closing, without Spring charging motor, Ready-to-close signal. switch, Auxiliary switches 2NO+2NC, without Closing coil (CC), manual operating mechanism with mechanical closing, without Remote trip alarm reset coil (RR), without 2nd shunt trip, without 1st Shunt trip | 188700 | 1 | Z\ | 1
3WA1120-5ME31-0AA0 |  | withdrawable circuit breaker, with guide frame, IEC 60947-2, size 1, 3-pole, In=2000 A up to 690 V AC 50/60 Hz, breaking capacity H Icu=100/66 kA at 500/690 V, ETU600 LSI electronic trip unit upgradeable, color display, Bluetooth, USB interface, basic protection LT, ST, INST, neutral conductor protection requires an external neutral point current sensor, trip alarm switch (1 x CO), connection at rear vertical, guide frame with shutter, without position signaling switch with internal voltage tap on upper stab of circuit breaker, with voltage tap module VTM680 and power supply of ETU600, able to communication, integrated metering type PMF-2 Basic Power Monitoring, Voltage, Energy, Power, Power factor, Frequency, Unbalance, Temperature, Manual operating mechanism with mechanical closing, without Spring charging motor, Ready-to-close signal. switch, Auxiliary switches 2NO+2NC, without Closing coil (CC), manual operating mechanism with mechanical closing, without Remote trip alarm reset coil (RR), without 2nd shunt trip, without 1st Shunt trip | 177700 | 1 | Z\ | 1
3WA1120-5ME32-0AA0 |  | withdrawable circuit breaker, with guide frame, IEC 60947-2, size 1, 3-pole, In=2000 A up to 690 V AC 50/60 Hz, breaking capacity H Icu=100/66 kA at 500/690 V, ETU600 LSI electronic trip unit upgradeable, color display, Bluetooth, USB interface, basic protection LT, ST, INST, neutral conductor protection requires an external neutral point current sensor, trip alarm switch (1 x CO), connection at rear horizontal guide frame with shutter, without position signaling switch with internal voltage tap on upper stab of circuit breaker, with voltage tap module VTM680 and power supply of ETU600, able to communication, integrated metering type PMF-2 Basic Power Monitoring, Voltage, Energy, Power, Power factor, Frequency, Unbalance, Temperature, Manual operating mechanism with mechanical closing, without Spring charging motor, Ready-to-close signal. switch, Auxiliary switches 2NO+2NC, without Closing coil (CC), manual operating mechanism with mechanical closing, without Remote trip alarm reset coil (RR), without 2nd shunt trip, without 1st Shunt trip | 174700 | 1 | Z\ | 1
3WA1120-5ME34-0AA0 |  | withdrawable circuit breaker, with guide frame, IEC 60947-2, size 1, 3-pole, In=2000 A up to 690 V AC 50/60 Hz, breaking capacity H Icu=100/66 kA at 500/690 V, ETU600 LSI electronic trip unit upgradeable, color display, Bluetooth, USB interface, basic protection LT, ST, INST, neutral conductor protection requires an external neutral point current sensor, trip alarm switch (1 x CO), connection at rear flange, guide frame with shutter, without position signaling switch with internal voltage tap on upper stab of circuit breaker, with voltage tap module VTM680 and power supply of ETU600, able to communication, integrated metering type PMF-2 Basic Power Monitoring, Voltage, Energy, Power, Power factor, Frequency, Unbalance, Temperature, Manual operating mechanism with mechanical closing, without Spring charging motor, Ready-to-close signal. switch, Auxiliary switches 2NO+2NC, without Closing coil (CC), manual operating mechanism with mechanical closing, without Remote trip alarm reset coil (RR), without 2nd shunt trip, without 1st Shunt trip | 174700 | 1 | Z\ | 1
3WA1120-5ME41-0AA0 |  | withdrawable circuit breaker, with guide frame, IEC 60947-2, size 1, 4-pole, N pole on left, In=2000 A up to 690 V AC 50/60 Hz, breaking capacity H Icu=100/66 kA at 500/690 V, ETU600 LSI electronic trip unit upgradeable, color display, Bluetooth, USB interface, basic protection LT, ST, INST, including protection of the N conductor (internal neutral point sensor available), trip alarm switch (1 x CO), connection at rear vertical, guide frame with shutter, without position signaling switch with internal voltage tap on upper stab of circuit breaker, with voltage tap module VTM680 and power supply of ETU600, able to communication, integrated metering type PMF-2 Basic Power Monitoring, Voltage, Energy, Power, Power factor, Frequency, Unbalance, Temperature, Manual operating mechanism with mechanical closing, without Spring charging motor, Ready-to-close signal. switch, Auxiliary switches 2NO+2NC, without Closing coil (CC), manual operating mechanism with mechanical closing, without Remote trip alarm reset coil (RR), without 2nd shunt trip, without 1st Shunt trip | 228700 | 1 | Z\ | 1
3WA1120-5ME42-0AA0 |  | withdrawable circuit breaker, with guide frame, IEC 60947-2, size 1, 4-pole, N pole on left, In=2000 A up to 690 V AC 50/60 Hz, breaking capacity H Icu=100/66 kA at 500/690 V, ETU600 LSI electronic trip unit upgradeable, color display, Bluetooth, USB interface, basic protection LT, ST, INST, including protection of the N conductor (internal neutral point sensor available), trip alarm switch (1 x CO), connection at rear horizontal guide frame with shutter, without position signaling switch with internal voltage tap on upper stab of circuit breaker, with voltage tap module VTM680 and power supply of ETU600, able to communication, integrated metering type PMF-2 Basic Power Monitoring, Voltage, Energy, Power, Power factor, Frequency, Unbalance, Temperature, Manual operating mechanism with mechanical closing, without Spring charging motor, Ready-to-close signal. switch, Auxiliary switches 2NO+2NC, without Closing coil (CC), manual operating mechanism with mechanical closing, without Remote trip alarm reset coil (RR), without 2nd shunt trip, without 1st Shunt trip | 225700 | 1 | Z\ | 1
3WA1120-5ME44-0AA0 |  | withdrawable circuit breaker, with guide frame, IEC 60947-2, size 1, 4-pole, N pole on left, In=2000 A up to 690 V AC 50/60 Hz, breaking capacity H Icu=100/66 kA at 500/690 V, ETU600 LSI electronic trip unit upgradeable, color display, Bluetooth, USB interface, basic protection LT, ST, INST, including protection of the N conductor (internal neutral point sensor available), trip alarm switch (1 x CO), connection at rear flange, guide frame with shutter, without position signaling switch with internal voltage tap on upper stab of circuit breaker, with voltage tap module VTM680 and power supply of ETU600, able to communication, integrated metering type PMF-2 Basic Power Monitoring, Voltage, Energy, Power, Power factor, Frequency, Unbalance, Temperature, Manual operating mechanism with mechanical closing, without Spring charging motor, Ready-to-close signal. switch, Auxiliary switches 2NO+2NC, without Closing coil (CC), manual operating mechanism with mechanical closing, without Remote trip alarm reset coil (RR), without 2nd shunt trip, without 1st Shunt trip | 225700 | 1 | Z\ | 1
3WA1120-5MF01-0AA0 |  | fixed-mounted circuit breaker, IEC 60947-2, size 1, 3-pole, In=2000 A up to 690 V AC 50/60 Hz, breaking capacity H Icu=100/66 kA at 500/690 V, ETU600 LSIG electronic trip unit upgradeable, color display, Bluetooth, USB interface, basic protection LT, ST, INST, GFx, neutral conductor protection requires an external neutral point current sensor, trip alarm switch (1 x CO), connection at rear vertical, with internal voltage tap on upper stab of circuit breaker, with voltage tap module VTM680 and power supply of ETU600, able to communication, integrated metering type PMF-2 Basic Power Monitoring, Voltage, Energy, Power, Power factor, Frequency, Unbalance, Temperature, Manual operating mechanism with mechanical closing, without Spring charging motor, Ready-to-close signal. switch, Auxiliary switches 2NO+2NC, without Closing coil (CC), manual operating mechanism with mechanical closing, without Remote trip alarm reset coil (RR), without 2nd shunt trip, without 1st Shunt trip | 160700 | 1 | Z\ | 1
3WA1120-5MF02-0AA0 |  | fixed-mounted circuit breaker, IEC 60947-2, size 1, 3-pole, In=2000 A up to 690 V AC 50/60 Hz, breaking capacity H Icu=100/66 kA at 500/690 V, ETU600 LSIG electronic trip unit upgradeable, color display, Bluetooth, USB interface, basic protection LT, ST, INST, GFx, neutral conductor protection requires an external neutral point current sensor, trip alarm switch (1 x CO), connection at rear horizontal with internal voltage tap on upper stab of circuit breaker, with voltage tap module VTM680 and power supply of ETU600, able to communication, integrated metering type PMF-2 Basic Power Monitoring, Voltage, Energy, Power, Power factor, Frequency, Unbalance, Temperature, Manual operating mechanism with mechanical closing, without Spring charging motor, Ready-to-close signal. switch, Auxiliary switches 2NO+2NC, without Closing coil (CC), manual operating mechanism with mechanical closing, without Remote trip alarm reset coil (RR), without 2nd shunt trip, without 1st Shunt trip | 157700 | 1 | Z\ | 1
3WA1120-5MF11-0AA0 |  | fixed-mounted circuit breaker, IEC 60947-2, size 1, 4-pole, N pole on left, In=2000 A up to 690 V AC 50/60 Hz, breaking capacity H Icu=100/66 kA at 500/690 V, ETU600 LSIG electronic trip unit upgradeable, color display, Bluetooth, USB interface, basic protection LT, ST, INST, GFx, including protection of the N conductor (internal neutral point sensor available), trip alarm switch (1 x CO), connection at rear vertical, with internal voltage tap on upper stab of circuit breaker, with voltage tap module VTM680 and power supply of ETU600, able to communication, integrated metering type PMF-2 Basic Power Monitoring, Voltage, Energy, Power, Power factor, Frequency, Unbalance, Temperature, Manual operating mechanism with mechanical closing, without Spring charging motor, Ready-to-close signal. switch, Auxiliary switches 2NO+2NC, without Closing coil (CC), manual operating mechanism with mechanical closing, without Remote trip alarm reset coil (RR), without 2nd shunt trip, without 1st Shunt trip | 203700 | 1 | Z\ | 1
3WA1120-5MF12-0AA0 |  | fixed-mounted circuit breaker, IEC 60947-2, size 1, 4-pole, N pole on left, In=2000 A up to 690 V AC 50/60 Hz, breaking capacity H Icu=100/66 kA at 500/690 V, ETU600 LSIG electronic trip unit upgradeable, color display, Bluetooth, USB interface, basic protection LT, ST, INST, GFx, including protection of the N conductor (internal neutral point sensor available), trip alarm switch (1 x CO), connection at rear horizontal with internal voltage tap on upper stab of circuit breaker, with voltage tap module VTM680 and power supply of ETU600, able to communication, integrated metering type PMF-2 Basic Power Monitoring, Voltage, Energy, Power, Power factor, Frequency, Unbalance, Temperature, Manual operating mechanism with mechanical closing, without Spring charging motor, Ready-to-close signal. switch, Auxiliary switches 2NO+2NC, without Closing coil (CC), manual operating mechanism with mechanical closing, without Remote trip alarm reset coil (RR), without 2nd shunt trip, without 1st Shunt trip | 199700 | 1 | Z\ | 1
3WA1120-5MF21-0AA0 |  | fixed-mounted circuit breaker, IEC 60947-2, size 1, 4-pole, N pole on right, In=2000 A up to 690 V AC 50/60 Hz, breaking capacity H Icu=100/66 kA at 500/690 V, ETU600 LSIG electronic trip unit upgradeable, color display, Bluetooth, USB interface, basic protection LT, ST, INST, GFx, including protection of the N conductor (internal neutral point sensor available), trip alarm switch (1 x CO), connection at rear vertical, with internal voltage tap on upper stab of circuit breaker, with voltage tap module VTM680 and power supply of ETU600, able to communication, integrated metering type PMF-2 Basic Power Monitoring, Voltage, Energy, Power, Power factor, Frequency, Unbalance, Temperature, Manual operating mechanism with mechanical closing, without Spring charging motor, Ready-to-close signal. switch, Auxiliary switches 2NO+2NC, without Closing coil (CC), manual operating mechanism with mechanical closing, without Remote trip alarm reset coil (RR), without 2nd shunt trip, without 1st Shunt trip | 203700 | 1 | Z\ | 1
3WA1120-5MF22-0AA0 |  | fixed-mounted circuit breaker, IEC 60947-2, size 1, 4-pole, N pole on right, In=2000 A up to 690 V AC 50/60 Hz, breaking capacity H Icu=100/66 kA at 500/690 V, ETU600 LSIG electronic trip unit upgradeable, color display, Bluetooth, USB interface, basic protection LT, ST, INST, GFx, including protection of the N conductor (internal neutral point sensor available), trip alarm switch (1 x CO), connection at rear horizontal with internal voltage tap on upper stab of circuit breaker, with voltage tap module VTM680 and power supply of ETU600, able to communication, integrated metering type PMF-2 Basic Power Monitoring, Voltage, Energy, Power, Power factor, Frequency, Unbalance, Temperature, Manual operating mechanism with mechanical closing, without Spring charging motor, Ready-to-close signal. switch, Auxiliary switches 2NO+2NC, without Closing coil (CC), manual operating mechanism with mechanical closing, without Remote trip alarm reset coil (RR), without 2nd shunt trip, without 1st Shunt trip | 199700 | 1 | Z\ | 1
3WA1120-5MF31-0AA0 |  | withdrawable circuit breaker, with guide frame, IEC 60947-2, size 1, 3-pole, In=2000 A up to 690 V AC 50/60 Hz, breaking capacity H Icu=100/66 kA at 500/690 V, ETU600 LSIG electronic trip unit upgradeable, color display, Bluetooth, USB interface, basic protection LT, ST, INST, GFx, neutral conductor protection requires an external neutral point current sensor, trip alarm switch (1 x CO), connection at rear vertical, guide frame with shutter, without position signaling switch with internal voltage tap on upper stab of circuit breaker, with voltage tap module VTM680 and power supply of ETU600, able to communication, integrated metering type PMF-2 Basic Power Monitoring, Voltage, Energy, Power, Power factor, Frequency, Unbalance, Temperature, Manual operating mechanism with mechanical closing, without Spring charging motor, Ready-to-close signal. switch, Auxiliary switches 2NO+2NC, without Closing coil (CC), manual operating mechanism with mechanical closing, without Remote trip alarm reset coil (RR), without 2nd shunt trip, without 1st Shunt trip | 188700 | 1 | Z\ | 1
3WA1120-5MF32-0AA0 |  | withdrawable circuit breaker, with guide frame, IEC 60947-2, size 1, 3-pole, In=2000 A up to 690 V AC 50/60 Hz, breaking capacity H Icu=100/66 kA at 500/690 V, ETU600 LSIG electronic trip unit upgradeable, color display, Bluetooth, USB interface, basic protection LT, ST, INST, GFx, neutral conductor protection requires an external neutral point current sensor, trip alarm switch (1 x CO), connection at rear horizontal guide frame with shutter, without position signaling switch with internal voltage tap on upper stab of circuit breaker, with voltage tap module VTM680 and power supply of ETU600, able to communication, integrated metering type PMF-2 Basic Power Monitoring, Voltage, Energy, Power, Power factor, Frequency, Unbalance, Temperature, Manual operating mechanism with mechanical closing, without Spring charging motor, Ready-to-close signal. switch, Auxiliary switches 2NO+2NC, without Closing coil (CC), manual operating mechanism with mechanical closing, without Remote trip alarm reset coil (RR), without 2nd shunt trip, without 1st Shunt trip | 185700 | 1 | Z\ | 1
3WA1120-5MF34-0AA0 |  | withdrawable circuit breaker, with guide frame, IEC 60947-2, size 1, 3-pole, In=2000 A up to 690 V AC 50/60 Hz, breaking capacity H Icu=100/66 kA at 500/690 V, ETU600 LSIG electronic trip unit upgradeable, color display, Bluetooth, USB interface, basic protection LT, ST, INST, GFx, neutral conductor protection requires an external neutral point current sensor, trip alarm switch (1 x CO), connection at rear flange, guide frame with shutter, without position signaling switch with internal voltage tap on upper stab of circuit breaker, with voltage tap module VTM680 and power supply of ETU600, able to communication, integrated metering type PMF-2 Basic Power Monitoring, Voltage, Energy, Power, Power factor, Frequency, Unbalance, Temperature, Manual operating mechanism with mechanical closing, without Spring charging motor, Ready-to-close signal. switch, Auxiliary switches 2NO+2NC, without Closing coil (CC), manual operating mechanism with mechanical closing, without Remote trip alarm reset coil (RR), without 2nd shunt trip, without 1st Shunt trip | 185700 | 1 | Z\ | 1
3WA1120-5MF41-0AA0 |  | withdrawable circuit breaker, with guide frame, IEC 60947-2, size 1, 4-pole, N pole on left, In=2000 A up to 690 V AC 50/60 Hz, breaking capacity H Icu=100/66 kA at 500/690 V, ETU600 LSIG electronic trip unit upgradeable, color display, Bluetooth, USB interface, basic protection LT, ST, INST, GFx, including protection of the N conductor (internal neutral point sensor available), trip alarm switch (1 x CO), connection at rear vertical, guide frame with shutter, without position signaling switch with internal voltage tap on upper stab of circuit breaker, with voltage tap module VTM680 and power supply of ETU600, able to communication, integrated metering type PMF-2 Basic Power Monitoring, Voltage, Energy, Power, Power factor, Frequency, Unbalance, Temperature, Manual operating mechanism with mechanical closing, without Spring charging motor, Ready-to-close signal. switch, Auxiliary switches 2NO+2NC, without Closing coil (CC), manual operating mechanism with mechanical closing, without Remote trip alarm reset coil (RR), without 2nd shunt trip, without 1st Shunt trip | 239700 | 1 | Z\ | 1
3WA1120-5MF42-0AA0 |  | withdrawable circuit breaker, with guide frame, IEC 60947-2, size 1, 4-pole, N pole on left, In=2000 A up to 690 V AC 50/60 Hz, breaking capacity H Icu=100/66 kA at 500/690 V, ETU600 LSIG electronic trip unit upgradeable, color display, Bluetooth, USB interface, basic protection LT, ST, INST, GFx, including protection of the N conductor (internal neutral point sensor available), trip alarm switch (1 x CO), connection at rear horizontal guide frame with shutter, without position signaling switch with internal voltage tap on upper stab of circuit breaker, with voltage tap module VTM680 and power supply of ETU600, able to communication, integrated metering type PMF-2 Basic Power Monitoring, Voltage, Energy, Power, Power factor, Frequency, Unbalance, Temperature, Manual operating mechanism with mechanical closing, without Spring charging motor, Ready-to-close signal. switch, Auxiliary switches 2NO+2NC, without Closing coil (CC), manual operating mechanism with mechanical closing, without Remote trip alarm reset coil (RR), without 2nd shunt trip, without 1st Shunt trip | 235700 | 1 | Z\ | 1
3WA1120-5MF44-0AA0 |  | withdrawable circuit breaker, with guide frame, IEC 60947-2, size 1, 4-pole, N pole on left, In=2000 A up to 690 V AC 50/60 Hz, breaking capacity H Icu=100/66 kA at 500/690 V, ETU600 LSIG electronic trip unit upgradeable, color display, Bluetooth, USB interface, basic protection LT, ST, INST, GFx, including protection of the N conductor (internal neutral point sensor available), trip alarm switch (1 x CO), connection at rear flange, guide frame with shutter, without position signaling switch with internal voltage tap on upper stab of circuit breaker, with voltage tap module VTM680 and power supply of ETU600, able to communication, integrated metering type PMF-2 Basic Power Monitoring, Voltage, Energy, Power, Power factor, Frequency, Unbalance, Temperature, Manual operating mechanism with mechanical closing, without Spring charging motor, Ready-to-close signal. switch, Auxiliary switches 2NO+2NC, without Closing coil (CC), manual operating mechanism with mechanical closing, without Remote trip alarm reset coil (RR), without 2nd shunt trip, without 1st Shunt trip | 235700 | 1 | Z\ | 1
3WA1120-5NE01-0AA0 |  | fixed-mounted circuit breaker, IEC 60947-2, size 1, 3-pole, In=2000 A up to 690 V AC 50/60 Hz, breaking capacity H Icu=100/66 kA at 500/690 V, ETU600 LSI electronic trip unit upgradeable, color display, Bluetooth, USB interface, basic protection LT, ST, INST, neutral conductor protection requires an external neutral point current sensor, trip alarm switch (1 x CO), connection at rear vertical, with internal voltage tap on upper stab of circuit breaker, with voltage tap module VTM680 and power supply of ETU600, able to communication, integrated metering type PMF-3 Advanced Power Monitor., Voltage, Energy, Power, Power factor, Frequency, Unbalance, Temperature, Power quality, Manual operating mechanism with mechanical closing, without Spring charging motor, Ready-to-close signal. switch, Auxiliary switches 2NO+2NC, without Closing coil (CC), manual operating mechanism with mechanical closing, without Remote trip alarm reset coil (RR), without 2nd shunt trip, without 1st Shunt trip | 157100 | 1 | Z\ | 1
3WA1120-5NE02-0AA0 |  | fixed-mounted circuit breaker, IEC 60947-2, size 1, 3-pole, In=2000 A up to 690 V AC 50/60 Hz, breaking capacity H Icu=100/66 kA at 500/690 V, ETU600 LSI electronic trip unit upgradeable, color display, Bluetooth, USB interface, basic protection LT, ST, INST, neutral conductor protection requires an external neutral point current sensor, trip alarm switch (1 x CO), connection at rear horizontal with internal voltage tap on upper stab of circuit breaker, with voltage tap module VTM680 and power supply of ETU600, able to communication, integrated metering type PMF-3 Advanced Power Monitor., Voltage, Energy, Power, Power factor, Frequency, Unbalance, Temperature, Power quality, Manual operating mechanism with mechanical closing, without Spring charging motor, Ready-to-close signal. switch, Auxiliary switches 2NO+2NC, without Closing coil (CC), manual operating mechanism with mechanical closing, without Remote trip alarm reset coil (RR), without 2nd shunt trip, without 1st Shunt trip | 153100 | 1 | Z\ | 1
3WA1120-5NE11-0AA0 |  | fixed-mounted circuit breaker, IEC 60947-2, size 1, 4-pole, N pole on left, In=2000 A up to 690 V AC 50/60 Hz, breaking capacity H Icu=100/66 kA at 500/690 V, ETU600 LSI electronic trip unit upgradeable, color display, Bluetooth, USB interface, basic protection LT, ST, INST, including protection of the N conductor (internal neutral point sensor available), trip alarm switch (1 x CO), connection at rear vertical, with internal voltage tap on upper stab of circuit breaker, with voltage tap module VTM680 and power supply of ETU600, able to communication, integrated metering type PMF-3 Advanced Power Monitor., Voltage, Energy, Power, Power factor, Frequency, Unbalance, Temperature, Power quality, Manual operating mechanism with mechanical closing, without Spring charging motor, Ready-to-close signal. switch, Auxiliary switches 2NO+2NC, without Closing coil (CC), manual operating mechanism with mechanical closing, without Remote trip alarm reset coil (RR), without 2nd shunt trip, without 1st Shunt trip | 199100 | 1 | Z\ | 1
3WA1120-5NE12-0AA0 |  | fixed-mounted circuit breaker, IEC 60947-2, size 1, 4-pole, N pole on left, In=2000 A up to 690 V AC 50/60 Hz, breaking capacity H Icu=100/66 kA at 500/690 V, ETU600 LSI electronic trip unit upgradeable, color display, Bluetooth, USB interface, basic protection LT, ST, INST, including protection of the N conductor (internal neutral point sensor available), trip alarm switch (1 x CO), connection at rear horizontal with internal voltage tap on upper stab of circuit breaker, with voltage tap module VTM680 and power supply of ETU600, able to communication, integrated metering type PMF-3 Advanced Power Monitor., Voltage, Energy, Power, Power factor, Frequency, Unbalance, Temperature, Power quality, Manual operating mechanism with mechanical closing, without Spring charging motor, Ready-to-close signal. switch, Auxiliary switches 2NO+2NC, without Closing coil (CC), manual operating mechanism with mechanical closing, without Remote trip alarm reset coil (RR), without 2nd shunt trip, without 1st Shunt trip | 195100 | 1 | Z\ | 1
3WA1120-5NE21-0AA0 |  | fixed-mounted circuit breaker, IEC 60947-2, size 1, 4-pole, N pole on right, In=2000 A up to 690 V AC 50/60 Hz, breaking capacity H Icu=100/66 kA at 500/690 V, ETU600 LSI electronic trip unit upgradeable, color display, Bluetooth, USB interface, basic protection LT, ST, INST, including protection of the N conductor (internal neutral point sensor available), trip alarm switch (1 x CO), connection at rear vertical, with internal voltage tap on upper stab of circuit breaker, with voltage tap module VTM680 and power supply of ETU600, able to communication, integrated metering type PMF-3 Advanced Power Monitor., Voltage, Energy, Power, Power factor, Frequency, Unbalance, Temperature, Power quality, Manual operating mechanism with mechanical closing, without Spring charging motor, Ready-to-close signal. switch, Auxiliary switches 2NO+2NC, without Closing coil (CC), manual operating mechanism with mechanical closing, without Remote trip alarm reset coil (RR), without 2nd shunt trip, without 1st Shunt trip | 199100 | 1 | Z\ | 1
3WA1120-5NE22-0AA0 |  | fixed-mounted circuit breaker, IEC 60947-2, size 1, 4-pole, N pole on right, In=2000 A up to 690 V AC 50/60 Hz, breaking capacity H Icu=100/66 kA at 500/690 V, ETU600 LSI electronic trip unit upgradeable, color display, Bluetooth, USB interface, basic protection LT, ST, INST, including protection of the N conductor (internal neutral point sensor available), trip alarm switch (1 x CO), connection at rear horizontal with internal voltage tap on upper stab of circuit breaker, with voltage tap module VTM680 and power supply of ETU600, able to communication, integrated metering type PMF-3 Advanced Power Monitor., Voltage, Energy, Power, Power factor, Frequency, Unbalance, Temperature, Power quality, Manual operating mechanism with mechanical closing, without Spring charging motor, Ready-to-close signal. switch, Auxiliary switches 2NO+2NC, without Closing coil (CC), manual operating mechanism with mechanical closing, without Remote trip alarm reset coil (RR), without 2nd shunt trip, without 1st Shunt trip | 195100 | 1 | Z\ | 1
3WA1120-5NE31-0AA0 |  | withdrawable circuit breaker, with guide frame, IEC 60947-2, size 1, 3-pole, In=2000 A up to 690 V AC 50/60 Hz, breaking capacity H Icu=100/66 kA at 500/690 V, ETU600 LSI electronic trip unit upgradeable, color display, Bluetooth, USB interface, basic protection LT, ST, INST, neutral conductor protection requires an external neutral point current sensor, trip alarm switch (1 x CO), connection at rear vertical, guide frame with shutter, without position signaling switch with internal voltage tap on upper stab of circuit breaker, with voltage tap module VTM680 and power supply of ETU600, able to communication, integrated metering type PMF-3 Advanced Power Monitor., Voltage, Energy, Power, Power factor, Frequency, Unbalance, Temperature, Power quality, Manual operating mechanism with mechanical closing, without Spring charging motor, Ready-to-close signal. switch, Auxiliary switches 2NO+2NC, without Closing coil (CC), manual operating mechanism with mechanical closing, without Remote trip alarm reset coil (RR), without 2nd shunt trip, without 1st Shunt trip | 184100 | 1 | Z\ | 1
3WA1120-5NE32-0AA0 |  | withdrawable circuit breaker, with guide frame, IEC 60947-2, size 1, 3-pole, In=2000 A up to 690 V AC 50/60 Hz, breaking capacity H Icu=100/66 kA at 500/690 V, ETU600 LSI electronic trip unit upgradeable, color display, Bluetooth, USB interface, basic protection LT, ST, INST, neutral conductor protection requires an external neutral point current sensor, trip alarm switch (1 x CO), connection at rear horizontal guide frame with shutter, without position signaling switch with internal voltage tap on upper stab of circuit breaker, with voltage tap module VTM680 and power supply of ETU600, able to communication, integrated metering type PMF-3 Advanced Power Monitor., Voltage, Energy, Power, Power factor, Frequency, Unbalance, Temperature, Power quality, Manual operating mechanism with mechanical closing, without Spring charging motor, Ready-to-close signal. switch, Auxiliary switches 2NO+2NC, without Closing coil (CC), manual operating mechanism with mechanical closing, without Remote trip alarm reset coil (RR), without 2nd shunt trip, without 1st Shunt trip | 181100 | 1 | Z\ | 1
3WA1120-5NE34-0AA0 |  | withdrawable circuit breaker, with guide frame, IEC 60947-2, size 1, 3-pole, In=2000 A up to 690 V AC 50/60 Hz, breaking capacity H Icu=100/66 kA at 500/690 V, ETU600 LSI electronic trip unit upgradeable, color display, Bluetooth, USB interface, basic protection LT, ST, INST, neutral conductor protection requires an external neutral point current sensor, trip alarm switch (1 x CO), connection at rear flange, guide frame with shutter, without position signaling switch with internal voltage tap on upper stab of circuit breaker, with voltage tap module VTM680 and power supply of ETU600, able to communication, integrated metering type PMF-3 Advanced Power Monitor., Voltage, Energy, Power, Power factor, Frequency, Unbalance, Temperature, Power quality, Manual operating mechanism with mechanical closing, without Spring charging motor, Ready-to-close signal. switch, Auxiliary switches 2NO+2NC, without Closing coil (CC), manual operating mechanism with mechanical closing, without Remote trip alarm reset coil (RR), without 2nd shunt trip, without 1st Shunt trip | 181100 | 1 | Z\ | 1
3WA1120-5NE41-0AA0 |  | withdrawable circuit breaker, with guide frame, IEC 60947-2, size 1, 4-pole, N pole on left, In=2000 A up to 690 V AC 50/60 Hz, breaking capacity H Icu=100/66 kA at 500/690 V, ETU600 LSI electronic trip unit upgradeable, color display, Bluetooth, USB interface, basic protection LT, ST, INST, including protection of the N conductor (internal neutral point sensor available), trip alarm switch (1 x CO), connection at rear vertical, guide frame with shutter, without position signaling switch with internal voltage tap on upper stab of circuit breaker, with voltage tap module VTM680 and power supply of ETU600, able to communication, integrated metering type PMF-3 Advanced Power Monitor., Voltage, Energy, Power, Power factor, Frequency, Unbalance, Temperature, Power quality, Manual operating mechanism with mechanical closing, without Spring charging motor, Ready-to-close signal. switch, Auxiliary switches 2NO+2NC, without Closing coil (CC), manual operating mechanism with mechanical closing, without Remote trip alarm reset coil (RR), without 2nd shunt trip, without 1st Shunt trip | 235100 | 1 | Z\ | 1
3WA1120-5NE42-0AA0 |  | withdrawable circuit breaker, with guide frame, IEC 60947-2, size 1, 4-pole, N pole on left, In=2000 A up to 690 V AC 50/60 Hz, breaking capacity H Icu=100/66 kA at 500/690 V, ETU600 LSI electronic trip unit upgradeable, color display, Bluetooth, USB interface, basic protection LT, ST, INST, including protection of the N conductor (internal neutral point sensor available), trip alarm switch (1 x CO), connection at rear horizontal guide frame with shutter, without position signaling switch with internal voltage tap on upper stab of circuit breaker, with voltage tap module VTM680 and power supply of ETU600, able to communication, integrated metering type PMF-3 Advanced Power Monitor., Voltage, Energy, Power, Power factor, Frequency, Unbalance, Temperature, Power quality, Manual operating mechanism with mechanical closing, without Spring charging motor, Ready-to-close signal. switch, Auxiliary switches 2NO+2NC, without Closing coil (CC), manual operating mechanism with mechanical closing, without Remote trip alarm reset coil (RR), without 2nd shunt trip, without 1st Shunt trip | 232100 | 1 | Z\ | 1
3WA1120-5NE44-0AA0 |  | withdrawable circuit breaker, with guide frame, IEC 60947-2, size 1, 4-pole, N pole on left, In=2000 A up to 690 V AC 50/60 Hz, breaking capacity H Icu=100/66 kA at 500/690 V, ETU600 LSI electronic trip unit upgradeable, color display, Bluetooth, USB interface, basic protection LT, ST, INST, including protection of the N conductor (internal neutral point sensor available), trip alarm switch (1 x CO), connection at rear flange, guide frame with shutter, without position signaling switch with internal voltage tap on upper stab of circuit breaker, with voltage tap module VTM680 and power supply of ETU600, able to communication, integrated metering type PMF-3 Advanced Power Monitor., Voltage, Energy, Power, Power factor, Frequency, Unbalance, Temperature, Power quality, Manual operating mechanism with mechanical closing, without Spring charging motor, Ready-to-close signal. switch, Auxiliary switches 2NO+2NC, without Closing coil (CC), manual operating mechanism with mechanical closing, without Remote trip alarm reset coil (RR), without 2nd shunt trip, without 1st Shunt trip | 232100 | 1 | Z\ | 1
3WA1120-5NF01-0AA0 |  | fixed-mounted circuit breaker, IEC 60947-2, size 1, 3-pole, In=2000 A up to 690 V AC 50/60 Hz, breaking capacity H Icu=100/66 kA at 500/690 V, ETU600 LSIG electronic trip unit upgradeable, color display, Bluetooth, USB interface, basic protection LT, ST, INST, GFx, neutral conductor protection requires an external neutral point current sensor, trip alarm switch (1 x CO), connection at rear vertical, with internal voltage tap on upper stab of circuit breaker, with voltage tap module VTM680 and power supply of ETU600, able to communication, integrated metering type PMF-3 Advanced Power Monitor., Voltage, Energy, Power, Power factor, Frequency, Unbalance, Temperature, Power quality, Manual operating mechanism with mechanical closing, without Spring charging motor, Ready-to-close signal. switch, Auxiliary switches 2NO+2NC, without Closing coil (CC), manual operating mechanism with mechanical closing, without Remote trip alarm reset coil (RR), without 2nd shunt trip, without 1st Shunt trip | 167100 | 1 | Z\ | 1
3WA1120-5NF02-0AA0 |  | fixed-mounted circuit breaker, IEC 60947-2, size 1, 3-pole, In=2000 A up to 690 V AC 50/60 Hz, breaking capacity H Icu=100/66 kA at 500/690 V, ETU600 LSIG electronic trip unit upgradeable, color display, Bluetooth, USB interface, basic protection LT, ST, INST, GFx, neutral conductor protection requires an external neutral point current sensor, trip alarm switch (1 x CO), connection at rear horizontal with internal voltage tap on upper stab of circuit breaker, with voltage tap module VTM680 and power supply of ETU600, able to communication, integrated metering type PMF-3 Advanced Power Monitor., Voltage, Energy, Power, Power factor, Frequency, Unbalance, Temperature, Power quality, Manual operating mechanism with mechanical closing, without Spring charging motor, Ready-to-close signal. switch, Auxiliary switches 2NO+2NC, without Closing coil (CC), manual operating mechanism with mechanical closing, without Remote trip alarm reset coil (RR), without 2nd shunt trip, without 1st Shunt trip | 164100 | 1 | Z\ | 1
3WA1120-5NF11-0AA0 |  | fixed-mounted circuit breaker, IEC 60947-2, size 1, 4-pole, N pole on left, In=2000 A up to 690 V AC 50/60 Hz, breaking capacity H Icu=100/66 kA at 500/690 V, ETU600 LSIG electronic trip unit upgradeable, color display, Bluetooth, USB interface, basic protection LT, ST, INST, GFx, including protection of the N conductor (internal neutral point sensor available), trip alarm switch (1 x CO), connection at rear vertical, with internal voltage tap on upper stab of circuit breaker, with voltage tap module VTM680 and power supply of ETU600, able to communication, integrated metering type PMF-3 Advanced Power Monitor., Voltage, Energy, Power, Power factor, Frequency, Unbalance, Temperature, Power quality, Manual operating mechanism with mechanical closing, without Spring charging motor, Ready-to-close signal. switch, Auxiliary switches 2NO+2NC, without Closing coil (CC), manual operating mechanism with mechanical closing, without Remote trip alarm reset coil (RR), without 2nd shunt trip, without 1st Shunt trip | 210100 | 1 | Z\ | 1
3WA1120-5NF12-0AA0 |  | fixed-mounted circuit breaker, IEC 60947-2, size 1, 4-pole, N pole on left, In=2000 A up to 690 V AC 50/60 Hz, breaking capacity H Icu=100/66 kA at 500/690 V, ETU600 LSIG electronic trip unit upgradeable, color display, Bluetooth, USB interface, basic protection LT, ST, INST, GFx, including protection of the N conductor (internal neutral point sensor available), trip alarm switch (1 x CO), connection at rear horizontal with internal voltage tap on upper stab of circuit breaker, with voltage tap module VTM680 and power supply of ETU600, able to communication, integrated metering type PMF-3 Advanced Power Monitor., Voltage, Energy, Power, Power factor, Frequency, Unbalance, Temperature, Power quality, Manual operating mechanism with mechanical closing, without Spring charging motor, Ready-to-close signal. switch, Auxiliary switches 2NO+2NC, without Closing coil (CC), manual operating mechanism with mechanical closing, without Remote trip alarm reset coil (RR), without 2nd shunt trip, without 1st Shunt trip | 206100 | 1 | Z\ | 1
3WA1120-5NF21-0AA0 |  | fixed-mounted circuit breaker, IEC 60947-2, size 1, 4-pole, N pole on right, In=2000 A up to 690 V AC 50/60 Hz, breaking capacity H Icu=100/66 kA at 500/690 V, ETU600 LSIG electronic trip unit upgradeable, color display, Bluetooth, USB interface, basic protection LT, ST, INST, GFx, including protection of the N conductor (internal neutral point sensor available), trip alarm switch (1 x CO), connection at rear vertical, with internal voltage tap on upper stab of circuit breaker, with voltage tap module VTM680 and power supply of ETU600, able to communication, integrated metering type PMF-3 Advanced Power Monitor., Voltage, Energy, Power, Power factor, Frequency, Unbalance, Temperature, Power quality, Manual operating mechanism with mechanical closing, without Spring charging motor, Ready-to-close signal. switch, Auxiliary switches 2NO+2NC, without Closing coil (CC), manual operating mechanism with mechanical closing, without Remote trip alarm reset coil (RR), without 2nd shunt trip, without 1st Shunt trip | 210100 | 1 | Z\ | 1
3WA1120-5NF22-0AA0 |  | fixed-mounted circuit breaker, IEC 60947-2, size 1, 4-pole, N pole on right, In=2000 A up to 690 V AC 50/60 Hz, breaking capacity H Icu=100/66 kA at 500/690 V, ETU600 LSIG electronic trip unit upgradeable, color display, Bluetooth, USB interface, basic protection LT, ST, INST, GFx, including protection of the N conductor (internal neutral point sensor available), trip alarm switch (1 x CO), connection at rear horizontal with internal voltage tap on upper stab of circuit breaker, with voltage tap module VTM680 and power supply of ETU600, able to communication, integrated metering type PMF-3 Advanced Power Monitor., Voltage, Energy, Power, Power factor, Frequency, Unbalance, Temperature, Power quality, Manual operating mechanism with mechanical closing, without Spring charging motor, Ready-to-close signal. switch, Auxiliary switches 2NO+2NC, without Closing coil (CC), manual operating mechanism with mechanical closing, without Remote trip alarm reset coil (RR), without 2nd shunt trip, without 1st Shunt trip | 206100 | 1 | Z\ | 1
3WA1120-5NF31-0AA0 |  | withdrawable circuit breaker, with guide frame, IEC 60947-2, size 1, 3-pole, In=2000 A up to 690 V AC 50/60 Hz, breaking capacity H Icu=100/66 kA at 500/690 V, ETU600 LSIG electronic trip unit upgradeable, color display, Bluetooth, USB interface, basic protection LT, ST, INST, GFx, neutral conductor protection requires an external neutral point current sensor, trip alarm switch (1 x CO), connection at rear vertical, guide frame with shutter, without position signaling switch with internal voltage tap on upper stab of circuit breaker, with voltage tap module VTM680 and power supply of ETU600, able to communication, integrated metering type PMF-3 Advanced Power Monitor., Voltage, Energy, Power, Power factor, Frequency, Unbalance, Temperature, Power quality, Manual operating mechanism with mechanical closing, without Spring charging motor, Ready-to-close signal. switch, Auxiliary switches 2NO+2NC, without Closing coil (CC), manual operating mechanism with mechanical closing, without Remote trip alarm reset coil (RR), without 2nd shunt trip, without 1st Shunt trip | 195100 | 1 | Z\ | 1
3WA1120-5NF32-0AA0 |  | withdrawable circuit breaker, with guide frame, IEC 60947-2, size 1, 3-pole, In=2000 A up to 690 V AC 50/60 Hz, breaking capacity H Icu=100/66 kA at 500/690 V, ETU600 LSIG electronic trip unit upgradeable, color display, Bluetooth, USB interface, basic protection LT, ST, INST, GFx, neutral conductor protection requires an external neutral point current sensor, trip alarm switch (1 x CO), connection at rear horizontal guide frame with shutter, without position signaling switch with internal voltage tap on upper stab of circuit breaker, with voltage tap module VTM680 and power supply of ETU600, able to communication, integrated metering type PMF-3 Advanced Power Monitor., Voltage, Energy, Power, Power factor, Frequency, Unbalance, Temperature, Power quality, Manual operating mechanism with mechanical closing, without Spring charging motor, Ready-to-close signal. switch, Auxiliary switches 2NO+2NC, without Closing coil (CC), manual operating mechanism with mechanical closing, without Remote trip alarm reset coil (RR), without 2nd shunt trip, without 1st Shunt trip | 192100 | 1 | Z\ | 1
3WA1120-5NF34-0AA0 |  | withdrawable circuit breaker, with guide frame, IEC 60947-2, size 1, 3-pole, In=2000 A up to 690 V AC 50/60 Hz, breaking capacity H Icu=100/66 kA at 500/690 V, ETU600 LSIG electronic trip unit upgradeable, color display, Bluetooth, USB interface, basic protection LT, ST, INST, GFx, neutral conductor protection requires an external neutral point current sensor, trip alarm switch (1 x CO), connection at rear flange, guide frame with shutter, without position signaling switch with internal voltage tap on upper stab of circuit breaker, with voltage tap module VTM680 and power supply of ETU600, able to communication, integrated metering type PMF-3 Advanced Power Monitor., Voltage, Energy, Power, Power factor, Frequency, Unbalance, Temperature, Power quality, Manual operating mechanism with mechanical closing, without Spring charging motor, Ready-to-close signal. switch, Auxiliary switches 2NO+2NC, without Closing coil (CC), manual operating mechanism with mechanical closing, without Remote trip alarm reset coil (RR), without 2nd shunt trip, without 1st Shunt trip | 192100 | 1 | Z\ | 1
3WA1120-5NF41-0AA0 |  | withdrawable circuit breaker, with guide frame, IEC 60947-2, size 1, 4-pole, N pole on left, In=2000 A up to 690 V AC 50/60 Hz, breaking capacity H Icu=100/66 kA at 500/690 V, ETU600 LSIG electronic trip unit upgradeable, color display, Bluetooth, USB interface, basic protection LT, ST, INST, GFx, including protection of the N conductor (internal neutral point sensor available), trip alarm switch (1 x CO), connection at rear vertical, guide frame with shutter, without position signaling switch with internal voltage tap on upper stab of circuit breaker, with voltage tap module VTM680 and power supply of ETU600, able to communication, integrated metering type PMF-3 Advanced Power Monitor., Voltage, Energy, Power, Power factor, Frequency, Unbalance, Temperature, Power quality, Manual operating mechanism with mechanical closing, without Spring charging motor, Ready-to-close signal. switch, Auxiliary switches 2NO+2NC, without Closing coil (CC), manual operating mechanism with mechanical closing, without Remote trip alarm reset coil (RR), without 2nd shunt trip, without 1st Shunt trip | 246100 | 1 | Z\ | 1
3WA1120-5NF42-0AA0 |  | withdrawable circuit breaker, with guide frame, IEC 60947-2, size 1, 4-pole, N pole on left, In=2000 A up to 690 V AC 50/60 Hz, breaking capacity H Icu=100/66 kA at 500/690 V, ETU600 LSIG electronic trip unit upgradeable, color display, Bluetooth, USB interface, basic protection LT, ST, INST, GFx, including protection of the N conductor (internal neutral point sensor available), trip alarm switch (1 x CO), connection at rear horizontal guide frame with shutter, without position signaling switch with internal voltage tap on upper stab of circuit breaker, with voltage tap module VTM680 and power supply of ETU600, able to communication, integrated metering type PMF-3 Advanced Power Monitor., Voltage, Energy, Power, Power factor, Frequency, Unbalance, Temperature, Power quality, Manual operating mechanism with mechanical closing, without Spring charging motor, Ready-to-close signal. switch, Auxiliary switches 2NO+2NC, without Closing coil (CC), manual operating mechanism with mechanical closing, without Remote trip alarm reset coil (RR), without 2nd shunt trip, without 1st Shunt trip | 242100 | 1 | Z\ | 1
3WA1120-5NF44-0AA0 |  | withdrawable circuit breaker, with guide frame, IEC 60947-2, size 1, 4-pole, N pole on left, In=2000 A up to 690 V AC 50/60 Hz, breaking capacity H Icu=100/66 kA at 500/690 V, ETU600 LSIG electronic trip unit upgradeable, color display, Bluetooth, USB interface, basic protection LT, ST, INST, GFx, including protection of the N conductor (internal neutral point sensor available), trip alarm switch (1 x CO), connection at rear flange, guide frame with shutter, without position signaling switch with internal voltage tap on upper stab of circuit breaker, with voltage tap module VTM680 and power supply of ETU600, able to communication, integrated metering type PMF-3 Advanced Power Monitor., Voltage, Energy, Power, Power factor, Frequency, Unbalance, Temperature, Power quality, Manual operating mechanism with mechanical closing, without Spring charging motor, Ready-to-close signal. switch, Auxiliary switches 2NO+2NC, without Closing coil (CC), manual operating mechanism with mechanical closing, without Remote trip alarm reset coil (RR), without 2nd shunt trip, without 1st Shunt trip | 242100 | 1 | Z\ | 1
3WA1120-8AA01-0AA0 |  | Non-automatic circuit breaker Fixed-mounted version, IEC 60947-2, frame size 1, 3-poles, In=2000A to 1000V AC 50/60Hz, breaking capacity E Icc=85/50kA at 690/1000V, without electr. trip unit ETU, rear connection vertical, without Com & metering function Manual operating mechanism with mechanical closing, without Spring charging motor, Ready-to-close signal. switch, Auxiliary switches 2NO+2NC, without Closing coil (CC), manual operating mechanism with mechanical closing, without Remote trip alarm reset coil (RR), without 2nd shunt trip, without 1st Shunt trip | 126000 | 1 | Z\ | 1
3WA1120-8AA02-0AA0 |  | Non-automatic circuit breaker Fixed-mounted version, IEC 60947-2, frame size 1, 3-poles, In=2000A to 1000V AC 50/60Hz, breaking capacity E Icc=85/50kA at 690/1000V, without electr. trip unit ETU, rear connection horizontal, without Com & metering function Manual operating mechanism with mechanical closing, without Spring charging motor, Ready-to-close signal. switch, Auxiliary switches 2NO+2NC, without Closing coil (CC), manual operating mechanism with mechanical closing, without Remote trip alarm reset coil (RR), without 2nd shunt trip, without 1st Shunt trip | 123000 | 1 | Z\ | 1
3WA1120-8AA03-0AA0 |  | Non-automatic circuit breaker Fixed-mounted version, IEC 60947-2, frame size 1, 3-poles, In=2000A to 1000V AC 50/60Hz, breaking capacity E Icc=85/50kA at 690/1000V, without electr. trip unit ETU, front connection double hole, without Com & metering function Manual operating mechanism with mechanical closing, without Spring charging motor, Ready-to-close signal. switch, Auxiliary switches 2NO+2NC, without Closing coil (CC), manual operating mechanism with mechanical closing, without Remote trip alarm reset coil (RR), without 2nd shunt trip, without 1st Shunt trip | 133000 | 1 | Z\ | 1
3WA1120-8AA11-0AA0 |  | Non-automatic circuit breaker Fixed-mounted version, IEC 60947-2, frame size 1, 4-poles, N-pole left, In=2000A to 1000V AC 50/60Hz, breaking capacity E Icc=85/50kA at 690/1000V, without electr. trip unit ETU, rear connection vertical, without Com & metering function Manual operating mechanism with mechanical closing, without Spring charging motor, Ready-to-close signal. switch, Auxiliary switches 2NO+2NC, without Closing coil (CC), manual operating mechanism with mechanical closing, without Remote trip alarm reset coil (RR), without 2nd shunt trip, without 1st Shunt trip | 167000 | 1 | Z\ | 1
3WA1120-8AA12-0AA0 |  | Non-automatic circuit breaker Fixed-mounted version, IEC 60947-2, frame size 1, 4-poles, N-pole left, In=2000A to 1000V AC 50/60Hz, breaking capacity E Icc=85/50kA at 690/1000V, without electr. trip unit ETU, rear connection horizontal, without Com & metering function Manual operating mechanism with mechanical closing, without Spring charging motor, Ready-to-close signal. switch, Auxiliary switches 2NO+2NC, without Closing coil (CC), manual operating mechanism with mechanical closing, without Remote trip alarm reset coil (RR), without 2nd shunt trip, without 1st Shunt trip | 162000 | 1 | Z\ | 1
3WA1120-8AA13-0AA0 |  | Non-automatic circuit breaker Fixed-mounted version, IEC 60947-2, frame size 1, 4-poles, N-pole left, In=2000A to 1000V AC 50/60Hz, breaking capacity E Icc=85/50kA at 690/1000V, without electr. trip unit ETU, front connection double hole, without Com & metering function Manual operating mechanism with mechanical closing, without Spring charging motor, Ready-to-close signal. switch, Auxiliary switches 2NO+2NC, without Closing coil (CC), manual operating mechanism with mechanical closing, without Remote trip alarm reset coil (RR), without 2nd shunt trip, without 1st Shunt trip | 175000 | 1 | Z\ | 1
3WA1120-8AA21-0AA0 |  | AC non-automatic air circuit breaker 3WA, fixed-mounted version, IEC 60947-2, size 1, 4-pole, N pole on right, In=2000 A up to 1000 V AC 50/60 Hz, breaking capacity E, Icc=85/50 kA at 690/1000 V, without electronic trip unit ETU, connection at rear vertical, without Com & metering function Manual operating mechanism with mechanical closing, without Spring charging motor, Ready-to-close signal. switch, Auxiliary switches 2NO+2NC, without Closing coil (CC), manual operating mechanism with mechanical closing, without Remote trip alarm reset coil (RR), without 2nd shunt trip, without 1st Shunt trip | 167000 | 1 | Z\ | 1
3WA1120-8AA22-0AA0 |  | AC non-automatic air circuit breaker 3WA, fixed-mounted version, IEC 60947-2, size 1, 4-pole, N pole on right, In=2000 A up to 1000 V AC 50/60 Hz, breaking capacity E, Icc=85/50 kA at 690/1000 V, without electronic trip unit ETU, connection at rear horizontal without Com & metering function Manual operating mechanism with mechanical closing, without Spring charging motor, Ready-to-close signal. switch, Auxiliary switches 2NO+2NC, without Closing coil (CC), manual operating mechanism with mechanical closing, without Remote trip alarm reset coil (RR), without 2nd shunt trip, without 1st Shunt trip | 162000 | 1 | Z\ | 1
3WA1120-8AA23-0AA0 |  | AC non-automatic air circuit breaker 3WA, fixed-mounted version, IEC 60947-2, size 1, 4-pole, N pole on right, In=2000 A up to 1000 V AC 50/60 Hz, breaking capacity E, Icc=85/50 kA at 690/1000 V, without electronic trip unit ETU, front connection double hole, without Com & metering function Manual operating mechanism with mechanical closing, without Spring charging motor, Ready-to-close signal. switch, Auxiliary switches 2NO+2NC, without Closing coil (CC), manual operating mechanism with mechanical closing, without Remote trip alarm reset coil (RR), without 2nd shunt trip, without 1st Shunt trip | 175000 | 1 | Z\ | 1
3WA1120-8AA31-0AA0 |  | Non-automatic circuit breaker withdrawable version, with guide frame, IEC 60947-2, frame size 1, 3-poles, In=2000A to 1000V AC 50/60Hz, breaking capacity E Icc=85/50kA at 690/1000V, without electr. trip unit ETU, rear connection vertical, guide frame with shutter and w/o position signalling switch, without Com & metering function Manual operating mechanism with mechanical closing, without Spring charging motor, Ready-to-close signal. switch, Auxiliary switches 2NO+2NC, without Closing coil (CC), manual operating mechanism with mechanical closing, without Remote trip alarm reset coil (RR), without 2nd shunt trip, without 1st Shunt trip | 153000 | 1 | Z\ | 1
3WA1120-8AA32-0AA0 |  | Non-automatic circuit breaker withdrawable version, with guide frame, IEC 60947-2, frame size 1, 3-poles, In=2000A to 1000V AC 50/60Hz, breaking capacity E Icc=85/50kA at 690/1000V, without electr. trip unit ETU, rear connection horizontal, guide frame with shutter and w/o position signalling switch, without Com & metering function Manual operating mechanism with mechanical closing, without Spring charging motor, Ready-to-close signal. switch, Auxiliary switches 2NO+2NC, without Closing coil (CC), manual operating mechanism with mechanical closing, without Remote trip alarm reset coil (RR), without 2nd shunt trip, without 1st Shunt trip | 150000 | 1 | Z\ | 1
3WA1120-8AA33-0AA0 |  | Non-automatic circuit breaker withdrawable version, with guide frame, IEC 60947-2, frame size 1, 3-poles, In=2000A to 1000V AC 50/60Hz, breaking capacity E Icc=85/50kA at 690/1000V, without electr. trip unit ETU, front connection double hole, guide frame with shutter and w/o position signalling switch, without Com & metering function Manual operating mechanism with mechanical closing, without Spring charging motor, Ready-to-close signal. switch, Auxiliary switches 2NO+2NC, without Closing coil (CC), manual operating mechanism with mechanical closing, without Remote trip alarm reset coil (RR), without 2nd shunt trip, without 1st Shunt trip | 159000 | 1 | Z\ | 1
3WA1120-8AA34-0AA0 |  | Non-automatic circuit breaker withdrawable version, with guide frame, IEC 60947-2, frame size 1, 3-poles, In=2000A to 1000V AC 50/60Hz, breaking capacity E Icc=85/50kA at 690/1000V, without electr. trip unit ETU, rear connection flange, guide frame with shutter and w/o position signalling switch, without Com & metering function Manual operating mechanism with mechanical closing, without Spring charging motor, Ready-to-close signal. switch, Auxiliary switches 2NO+2NC, without Closing coil (CC), manual operating mechanism with mechanical closing, without Remote trip alarm reset coil (RR), without 2nd shunt trip, without 1st Shunt trip | 150000 | 1 | Z\ | 1
3WA1120-8AA41-0AA0 |  | Non-automatic circuit breaker withdrawable version, with guide frame, IEC 60947-2, frame size 1, 4-poles, N-pole left, In=2000A to 1000V AC 50/60Hz, breaking capacity E Icc=85/50kA at 690/1000V, without electr. trip unit ETU, rear connection vertical, guide frame with shutter and w/o position signalling switch, without Com & metering function Manual operating mechanism with mechanical closing, without Spring charging motor, Ready-to-close signal. switch, Auxiliary switches 2NO+2NC, without Closing coil (CC), manual operating mechanism with mechanical closing, without Remote trip alarm reset coil (RR), without 2nd shunt trip, without 1st Shunt trip | 202000 | 1 | Z\ | 1
3WA1120-8AA42-0AA0 |  | Non-automatic circuit breaker withdrawable version, with guide frame, IEC 60947-2, frame size 1, 4-poles, N-pole left, In=2000A to 1000V AC 50/60Hz, breaking capacity E Icc=85/50kA at 690/1000V, without electr. trip unit ETU, rear connection horizontal, guide frame with shutter and w/o position signalling switch, without Com & metering function Manual operating mechanism with mechanical closing, without Spring charging motor, Ready-to-close signal. switch, Auxiliary switches 2NO+2NC, without Closing coil (CC), manual operating mechanism with mechanical closing, without Remote trip alarm reset coil (RR), without 2nd shunt trip, without 1st Shunt trip | 199000 | 1 | Z\ | 1
3WA1120-8AA43-0AA0 |  | Non-automatic circuit breaker withdrawable version, with guide frame, IEC 60947-2, frame size 1, 4-poles, N-pole left, In=2000A to 1000V AC 50/60Hz, breaking capacity E Icc=85/50kA at 690/1000V, without electr. trip unit ETU, front connection double hole, guide frame with shutter and w/o position signalling switch, without Com & metering function Manual operating mechanism with mechanical closing, without Spring charging motor, Ready-to-close signal. switch, Auxiliary switches 2NO+2NC, without Closing coil (CC), manual operating mechanism with mechanical closing, without Remote trip alarm reset coil (RR), without 2nd shunt trip, without 1st Shunt trip | 210000 | 1 | Z\ | 1
3WA1120-8AA44-0AA0 |  | Non-automatic circuit breaker withdrawable version, with guide frame, IEC 60947-2, frame size 1, 4-poles, N-pole left, In=2000A to 1000V AC 50/60Hz, breaking capacity E Icc=85/50kA at 690/1000V, without electr. trip unit ETU, rear connection flange, guide frame with shutter and w/o position signalling switch, without Com & metering function Manual operating mechanism with mechanical closing, without Spring charging motor, Ready-to-close signal. switch, Auxiliary switches 2NO+2NC, without Closing coil (CC), manual operating mechanism with mechanical closing, without Remote trip alarm reset coil (RR), without 2nd shunt trip, without 1st Shunt trip | 199000 | 1 | Z\ | 1
3WA1120-8AB01-0AA0 |  | Fixed-mounted circuit breaker IEC 60947-2, frame size 1, 3-poles, In=2000A, breaking capacity E, up to 1000V AC 50/60Hz, Icu=85/50kA at 690/1000V, Trip unit ETU300 LSI optimized for standard applica- tions, without display Protection LT, ST, INST, N-protection required an external N-sensor, incl. trip alarm switch (1xCO), rear connection vertical, without Com & metering function Manual operating mechanism with mechanical closing, without Spring charging motor, Ready-to-close signal. switch, Auxiliary switches 2NO+2NC, without Closing coil (CC), manual operating mechanism with mechanical closing, without Remote trip alarm reset coil (RR), without 2nd shunt trip, without 1st Shunt trip | 139000 | 1 | Z\ | 1
3WA1120-8AB02-0AA0 |  | Fixed-mounted circuit breaker IEC 60947-2, frame size 1, 3-poles, In=2000A, breaking capacity E, up to 1000V AC 50/60Hz, Icu=85/50kA at 690/1000V, Trip unit ETU300 LSI optimized for standard applica- tions, without display Protection LT, ST, INST, N-protection required an external N-sensor, incl. trip alarm switch (1xCO), rear connection horizontal, without Com & metering function Manual operating mechanism with mechanical closing, without Spring charging motor, Ready-to-close signal. switch, Auxiliary switches 2NO+2NC, without Closing coil (CC), manual operating mechanism with mechanical closing, without Remote trip alarm reset coil (RR), without 2nd shunt trip, without 1st Shunt trip | 136000 | 1 | Z\ | 1
3WA1120-8AB03-0AA0 |  | Fixed-mounted circuit breaker IEC 60947-2, frame size 1, 3-poles, In=2000A, breaking capacity E, up to 1000V AC 50/60Hz, Icu=85/50kA at 690/1000V, Trip unit ETU300 LSI optimized for standard applica- tions, without display Protection LT, ST, INST, N-protection required an external N-sensor, incl. trip alarm switch (1xCO), front connection double hole, without Com & metering function Manual operating mechanism with mechanical closing, without Spring charging motor, Ready-to-close signal. switch, Auxiliary switches 2NO+2NC, without Closing coil (CC), manual operating mechanism with mechanical closing, without Remote trip alarm reset coil (RR), without 2nd shunt trip, without 1st Shunt trip | 145000 | 1 | Z\ | 1
3WA1120-8AB11-0AA0 |  | Fixed-mounted circuit breaker IEC 60947-2, frame size 1, 4-poles, N-pole left, In=2000A, breaking capacity E, up to 1000V AC 50/60Hz, Icu=85/50kA at 690/1000V, Trip unit ETU300 LSI optimized for standard applica- tions, without display Protection LT, ST, INST, include N-protection, (internal N-sensor available), incl. trip alarm switch (1xCO), rear connection vertical, without Com & metering function Manual operating mechanism with mechanical closing, without Spring charging motor, Ready-to-close signal. switch, Auxiliary switches 2NO+2NC, without Closing coil (CC), manual operating mechanism with mechanical closing, without Remote trip alarm reset coil (RR), without 2nd shunt trip, without 1st Shunt trip | 185000 | 1 | Z\ | 1
3WA1120-8AB12-0AA0 |  | Fixed-mounted circuit breaker IEC 60947-2, frame size 1, 4-poles, N-pole left, In=2000A, breaking capacity E, up to 1000V AC 50/60Hz, Icu=85/50kA at 690/1000V, Trip unit ETU300 LSI optimized for standard applica- tions, without display Protection LT, ST, INST, include N-protection, (internal N-sensor available), incl. trip alarm switch (1xCO), rear connection horizontal, without Com & metering function Manual operating mechanism with mechanical closing, without Spring charging motor, Ready-to-close signal. switch, Auxiliary switches 2NO+2NC, without Closing coil (CC), manual operating mechanism with mechanical closing, without Remote trip alarm reset coil (RR), without 2nd shunt trip, without 1st Shunt trip | 181000 | 1 | Z\ | 1
3WA1120-8AB13-0AA0 |  | Fixed-mounted circuit breaker IEC 60947-2, frame size 1, 4-poles, N-pole left, In=2000A, breaking capacity E, up to 1000V AC 50/60Hz, Icu=85/50kA at 690/1000V, Trip unit ETU300 LSI optimized for standard applica- tions, without display Protection LT, ST, INST, include N-protection, (internal N-sensor available), incl. trip alarm switch (1xCO), front connection double hole, without Com & metering function Manual operating mechanism with mechanical closing, without Spring charging motor, Ready-to-close signal. switch, Auxiliary switches 2NO+2NC, without Closing coil (CC), manual operating mechanism with mechanical closing, without Remote trip alarm reset coil (RR), without 2nd shunt trip, without 1st Shunt trip | 194000 | 1 | Z\ | 1
3WA1120-8AB21-0AA0 |  | fixed-mounted circuit breaker, IEC 60947-2, size 1, 4-pole, N pole on right, In=2000 A, breaking capacity E, up to 1000 V AC 50/60 Hz, Icc=85/50 kA at 690/1000 V, tripping unit ETU300 LSI optimized for standard applications, without display, basic protection LT, ST, INST, including protection of the N conductor (internal neutral point sensor available) trip alarm switch (1 x CO), connection at rear vertical, without Com & metering function Manual operating mechanism with mechanical closing, without Spring charging motor, Ready-to-close signal. switch, Auxiliary switches 2NO+2NC, without Closing coil (CC), manual operating mechanism with mechanical closing, without Remote trip alarm reset coil (RR), without 2nd shunt trip, without 1st Shunt trip | 185000 | 1 | Z\ | 1
3WA1120-8AB22-0AA0 |  | fixed-mounted circuit breaker, IEC 60947-2, size 1, 4-pole, N pole on right, In=2000 A, breaking capacity E, up to 1000 V AC 50/60 Hz, Icc=85/50 kA at 690/1000 V, tripping unit ETU300 LSI optimized for standard applications, without display, basic protection LT, ST, INST, including protection of the N conductor (internal neutral point sensor available) trip alarm switch (1 x CO), connection at rear horizontal without Com & metering function Manual operating mechanism with mechanical closing, without Spring charging motor, Ready-to-close signal. switch, Auxiliary switches 2NO+2NC, without Closing coil (CC), manual operating mechanism with mechanical closing, without Remote trip alarm reset coil (RR), without 2nd shunt trip, without 1st Shunt trip | 181000 | 1 | Z\ | 1
3WA1120-8AB23-0AA0 |  | fixed-mounted circuit breaker, IEC 60947-2, size 1, 4-pole, N pole on right, In=2000 A, breaking capacity E, up to 1000 V AC 50/60 Hz, Icc=85/50 kA at 690/1000 V, tripping unit ETU300 LSI optimized for standard applications, without display, basic protection LT, ST, INST, including protection of the N conductor (internal neutral point sensor available) trip alarm switch (1 x CO), front connection double hole, without Com & metering function Manual operating mechanism with mechanical closing, without Spring charging motor, Ready-to-close signal. switch, Auxiliary switches 2NO+2NC, without Closing coil (CC), manual operating mechanism with mechanical closing, without Remote trip alarm reset coil (RR), without 2nd shunt trip, without 1st Shunt trip | 194000 | 1 | Z\ | 1
3WA1120-8AB31-0AA0 |  | Withdrawable circuit breaker with guide frame, IEC 60947-2, frame size 1, 3-poles, In=2000A, breaking capacity E, up to 1000V AC 50/60Hz, Icu=85/50kA at 690/1000V, Trip unit ETU300 LSI optimized for standard applica- tions, without display Protection LT, ST, INST, N-protection required an external N-sensor, incl. trip alarm switch (1xCO), rear connection vertical, guide frame with shutter and w/o position signalling switch, without Com & metering function Manual operating mechanism with mechanical closing, without Spring charging motor, Ready-to-close signal. switch, Auxiliary switches 2NO+2NC, without Closing coil (CC), manual operating mechanism with mechanical closing, without Remote trip alarm reset coil (RR), without 2nd shunt trip, without 1st Shunt trip | 170000 | 1 | Z\ | 1
3WA1120-8AB32-0AA0 |  | Withdrawable circuit breaker with guide frame, IEC 60947-2, frame size 1, 3-poles, In=2000A, breaking capacity E, up to 1000V AC 50/60Hz, Icu=85/50kA at 690/1000V, Trip unit ETU300 LSI optimized for standard applica- tions, without display Protection LT, ST, INST, N-protection required an external N-sensor, incl. trip alarm switch (1xCO), rear connection horizontal, guide frame with shutter and w/o position signalling switch, without Com & metering function Manual operating mechanism with mechanical closing, without Spring charging motor, Ready-to-close signal. switch, Auxiliary switches 2NO+2NC, without Closing coil (CC), manual operating mechanism with mechanical closing, without Remote trip alarm reset coil (RR), without 2nd shunt trip, without 1st Shunt trip | 167000 | 1 | Z\ | 1
3WA1120-8AB33-0AA0 |  | Withdrawable circuit breaker with guide frame, IEC 60947-2, frame size 1, 3-poles, In=2000A, breaking capacity E, up to 1000V AC 50/60Hz, Icu=85/50kA at 690/1000V, Trip unit ETU300 LSI optimized for standard applica- tions, without display Protection LT, ST, INST, N-protection required an external N-sensor, incl. trip alarm switch (1xCO), front connection double hole, guide frame with shutter and w/o position signalling switch, without Com & metering function Manual operating mechanism with mechanical closing, without Spring charging motor, Ready-to-close signal. switch, Auxiliary switches 2NO+2NC, without Closing coil (CC), manual operating mechanism with mechanical closing, without Remote trip alarm reset coil (RR), without 2nd shunt trip, without 1st Shunt trip | 176000 | 1 | Z\ | 1
3WA1120-8AB34-0AA0 |  | Withdrawable circuit breaker with guide frame, IEC 60947-2, frame size 1, 3-poles, In=2000A, breaking capacity E, up to 1000V AC 50/60Hz, Icu=85/50kA at 690/1000V, Trip unit ETU300 LSI optimized for standard applica- tions, without display Protection LT, ST, INST, N-protection required an external N-sensor, incl. trip alarm switch (1xCO), rear connection flange, guide frame with shutter and w/o position signalling switch, without Com & metering function Manual operating mechanism with mechanical closing, without Spring charging motor, Ready-to-close signal. switch, Auxiliary switches 2NO+2NC, without Closing coil (CC), manual operating mechanism with mechanical closing, without Remote trip alarm reset coil (RR), without 2nd shunt trip, without 1st Shunt trip | 167000 | 1 | Z\ | 1
3WA1120-8AB41-0AA0 |  | Withdrawable circuit breaker with guide frame, IEC 60947-2, frame size 1, 4-poles, N-pole left, In=2000A, breaking capacity E, up to 1000V AC 50/60Hz, Icu=85/50kA at 690/1000V, Trip unit ETU300 LSI optimized for standard applica- tions, without display Protection LT, ST, INST, include N-protection, (internal N-sensor available), incl. trip alarm switch (1xCO), rear connection vertical, guide frame with shutter and w/o position signalling switch, without Com & metering function Manual operating mechanism with mechanical closing, without Spring charging motor, Ready-to-close signal. switch, Auxiliary switches 2NO+2NC, without Closing coil (CC), manual operating mechanism with mechanical closing, without Remote trip alarm reset coil (RR), without 2nd shunt trip, without 1st Shunt trip | 226000 | 1 | Z\ | 1
3WA1120-8AB42-0AA0 |  | Withdrawable circuit breaker with guide frame, IEC 60947-2, frame size 1, 4-poles, N-pole left, In=2000A, breaking capacity E, up to 1000V AC 50/60Hz, Icu=85/50kA at 690/1000V, Trip unit ETU300 LSI optimized for standard applica- tions, without display Protection LT, ST, INST, include N-protection, (internal N-sensor available), incl. trip alarm switch (1xCO), rear connection horizontal, guide frame with shutter and w/o position signalling switch, without Com & metering function Manual operating mechanism with mechanical closing, without Spring charging motor, Ready-to-close signal. switch, Auxiliary switches 2NO+2NC, without Closing coil (CC), manual operating mechanism with mechanical closing, without Remote trip alarm reset coil (RR), without 2nd shunt trip, without 1st Shunt trip | 222000 | 1 | Z\ | 1
3WA1120-8AB43-0AA0 |  | Withdrawable circuit breaker with guide frame, IEC 60947-2, frame size 1, 4-poles, N-pole left, In=2000A, breaking capacity E, up to 1000V AC 50/60Hz, Icu=85/50kA at 690/1000V, Trip unit ETU300 LSI optimized for standard applica- tions, without display Protection LT, ST, INST, include N-protection, (internal N-sensor available), incl. trip alarm switch (1xCO), front connection double hole, guide frame with shutter and w/o position signalling switch, without Com & metering function Manual operating mechanism with mechanical closing, without Spring charging motor, Ready-to-close signal. switch, Auxiliary switches 2NO+2NC, without Closing coil (CC), manual operating mechanism with mechanical closing, without Remote trip alarm reset coil (RR), without 2nd shunt trip, without 1st Shunt trip | 234000 | 1 | Z\ | 1
3WA1120-8AB44-0AA0 |  | Withdrawable circuit breaker with guide frame, IEC 60947-2, frame size 1, 4-poles, N-pole left, In=2000A, breaking capacity E, up to 1000V AC 50/60Hz, Icu=85/50kA at 690/1000V, Trip unit ETU300 LSI optimized for standard applica- tions, without display Protection LT, ST, INST, include N-protection, (internal N-sensor available), incl. trip alarm switch (1xCO), rear connection flange, guide frame with shutter and w/o position signalling switch, without Com & metering function Manual operating mechanism with mechanical closing, without Spring charging motor, Ready-to-close signal. switch, Auxiliary switches 2NO+2NC, without Closing coil (CC), manual operating mechanism with mechanical closing, without Remote trip alarm reset coil (RR), without 2nd shunt trip, without 1st Shunt trip | 222000 | 1 | Z\ | 1
3WA1120-8AC01-0AA0 |  | Fixed-mounted circuit breaker IEC 60947-2, frame size 1, 3-poles, In=2000A, breaking capacity E, up to 1000V AC 50/60Hz, Icu=85/50kA at 690/1000V, Trip unit ETU300 LSIG optimized for standard applica- tions, without display Protection LT, ST, INST, GF, N-protection required an external N-sensor, incl. trip alarm switch (1xCO), rear connection vertical, without Com & metering function Manual operating mechanism with mechanical closing, without Spring charging motor, Ready-to-close signal. switch, Auxiliary switches 2NO+2NC, without Closing coil (CC), manual operating mechanism with mechanical closing, without Remote trip alarm reset coil (RR), without 2nd shunt trip, without 1st Shunt trip | 145000 | 1 | Z\ | 1
3WA1120-8AC02-0AA0 |  | Fixed-mounted circuit breaker IEC 60947-2, frame size 1, 3-poles, In=2000A, breaking capacity E, up to 1000V AC 50/60Hz, Icu=85/50kA at 690/1000V, Trip unit ETU300 LSIG optimized for standard applica- tions, without display Protection LT, ST, INST, GF, N-protection required an external N-sensor, incl. trip alarm switch (1xCO), rear connection horizontal, without Com & metering function Manual operating mechanism with mechanical closing, without Spring charging motor, Ready-to-close signal. switch, Auxiliary switches 2NO+2NC, without Closing coil (CC), manual operating mechanism with mechanical closing, without Remote trip alarm reset coil (RR), without 2nd shunt trip, without 1st Shunt trip | 142000 | 1 | Z\ | 1
3WA1120-8AC03-0AA0 |  | Fixed-mounted circuit breaker IEC 60947-2, frame size 1, 3-poles, In=2000A, breaking capacity E, up to 1000V AC 50/60Hz, Icu=85/50kA at 690/1000V, Trip unit ETU300 LSIG optimized for standard applica- tions, without display Protection LT, ST, INST, GF, N-protection required an external N-sensor, incl. trip alarm switch (1xCO), front connection double hole, without Com & metering function Manual operating mechanism with mechanical closing, without Spring charging motor, Ready-to-close signal. switch, Auxiliary switches 2NO+2NC, without Closing coil (CC), manual operating mechanism with mechanical closing, without Remote trip alarm reset coil (RR), without 2nd shunt trip, without 1st Shunt trip | 152000 | 1 | Z\ | 1
3WA1120-8AC11-0AA0 |  | Fixed-mounted circuit breaker IEC 60947-2, frame size 1, 4-poles, N-pole left, In=2000A, breaking capacity E, up to 1000V AC 50/60Hz, Icu=85/50kA at 690/1000V, Trip unit ETU300 LSIG optimized for standard applica- tions, without display Protection LT, ST, INST, GF, include N-protection, (internal N-sensor available), incl. trip alarm switch (1xCO), rear connection vertical, without Com & metering function Manual operating mechanism with mechanical closing, without Spring charging motor, Ready-to-close signal. switch, Auxiliary switches 2NO+2NC, without Closing coil (CC), manual operating mechanism with mechanical closing, without Remote trip alarm reset coil (RR), without 2nd shunt trip, without 1st Shunt trip | 191000 | 1 | Z\ | 1
3WA1120-8AC12-0AA0 |  | Fixed-mounted circuit breaker IEC 60947-2, frame size 1, 4-poles, N-pole left, In=2000A, breaking capacity E, up to 1000V AC 50/60Hz, Icu=85/50kA at 690/1000V, Trip unit ETU300 LSIG optimized for standard applica- tions, without display Protection LT, ST, INST, GF, include N-protection, (internal N-sensor available), incl. trip alarm switch (1xCO), rear connection horizontal, without Com & metering function Manual operating mechanism with mechanical closing, without Spring charging motor, Ready-to-close signal. switch, Auxiliary switches 2NO+2NC, without Closing coil (CC), manual operating mechanism with mechanical closing, without Remote trip alarm reset coil (RR), without 2nd shunt trip, without 1st Shunt trip | 187000 | 1 | Z\ | 1
3WA1120-8AC13-0AA0 |  | Fixed-mounted circuit breaker IEC 60947-2, frame size 1, 4-poles, N-pole left, In=2000A, breaking capacity E, up to 1000V AC 50/60Hz, Icu=85/50kA at 690/1000V, Trip unit ETU300 LSIG optimized for standard applica- tions, without display Protection LT, ST, INST, GF, include N-protection, (internal N-sensor available), incl. trip alarm switch (1xCO), front connection double hole, without Com & metering function Manual operating mechanism with mechanical closing, without Spring charging motor, Ready-to-close signal. switch, Auxiliary switches 2NO+2NC, without Closing coil (CC), manual operating mechanism with mechanical closing, without Remote trip alarm reset coil (RR), without 2nd shunt trip, without 1st Shunt trip | 200000 | 1 | Z\ | 1
3WA1120-8AC21-0AA0 |  | fixed-mounted circuit breaker, IEC 60947-2, size 1, 4-pole, N pole on right, In=2000 A, breaking capacity E, up to 1000 V AC 50/60 Hz, Icc=85/50 kA at 690/1000 V, tripping unit ETU300 LSI G optimized for standard applications, without display, basic protection LT, ST, INST, GF, including protection of the N conductor (internal neutral point sensor available), trip alarm switch (1 x CO), connection at rear vertical, without Com & metering function Manual operating mechanism with mechanical closing, without Spring charging motor, Ready-to-close signal. switch, Auxiliary switches 2NO+2NC, without Closing coil (CC), manual operating mechanism with mechanical closing, without Remote trip alarm reset coil (RR), without 2nd shunt trip, without 1st Shunt trip | 191000 | 1 | Z\ | 1
3WA1120-8AC22-0AA0 |  | fixed-mounted circuit breaker, IEC 60947-2, size 1, 4-pole, N pole on right, In=2000 A, breaking capacity E, up to 1000 V AC 50/60 Hz, Icc=85/50 kA at 690/1000 V, tripping unit ETU300 LSI G optimized for standard applications, without display, basic protection LT, ST, INST, GF, including protection of the N conductor (internal neutral point sensor available), trip alarm switch (1 x CO), connection at rear horizontal without Com & metering function Manual operating mechanism with mechanical closing, without Spring charging motor, Ready-to-close signal. switch, Auxiliary switches 2NO+2NC, without Closing coil (CC), manual operating mechanism with mechanical closing, without Remote trip alarm reset coil (RR), without 2nd shunt trip, without 1st Shunt trip | 187000 | 1 | Z\ | 1
3WA1120-8AC23-0AA0 |  | fixed-mounted circuit breaker, IEC 60947-2, size 1, 4-pole, N pole on right, In=2000 A, breaking capacity E, up to 1000 V AC 50/60 Hz, Icc=85/50 kA at 690/1000 V, tripping unit ETU300 LSI G optimized for standard applications, without display, basic protection LT, ST, INST, GF, including protection of the N conductor (internal neutral point sensor available), trip alarm switch (1 x CO), front connection double hole, without Com & metering function Manual operating mechanism with mechanical closing, without Spring charging motor, Ready-to-close signal. switch, Auxiliary switches 2NO+2NC, without Closing coil (CC), manual operating mechanism with mechanical closing, without Remote trip alarm reset coil (RR), without 2nd shunt trip, without 1st Shunt trip | 200000 | 1 | Z\ | 1
3WA1120-8AC31-0AA0 |  | Withdrawable circuit breaker with guide frame, IEC 60947-2, frame size 1, 3-poles, In=2000A, breaking capacity E, up to 1000V AC 50/60Hz, Icu=85/50kA at 690/1000V, Trip unit ETU300 LSIG optimized for standard applica- tions, without display Protection LT, ST, INST, GF, N-protection required an external N-sensor, incl. trip alarm switch (1xCO), rear connection vertical, guide frame with shutter and w/o position signalling switch, without Com & metering function Manual operating mechanism with mechanical closing, without Spring charging motor, Ready-to-close signal. switch, Auxiliary switches 2NO+2NC, without Closing coil (CC), manual operating mechanism with mechanical closing, without Remote trip alarm reset coil (RR), without 2nd shunt trip, without 1st Shunt trip | 176000 | 1 | Z\ | 1
3WA1120-8AC32-0AA0 |  | Withdrawable circuit breaker with guide frame, IEC 60947-2, frame size 1, 3-poles, In=2000A, breaking capacity E, up to 1000V AC 50/60Hz, Icu=85/50kA at 690/1000V, Trip unit ETU300 LSIG optimized for standard applica- tions, without display Protection LT, ST, INST, GF, N-protection required an external N-sensor, incl. trip alarm switch (1xCO), rear connection horizontal, guide frame with shutter and w/o position signalling switch, without Com & metering function Manual operating mechanism with mechanical closing, without Spring charging motor, Ready-to-close signal. switch, Auxiliary switches 2NO+2NC, without Closing coil (CC), manual operating mechanism with mechanical closing, without Remote trip alarm reset coil (RR), without 2nd shunt trip, without 1st Shunt trip | 173000 | 1 | Z\ | 1
3WA1120-8AC33-0AA0 |  | Withdrawable circuit breaker with guide frame, IEC 60947-2, frame size 1, 3-poles, In=2000A, breaking capacity E, up to 1000V AC 50/60Hz, Icu=85/50kA at 690/1000V, Trip unit ETU300 LSIG optimized for standard applica- tions, without display Protection LT, ST, INST, GF, N-protection required an external N-sensor, incl. trip alarm switch (1xCO), front connection double hole, guide frame with shutter and w/o position signalling switch, without Com & metering function Manual operating mechanism with mechanical closing, without Spring charging motor, Ready-to-close signal. switch, Auxiliary switches 2NO+2NC, without Closing coil (CC), manual operating mechanism with mechanical closing, without Remote trip alarm reset coil (RR), without 2nd shunt trip, without 1st Shunt trip | 182000 | 1 | Z\ | 1
3WA1120-8AC34-0AA0 |  | Withdrawable circuit breaker with guide frame, IEC 60947-2, frame size 1, 3-poles, In=2000A, breaking capacity E, up to 1000V AC 50/60Hz, Icu=85/50kA at 690/1000V, Trip unit ETU300 LSIG optimized for standard applica- tions, without display Protection LT, ST, INST, GF, N-protection required an external N-sensor, incl. trip alarm switch (1xCO), rear connection flange, guide frame with shutter and w/o position signalling switch, without Com & metering function Manual operating mechanism with mechanical closing, without Spring charging motor, Ready-to-close signal. switch, Auxiliary switches 2NO+2NC, without Closing coil (CC), manual operating mechanism with mechanical closing, without Remote trip alarm reset coil (RR), without 2nd shunt trip, without 1st Shunt trip | 173000 | 1 | Z\ | 1
3WA1120-8AC41-0AA0 |  | Withdrawable circuit breaker with guide frame, IEC 60947-2, frame size 1, 4-poles, N-pole left, In=2000A, breaking capacity E, up to 1000V AC 50/60Hz, Icu=85/50kA at 690/1000V, Trip unit ETU300 LSIG optimized for standard applica- tions, without display Protection LT, ST, INST, GF, include N-protection, (internal N-sensor available), incl. trip alarm switch (1xCO), rear connection vertical, guide frame with shutter and w/o position signalling switch, without Com & metering function Manual operating mechanism with mechanical closing, without Spring charging motor, Ready-to-close signal. switch, Auxiliary switches 2NO+2NC, without Closing coil (CC), manual operating mechanism with mechanical closing, without Remote trip alarm reset coil (RR), without 2nd shunt trip, without 1st Shunt trip | 232000 | 1 | Z\ | 1
3WA1120-8AC42-0AA0 |  | Withdrawable circuit breaker with guide frame, IEC 60947-2, frame size 1, 4-poles, N-pole left, In=2000A, breaking capacity E, up to 1000V AC 50/60Hz, Icu=85/50kA at 690/1000V, Trip unit ETU300 LSIG optimized for standard applica- tions, without display Protection LT, ST, INST, GF, include N-protection, (internal N-sensor available), incl. trip alarm switch (1xCO), rear connection horizontal, guide frame with shutter and w/o position signalling switch, without Com & metering function Manual operating mechanism with mechanical closing, without Spring charging motor, Ready-to-close signal. switch, Auxiliary switches 2NO+2NC, without Closing coil (CC), manual operating mechanism with mechanical closing, without Remote trip alarm reset coil (RR), without 2nd shunt trip, without 1st Shunt trip | 228000 | 1 | Z\ | 1
3WA1120-8AC43-0AA0 |  | Withdrawable circuit breaker with guide frame, IEC 60947-2, frame size 1, 4-poles, N-pole left, In=2000A, breaking capacity E, up to 1000V AC 50/60Hz, Icu=85/50kA at 690/1000V, Trip unit ETU300 LSIG optimized for standard applica- tions, without display Protection LT, ST, INST, GF, include N-protection, (internal N-sensor available), incl. trip alarm switch (1xCO), front connection double hole, guide frame with shutter and w/o position signalling switch, without Com & metering function Manual operating mechanism with mechanical closing, without Spring charging motor, Ready-to-close signal. switch, Auxiliary switches 2NO+2NC, without Closing coil (CC), manual operating mechanism with mechanical closing, without Remote trip alarm reset coil (RR), without 2nd shunt trip, without 1st Shunt trip | 240000 | 1 | Z\ | 1
3WA1120-8AC44-0AA0 |  | Withdrawable circuit breaker with guide frame, IEC 60947-2, frame size 1, 4-poles, N-pole left, In=2000A, breaking capacity E, up to 1000V AC 50/60Hz, Icu=85/50kA at 690/1000V, Trip unit ETU300 LSIG optimized for standard applica- tions, without display Protection LT, ST, INST, GF, include N-protection, (internal N-sensor available), incl. trip alarm switch (1xCO), rear connection flange, guide frame with shutter and w/o position signalling switch, without Com & metering function Manual operating mechanism with mechanical closing, without Spring charging motor, Ready-to-close signal. switch, Auxiliary switches 2NO+2NC, without Closing coil (CC), manual operating mechanism with mechanical closing, without Remote trip alarm reset coil (RR), without 2nd shunt trip, without 1st Shunt trip | 228000 | 1 | Z\ | 1
3WA1120-8AE01-0AA0 |  | Fixed-mounted circuit breaker IEC 60947-2, frame size 1, 3-poles, In=2000A, breaking capacity E, up to 1000V AC 50/60Hz, Icu=85/50kA at 690/1000V, Trip unit ETU600 LSI upgrade ready , colordisplay, bluetooth and USB interface, Protection LT, ST, INST, N-protection required an external N-sensor, incl. trip alarm switch (1xCO), rear connection vertical, without Com & metering function Manual operating mechanism with mechanical closing, without Spring charging motor, Ready-to-close signal. switch, Auxiliary switches 2NO+2NC, without Closing coil (CC), manual operating mechanism with mechanical closing, without Remote trip alarm reset coil (RR), without 2nd shunt trip, without 1st Shunt trip | 144000 | 1 | Z\ | 1
3WA1120-8AE02-0AA0 |  | Fixed-mounted circuit breaker IEC 60947-2, frame size 1, 3-poles, In=2000A, breaking capacity E, up to 1000V AC 50/60Hz, Icu=85/50kA at 690/1000V, Trip unit ETU600 LSI upgrade ready , colordisplay, bluetooth and USB interface, Protection LT, ST, INST, N-protection required an external N-sensor, incl. trip alarm switch (1xCO), rear connection horizontal, without Com & metering function Manual operating mechanism with mechanical closing, without Spring charging motor, Ready-to-close signal. switch, Auxiliary switches 2NO+2NC, without Closing coil (CC), manual operating mechanism with mechanical closing, without Remote trip alarm reset coil (RR), without 2nd shunt trip, without 1st Shunt trip | 141000 | 1 | Z\ | 1
3WA1120-8AE03-0AA0 |  | Fixed-mounted circuit breaker IEC 60947-2, frame size 1, 3-poles, In=2000A, breaking capacity E, up to 1000V AC 50/60Hz, Icu=85/50kA at 690/1000V, Trip unit ETU600 LSI upgrade ready , colordisplay, bluetooth and USB interface, Protection LT, ST, INST, N-protection required an external N-sensor, incl. trip alarm switch (1xCO), front connection double hole, without Com & metering function Manual operating mechanism with mechanical closing, without Spring charging motor, Ready-to-close signal. switch, Auxiliary switches 2NO+2NC, without Closing coil (CC), manual operating mechanism with mechanical closing, without Remote trip alarm reset coil (RR), without 2nd shunt trip, without 1st Shunt trip | 151000 | 1 | Z\ | 1
3WA1120-8AE11-0AA0 |  | Fixed-mounted circuit breaker IEC 60947-2, frame size 1, 4-poles, N-pole left, In=2000A, breaking capacity E, up to 1000V AC 50/60Hz, Icu=85/50kA at 690/1000V, Trip unit ETU600 LSI upgrade ready , colordisplay, bluetooth and USB interface, Protection LT, ST, INST, include N-protection, (internal N-sensor available), incl. trip alarm switch (1xCO), rear connection vertical, without Com & metering function Manual operating mechanism with mechanical closing, without Spring charging motor, Ready-to-close signal. switch, Auxiliary switches 2NO+2NC, without Closing coil (CC), manual operating mechanism with mechanical closing, without Remote trip alarm reset coil (RR), without 2nd shunt trip, without 1st Shunt trip | 190000 | 1 | Z\ | 1
3WA1120-8AE12-0AA0 |  | Fixed-mounted circuit breaker IEC 60947-2, frame size 1, 4-poles, N-pole left, In=2000A, breaking capacity E, up to 1000V AC 50/60Hz, Icu=85/50kA at 690/1000V, Trip unit ETU600 LSI upgrade ready , colordisplay, bluetooth and USB interface, Protection LT, ST, INST, include N-protection, (internal N-sensor available), incl. trip alarm switch (1xCO), rear connection horizontal, without Com & metering function Manual operating mechanism with mechanical closing, without Spring charging motor, Ready-to-close signal. switch, Auxiliary switches 2NO+2NC, without Closing coil (CC), manual operating mechanism with mechanical closing, without Remote trip alarm reset coil (RR), without 2nd shunt trip, without 1st Shunt trip | 186000 | 1 | Z\ | 1
3WA1120-8AE13-0AA0 |  | Fixed-mounted circuit breaker IEC 60947-2, frame size 1, 4-poles, N-pole left, In=2000A, breaking capacity E, up to 1000V AC 50/60Hz, Icu=85/50kA at 690/1000V, Trip unit ETU600 LSI upgrade ready , colordisplay, bluetooth and USB interface, Protection LT, ST, INST, include N-protection, (internal N-sensor available), incl. trip alarm switch (1xCO), front connection double hole, without Com & metering function Manual operating mechanism with mechanical closing, without Spring charging motor, Ready-to-close signal. switch, Auxiliary switches 2NO+2NC, without Closing coil (CC), manual operating mechanism with mechanical closing, without Remote trip alarm reset coil (RR), without 2nd shunt trip, without 1st Shunt trip | 199000 | 1 | Z\ | 1
3WA1120-8AE21-0AA0 |  | fixed-mounted circuit breaker, IEC 60947-2, size 1, 4-pole, N pole on right, In=2000 A, breaking capacity E, up to 1000 V AC 50/60 Hz, Icc=85/50 kA at 690/1000 V, tripping unit ETU600 LSI upgradeable, color display, Bluetooth, USB interface, basic protection LT, ST, INST, including protection of the N conductor (internal neutral point sensor available), trip alarm switch (1 x CO), connection at rear vertical, without Com & metering function Manual operating mechanism with mechanical closing, without Spring charging motor, Ready-to-close signal. switch, Auxiliary switches 2NO+2NC, without Closing coil (CC), manual operating mechanism with mechanical closing, without Remote trip alarm reset coil (RR), without 2nd shunt trip, without 1st Shunt trip | 190000 | 1 | Z\ | 1
3WA1120-8AE22-0AA0 |  | fixed-mounted circuit breaker, IEC 60947-2, size 1, 4-pole, N pole on right, In=2000 A, breaking capacity E, up to 1000 V AC 50/60 Hz, Icc=85/50 kA at 690/1000 V, tripping unit ETU600 LSI upgradeable, color display, Bluetooth, USB interface, basic protection LT, ST, INST, including protection of the N conductor (internal neutral point sensor available), trip alarm switch (1 x CO), connection at rear horizontal without Com & metering function Manual operating mechanism with mechanical closing, without Spring charging motor, Ready-to-close signal. switch, Auxiliary switches 2NO+2NC, without Closing coil (CC), manual operating mechanism with mechanical closing, without Remote trip alarm reset coil (RR), without 2nd shunt trip, without 1st Shunt trip | 186000 | 1 | Z\ | 1
3WA1120-8AE23-0AA0 |  | fixed-mounted circuit breaker, IEC 60947-2, size 1, 4-pole, N pole on right, In=2000 A, breaking capacity E, up to 1000 V AC 50/60 Hz, Icc=85/50 kA at 690/1000 V, tripping unit ETU600 LSI upgradeable, color display, Bluetooth, USB interface, basic protection LT, ST, INST, including protection of the N conductor (internal neutral point sensor available), trip alarm switch (1 x CO), front connection double hole, without Com & metering function Manual operating mechanism with mechanical closing, without Spring charging motor, Ready-to-close signal. switch, Auxiliary switches 2NO+2NC, without Closing coil (CC), manual operating mechanism with mechanical closing, without Remote trip alarm reset coil (RR), without 2nd shunt trip, without 1st Shunt trip | 199000 | 1 | Z\ | 1
3WA1120-8AE31-0AA0 |  | Withdrawable circuit breaker with guide frame, IEC 60947-2, frame size 1, 3-poles, In=2000A, breaking capacity E, up to 1000V AC 50/60Hz, Icu=85/50kA at 690/1000V, Trip unit ETU600 LSI upgrade ready , colordisplay, bluetooth and USB interface, Protection LT, ST, INST, N-protection required an external N-sensor, incl. trip alarm switch (1xCO), rear connection vertical, guide frame with shutter and w/o position signalling switch, without Com & metering function Manual operating mechanism with mechanical closing, without Spring charging motor, Ready-to-close signal. switch, Auxiliary switches 2NO+2NC, without Closing coil (CC), manual operating mechanism with mechanical closing, without Remote trip alarm reset coil (RR), without 2nd shunt trip, without 1st Shunt trip | 175000 | 1 | Z\ | 1
3WA1120-8AE32-0AA0 |  | Withdrawable circuit breaker with guide frame, IEC 60947-2, frame size 1, 3-poles, In=2000A, breaking capacity E, up to 1000V AC 50/60Hz, Icu=85/50kA at 690/1000V, Trip unit ETU600 LSI upgrade ready , colordisplay, bluetooth and USB interface, Protection LT, ST, INST, N-protection required an external N-sensor, incl. trip alarm switch (1xCO), rear connection horizontal, guide frame with shutter and w/o position signalling switch, without Com & metering function Manual operating mechanism with mechanical closing, without Spring charging motor, Ready-to-close signal. switch, Auxiliary switches 2NO+2NC, without Closing coil (CC), manual operating mechanism with mechanical closing, without Remote trip alarm reset coil (RR), without 2nd shunt trip, without 1st Shunt trip | 172000 | 1 | Z\ | 1
3WA1120-8AE33-0AA0 |  | Withdrawable circuit breaker with guide frame, IEC 60947-2, frame size 1, 3-poles, In=2000A, breaking capacity E, up to 1000V AC 50/60Hz, Icu=85/50kA at 690/1000V, Trip unit ETU600 LSI upgrade ready , colordisplay, bluetooth and USB interface, Protection LT, ST, INST, N-protection required an external N-sensor, incl. trip alarm switch (1xCO), front connection double hole, guide frame with shutter and w/o position signalling switch, without Com & metering function Manual operating mechanism with mechanical closing, without Spring charging motor, Ready-to-close signal. switch, Auxiliary switches 2NO+2NC, without Closing coil (CC), manual operating mechanism with mechanical closing, without Remote trip alarm reset coil (RR), without 2nd shunt trip, without 1st Shunt trip | 181000 | 1 | Z\ | 1
3WA1120-8AE34-0AA0 |  | Withdrawable circuit breaker with guide frame, IEC 60947-2, frame size 1, 3-poles, In=2000A, breaking capacity E, up to 1000V AC 50/60Hz, Icu=85/50kA at 690/1000V, Trip unit ETU600 LSI upgrade ready , colordisplay, bluetooth and USB interface, Protection LT, ST, INST, N-protection required an external N-sensor, incl. trip alarm switch (1xCO), rear connection flange, guide frame with shutter and w/o position signalling switch, without Com & metering function Manual operating mechanism with mechanical closing, without Spring charging motor, Ready-to-close signal. switch, Auxiliary switches 2NO+2NC, without Closing coil (CC), manual operating mechanism with mechanical closing, without Remote trip alarm reset coil (RR), without 2nd shunt trip, without 1st Shunt trip | 172000 | 1 | Z\ | 1
3WA1120-8AE41-0AA0 |  | Withdrawable circuit breaker with guide frame, IEC 60947-2, frame size 1, 4-poles, N-pole left, In=2000A, breaking capacity E, up to 1000V AC 50/60Hz, Icu=85/50kA at 690/1000V, Trip unit ETU600 LSI upgrade ready , colordisplay, bluetooth and USB interface, Protection LT, ST, INST, include N-protection, (internal N-sensor available), incl. trip alarm switch (1xCO), rear connection vertical, guide frame with shutter and w/o position signalling switch, without Com & metering function Manual operating mechanism with mechanical closing, without Spring charging motor, Ready-to-close signal. switch, Auxiliary switches 2NO+2NC, without Closing coil (CC), manual operating mechanism with mechanical closing, without Remote trip alarm reset coil (RR), without 2nd shunt trip, without 1st Shunt trip | 231000 | 1 | Z\ | 1
3WA1120-8AE42-0AA0 |  | Withdrawable circuit breaker with guide frame, IEC 60947-2, frame size 1, 4-poles, N-pole left, In=2000A, breaking capacity E, up to 1000V AC 50/60Hz, Icu=85/50kA at 690/1000V, Trip unit ETU600 LSI upgrade ready , colordisplay, bluetooth and USB interface, Protection LT, ST, INST, include N-protection, (internal N-sensor available), incl. trip alarm switch (1xCO), rear connection horizontal, guide frame with shutter and w/o position signalling switch, without Com & metering function Manual operating mechanism with mechanical closing, without Spring charging motor, Ready-to-close signal. switch, Auxiliary switches 2NO+2NC, without Closing coil (CC), manual operating mechanism with mechanical closing, without Remote trip alarm reset coil (RR), without 2nd shunt trip, without 1st Shunt trip | 227000 | 1 | Z\ | 1
3WA1120-8AE43-0AA0 |  | Withdrawable circuit breaker with guide frame, IEC 60947-2, frame size 1, 4-poles, N-pole left, In=2000A, breaking capacity E, up to 1000V AC 50/60Hz, Icu=85/50kA at 690/1000V, Trip unit ETU600 LSI upgrade ready , colordisplay, bluetooth and USB interface, Protection LT, ST, INST, include N-protection, (internal N-sensor available), incl. trip alarm switch (1xCO), front connection double hole, guide frame with shutter and w/o position signalling switch, without Com & metering function Manual operating mechanism with mechanical closing, without Spring charging motor, Ready-to-close signal. switch, Auxiliary switches 2NO+2NC, without Closing coil (CC), manual operating mechanism with mechanical closing, without Remote trip alarm reset coil (RR), without 2nd shunt trip, without 1st Shunt trip | 239000 | 1 | Z\ | 1
3WA1120-8AE44-0AA0 |  | Withdrawable circuit breaker with guide frame, IEC 60947-2, frame size 1, 4-poles, N-pole left, In=2000A, breaking capacity E, up to 1000V AC 50/60Hz, Icu=85/50kA at 690/1000V, Trip unit ETU600 LSI upgrade ready , colordisplay, bluetooth and USB interface, Protection LT, ST, INST, include N-protection, (internal N-sensor available), incl. trip alarm switch (1xCO), rear connection flange, guide frame with shutter and w/o position signalling switch, without Com & metering function Manual operating mechanism with mechanical closing, without Spring charging motor, Ready-to-close signal. switch, Auxiliary switches 2NO+2NC, without Closing coil (CC), manual operating mechanism with mechanical closing, without Remote trip alarm reset coil (RR), without 2nd shunt trip, without 1st Shunt trip | 227000 | 1 | Z\ | 1
3WA1120-8AF01-0AA0 |  | Fixed-mounted circuit breaker IEC 60947-2, frame size 1, 3-poles, In=2000A, breaking capacity E, up to 1000V AC 50/60Hz, Icu=85/50kA at 690/1000V, Trip unit ETU600 LSIG upgrade ready , colordisplay, bluetooth and USB interface, Protection LT, ST, INST, GFx, N-protection required an external N-sensor, incl. trip alarm switch (1xCO), rear connection vertical, without Com & metering function Manual operating mechanism with mechanical closing, without Spring charging motor, Ready-to-close signal. switch, Auxiliary switches 2NO+2NC, without Closing coil (CC), manual operating mechanism with mechanical closing, without Remote trip alarm reset coil (RR), without 2nd shunt trip, without 1st Shunt trip | 155000 | 1 | Z\ | 1
3WA1120-8AF02-0AA0 |  | Fixed-mounted circuit breaker IEC 60947-2, frame size 1, 3-poles, In=2000A, breaking capacity E, up to 1000V AC 50/60Hz, Icu=85/50kA at 690/1000V, Trip unit ETU600 LSIG upgrade ready , colordisplay, bluetooth and USB interface, Protection LT, ST, INST, GFx, N-protection required an external N-sensor, incl. trip alarm switch (1xCO), rear connection horizontal, without Com & metering function Manual operating mechanism with mechanical closing, without Spring charging motor, Ready-to-close signal. switch, Auxiliary switches 2NO+2NC, without Closing coil (CC), manual operating mechanism with mechanical closing, without Remote trip alarm reset coil (RR), without 2nd shunt trip, without 1st Shunt trip | 151000 | 1 | Z\ | 1
3WA1120-8AF03-0AA0 |  | Fixed-mounted circuit breaker IEC 60947-2, frame size 1, 3-poles, In=2000A, breaking capacity E, up to 1000V AC 50/60Hz, Icu=85/50kA at 690/1000V, Trip unit ETU600 LSIG upgrade ready , colordisplay, bluetooth and USB interface, Protection LT, ST, INST, GFx, N-protection required an external N-sensor, incl. trip alarm switch (1xCO), front connection double hole, without Com & metering function Manual operating mechanism with mechanical closing, without Spring charging motor, Ready-to-close signal. switch, Auxiliary switches 2NO+2NC, without Closing coil (CC), manual operating mechanism with mechanical closing, without Remote trip alarm reset coil (RR), without 2nd shunt trip, without 1st Shunt trip | 161000 | 1 | Z\ | 1
3WA1120-8AF11-0AA0 |  | Fixed-mounted circuit breaker IEC 60947-2, frame size 1, 4-poles, N-pole left, In=2000A, breaking capacity E, up to 1000V AC 50/60Hz, Icu=85/50kA at 690/1000V, Trip unit ETU600 LSIG upgrade ready , colordisplay, bluetooth and USB interface, Protection LT, ST, INST, GFx, include N-protection, (internal N-sensor available), incl. trip alarm switch (1xCO), rear connection vertical, without Com & metering function Manual operating mechanism with mechanical closing, without Spring charging motor, Ready-to-close signal. switch, Auxiliary switches 2NO+2NC, without Closing coil (CC), manual operating mechanism with mechanical closing, without Remote trip alarm reset coil (RR), without 2nd shunt trip, without 1st Shunt trip | 201000 | 1 | Z\ | 1
3WA1120-8AF12-0AA0 |  | Fixed-mounted circuit breaker IEC 60947-2, frame size 1, 4-poles, N-pole left, In=2000A, breaking capacity E, up to 1000V AC 50/60Hz, Icu=85/50kA at 690/1000V, Trip unit ETU600 LSIG upgrade ready , colordisplay, bluetooth and USB interface, Protection LT, ST, INST, GFx, include N-protection, (internal N-sensor available), incl. trip alarm switch (1xCO), rear connection horizontal, without Com & metering function Manual operating mechanism with mechanical closing, without Spring charging motor, Ready-to-close signal. switch, Auxiliary switches 2NO+2NC, without Closing coil (CC), manual operating mechanism with mechanical closing, without Remote trip alarm reset coil (RR), without 2nd shunt trip, without 1st Shunt trip | 196000 | 1 | Z\ | 1
3WA1120-8AF13-0AA0 |  | Fixed-mounted circuit breaker IEC 60947-2, frame size 1, 4-poles, N-pole left, In=2000A, breaking capacity E, up to 1000V AC 50/60Hz, Icu=85/50kA at 690/1000V, Trip unit ETU600 LSIG upgrade ready , colordisplay, bluetooth and USB interface, Protection LT, ST, INST, GFx, include N-protection, (internal N-sensor available), incl. trip alarm switch (1xCO), front connection double hole, without Com & metering function Manual operating mechanism with mechanical closing, without Spring charging motor, Ready-to-close signal. switch, Auxiliary switches 2NO+2NC, without Closing coil (CC), manual operating mechanism with mechanical closing, without Remote trip alarm reset coil (RR), without 2nd shunt trip, without 1st Shunt trip | 209000 | 1 | Z\ | 1
3WA1120-8AF21-0AA0 |  | fixed-mounted circuit breaker, IEC 60947-2, size 1, 4-pole, N pole on right, In=2000 A, breaking capacity E, up to 1000 V AC 50/60 Hz, Icc=85/50 kA at 690/1000 V, tripping unit ETU600 LSIG upgradeable, color display, Bluetooth, USB interface, basic protection LT, ST, INST, GFx, including protection of the N conductor (internal neutral point sensor available), trip alarm switch (1 x CO), connection at rear vertical, without Com & metering function Manual operating mechanism with mechanical closing, without Spring charging motor, Ready-to-close signal. switch, Auxiliary switches 2NO+2NC, without Closing coil (CC), manual operating mechanism with mechanical closing, without Remote trip alarm reset coil (RR), without 2nd shunt trip, without 1st Shunt trip | 201000 | 1 | Z\ | 1
3WA1120-8AF22-0AA0 |  | fixed-mounted circuit breaker, IEC 60947-2, size 1, 4-pole, N pole on right, In=2000 A, breaking capacity E, up to 1000 V AC 50/60 Hz, Icc=85/50 kA at 690/1000 V, tripping unit ETU600 LSIG upgradeable, color display, Bluetooth, USB interface, basic protection LT, ST, INST, GFx, including protection of the N conductor (internal neutral point sensor available), trip alarm switch (1 x CO), connection at rear horizontal without Com & metering function Manual operating mechanism with mechanical closing, without Spring charging motor, Ready-to-close signal. switch, Auxiliary switches 2NO+2NC, without Closing coil (CC), manual operating mechanism with mechanical closing, without Remote trip alarm reset coil (RR), without 2nd shunt trip, without 1st Shunt trip | 196000 | 1 | Z\ | 1
3WA1120-8AF23-0AA0 |  | fixed-mounted circuit breaker, IEC 60947-2, size 1, 4-pole, N pole on right, In=2000 A, breaking capacity E, up to 1000 V AC 50/60 Hz, Icc=85/50 kA at 690/1000 V, tripping unit ETU600 LSIG upgradeable, color display, Bluetooth, USB interface, basic protection LT, ST, INST, GFx, including protection of the N conductor (internal neutral point sensor available), trip alarm switch (1 x CO), front connection double hole, without Com & metering function Manual operating mechanism with mechanical closing, without Spring charging motor, Ready-to-close signal. switch, Auxiliary switches 2NO+2NC, without Closing coil (CC), manual operating mechanism with mechanical closing, without Remote trip alarm reset coil (RR), without 2nd shunt trip, without 1st Shunt trip | 209000 | 1 | Z\ | 1
3WA1120-8AF31-0AA0 |  | Withdrawable circuit breaker with guide frame, IEC 60947-2, frame size 1, 3-poles, In=2000A, breaking capacity E, up to 1000V AC 50/60Hz, Icu=85/50kA at 690/1000V, Trip unit ETU600 LSIG upgrade ready , colordisplay, bluetooth and USB interface, Protection LT, ST, INST, GFx, N-protection required an external N-sensor, incl. trip alarm switch (1xCO), rear connection vertical, guide frame with shutter and w/o position signalling switch, without Com & metering function Manual operating mechanism with mechanical closing, without Spring charging motor, Ready-to-close signal. switch, Auxiliary switches 2NO+2NC, without Closing coil (CC), manual operating mechanism with mechanical closing, without Remote trip alarm reset coil (RR), without 2nd shunt trip, without 1st Shunt trip | 186000 | 1 | Z\ | 1
3WA1120-8AF32-0AA0 |  | Withdrawable circuit breaker with guide frame, IEC 60947-2, frame size 1, 3-poles, In=2000A, breaking capacity E, up to 1000V AC 50/60Hz, Icu=85/50kA at 690/1000V, Trip unit ETU600 LSIG upgrade ready , colordisplay, bluetooth and USB interface, Protection LT, ST, INST, GFx, N-protection required an external N-sensor, incl. trip alarm switch (1xCO), rear connection horizontal, guide frame with shutter and w/o position signalling switch, without Com & metering function Manual operating mechanism with mechanical closing, without Spring charging motor, Ready-to-close signal. switch, Auxiliary switches 2NO+2NC, without Closing coil (CC), manual operating mechanism with mechanical closing, without Remote trip alarm reset coil (RR), without 2nd shunt trip, without 1st Shunt trip | 183000 | 1 | Z\ | 1
3WA1120-8AF33-0AA0 |  | Withdrawable circuit breaker with guide frame, IEC 60947-2, frame size 1, 3-poles, In=2000A, breaking capacity E, up to 1000V AC 50/60Hz, Icu=85/50kA at 690/1000V, Trip unit ETU600 LSIG upgrade ready , colordisplay, bluetooth and USB interface, Protection LT, ST, INST, GFx, N-protection required an external N-sensor, incl. trip alarm switch (1xCO), front connection double hole, guide frame with shutter and w/o position signalling switch, without Com & metering function Manual operating mechanism with mechanical closing, without Spring charging motor, Ready-to-close signal. switch, Auxiliary switches 2NO+2NC, without Closing coil (CC), manual operating mechanism with mechanical closing, without Remote trip alarm reset coil (RR), without 2nd shunt trip, without 1st Shunt trip | 191000 | 1 | Z\ | 1
3WA1120-8AF34-0AA0 |  | Withdrawable circuit breaker with guide frame, IEC 60947-2, frame size 1, 3-poles, In=2000A, breaking capacity E, up to 1000V AC 50/60Hz, Icu=85/50kA at 690/1000V, Trip unit ETU600 LSIG upgrade ready , colordisplay, bluetooth and USB interface, Protection LT, ST, INST, GFx, N-protection required an external N-sensor, incl. trip alarm switch (1xCO), rear connection flange, guide frame with shutter and w/o position signalling switch, without Com & metering function Manual operating mechanism with mechanical closing, without Spring charging motor, Ready-to-close signal. switch, Auxiliary switches 2NO+2NC, without Closing coil (CC), manual operating mechanism with mechanical closing, without Remote trip alarm reset coil (RR), without 2nd shunt trip, without 1st Shunt trip | 183000 | 1 | Z\ | 1
3WA1120-8AF41-0AA0 |  | Withdrawable circuit breaker with guide frame, IEC 60947-2, frame size 1, 4-poles, N-pole left, In=2000A, breaking capacity E, up to 1000V AC 50/60Hz, Icu=85/50kA at 690/1000V, Trip unit ETU600 LSIG upgrade ready , colordisplay, bluetooth and USB interface, Protection LT, ST, INST, GFx, include N-protection, (internal N-sensor available), incl. trip alarm switch (1xCO), rear connection vertical, guide frame with shutter and w/o position signalling switch, without Com & metering function Manual operating mechanism with mechanical closing, without Spring charging motor, Ready-to-close signal. switch, Auxiliary switches 2NO+2NC, without Closing coil (CC), manual operating mechanism with mechanical closing, without Remote trip alarm reset coil (RR), without 2nd shunt trip, without 1st Shunt trip | 242000 | 1 | Z\ | 1
3WA1120-8AF42-0AA0 |  | Withdrawable circuit breaker with guide frame, IEC 60947-2, frame size 1, 4-poles, N-pole left, In=2000A, breaking capacity E, up to 1000V AC 50/60Hz, Icu=85/50kA at 690/1000V, Trip unit ETU600 LSIG upgrade ready , colordisplay, bluetooth and USB interface, Protection LT, ST, INST, GFx, include N-protection, (internal N-sensor available), incl. trip alarm switch (1xCO), rear connection horizontal, guide frame with shutter and w/o position signalling switch, without Com & metering function Manual operating mechanism with mechanical closing, without Spring charging motor, Ready-to-close signal. switch, Auxiliary switches 2NO+2NC, without Closing coil (CC), manual operating mechanism with mechanical closing, without Remote trip alarm reset coil (RR), without 2nd shunt trip, without 1st Shunt trip | 238000 | 1 | Z\ | 1
3WA1120-8AF43-0AA0 |  | Withdrawable circuit breaker with guide frame, IEC 60947-2, frame size 1, 4-poles, N-pole left, In=2000A, breaking capacity E, up to 1000V AC 50/60Hz, Icu=85/50kA at 690/1000V, Trip unit ETU600 LSIG upgrade ready , colordisplay, bluetooth and USB interface, Protection LT, ST, INST, GFx, include N-protection, (internal N-sensor available), incl. trip alarm switch (1xCO), front connection double hole, guide frame with shutter and w/o position signalling switch, without Com & metering function Manual operating mechanism with mechanical closing, without Spring charging motor, Ready-to-close signal. switch, Auxiliary switches 2NO+2NC, without Closing coil (CC), manual operating mechanism with mechanical closing, without Remote trip alarm reset coil (RR), without 2nd shunt trip, without 1st Shunt trip | 249000 | 1 | Z\ | 1
3WA1120-8AF44-0AA0 |  | Withdrawable circuit breaker with guide frame, IEC 60947-2, frame size 1, 4-poles, N-pole left, In=2000A, breaking capacity E, up to 1000V AC 50/60Hz, Icu=85/50kA at 690/1000V, Trip unit ETU600 LSIG upgrade ready , colordisplay, bluetooth and USB interface, Protection LT, ST, INST, GFx, include N-protection, (internal N-sensor available), incl. trip alarm switch (1xCO), rear connection flange, guide frame with shutter and w/o position signalling switch, without Com & metering function Manual operating mechanism with mechanical closing, without Spring charging motor, Ready-to-close signal. switch, Auxiliary switches 2NO+2NC, without Closing coil (CC), manual operating mechanism with mechanical closing, without Remote trip alarm reset coil (RR), without 2nd shunt trip, without 1st Shunt trip | 238000 | 1 | Z\ | 1
3WA1120-8CA01-0AA0 |  | Non-automatic circuit breaker Fixed-mounted version, IEC 60947-2, frame size 1, 3-poles, In=2000A to 1000V AC 50/60Hz, breaking capacity E Icc=85/50kA at 690/1000V, without electr. trip unit ETU, rear connection vertical, able to communication, Manual operating mechanism with mechanical closing, without Spring charging motor, Ready-to-close signal. switch, Auxiliary switches 2NO+2NC, without Closing coil (CC), manual operating mechanism with mechanical closing, without Remote trip alarm reset coil (RR), without 2nd shunt trip, without 1st Shunt trip | 130430 | 1 | Z\ | 1
3WA1120-8CA02-0AA0 |  | Non-automatic circuit breaker Fixed-mounted version, IEC 60947-2, frame size 1, 3-poles, In=2000A to 1000V AC 50/60Hz, breaking capacity E Icc=85/50kA at 690/1000V, without electr. trip unit ETU, rear connection horizontal, able to communication, Manual operating mechanism with mechanical closing, without Spring charging motor, Ready-to-close signal. switch, Auxiliary switches 2NO+2NC, without Closing coil (CC), manual operating mechanism with mechanical closing, without Remote trip alarm reset coil (RR), without 2nd shunt trip, without 1st Shunt trip | 127430 | 1 | Z\ | 1
3WA1120-8CA03-0AA0 |  | Non-automatic circuit breaker Fixed-mounted version, IEC 60947-2, frame size 1, 3-poles, In=2000A to 1000V AC 50/60Hz, breaking capacity E Icc=85/50kA at 690/1000V, without electr. trip unit ETU, front connection double hole, able to communication, Manual operating mechanism with mechanical closing, without Spring charging motor, Ready-to-close signal. switch, Auxiliary switches 2NO+2NC, without Closing coil (CC), manual operating mechanism with mechanical closing, without Remote trip alarm reset coil (RR), without 2nd shunt trip, without 1st Shunt trip | 137430 | 1 | Z\ | 1
3WA1120-8CA11-0AA0 |  | Non-automatic circuit breaker Fixed-mounted version, IEC 60947-2, frame size 1, 4-poles, N-pole left, In=2000A to 1000V AC 50/60Hz, breaking capacity E Icc=85/50kA at 690/1000V, without electr. trip unit ETU, rear connection vertical, able to communication, Manual operating mechanism with mechanical closing, without Spring charging motor, Ready-to-close signal. switch, Auxiliary switches 2NO+2NC, without Closing coil (CC), manual operating mechanism with mechanical closing, without Remote trip alarm reset coil (RR), without 2nd shunt trip, without 1st Shunt trip | 171430 | 1 | Z\ | 1
3WA1120-8CA12-0AA0 |  | Non-automatic circuit breaker Fixed-mounted version, IEC 60947-2, frame size 1, 4-poles, N-pole left, In=2000A to 1000V AC 50/60Hz, breaking capacity E Icc=85/50kA at 690/1000V, without electr. trip unit ETU, rear connection horizontal, able to communication, Manual operating mechanism with mechanical closing, without Spring charging motor, Ready-to-close signal. switch, Auxiliary switches 2NO+2NC, without Closing coil (CC), manual operating mechanism with mechanical closing, without Remote trip alarm reset coil (RR), without 2nd shunt trip, without 1st Shunt trip | 166430 | 1 | Z\ | 1
3WA1120-8CA13-0AA0 |  | Non-automatic circuit breaker Fixed-mounted version, IEC 60947-2, frame size 1, 4-poles, N-pole left, In=2000A to 1000V AC 50/60Hz, breaking capacity E Icc=85/50kA at 690/1000V, without electr. trip unit ETU, front connection double hole, able to communication, Manual operating mechanism with mechanical closing, without Spring charging motor, Ready-to-close signal. switch, Auxiliary switches 2NO+2NC, without Closing coil (CC), manual operating mechanism with mechanical closing, without Remote trip alarm reset coil (RR), without 2nd shunt trip, without 1st Shunt trip | 179430 | 1 | Z\ | 1
3WA1120-8CA21-0AA0 |  | AC non-automatic air circuit breaker 3WA, fixed-mounted version, IEC 60947-2, size 1, 4-pole, N pole on right, In=2000 A up to 1000 V AC 50/60 Hz, breaking capacity E, Icc=85/50 kA at 690/1000 V, without electronic trip unit ETU, connection at rear vertical, able to communication, Manual operating mechanism with mechanical closing, without Spring charging motor, Ready-to-close signal. switch, Auxiliary switches 2NO+2NC, without Closing coil (CC), manual operating mechanism with mechanical closing, without Remote trip alarm reset coil (RR), without 2nd shunt trip, without 1st Shunt trip | 171430 | 1 | Z\ | 1
3WA1120-8CA22-0AA0 |  | AC non-automatic air circuit breaker 3WA, fixed-mounted version, IEC 60947-2, size 1, 4-pole, N pole on right, In=2000 A up to 1000 V AC 50/60 Hz, breaking capacity E, Icc=85/50 kA at 690/1000 V, without electronic trip unit ETU, connection at rear horizontal able to communication, Manual operating mechanism with mechanical closing, without Spring charging motor, Ready-to-close signal. switch, Auxiliary switches 2NO+2NC, without Closing coil (CC), manual operating mechanism with mechanical closing, without Remote trip alarm reset coil (RR), without 2nd shunt trip, without 1st Shunt trip | 166430 | 1 | Z\ | 1
3WA1120-8CA23-0AA0 |  | AC non-automatic air circuit breaker 3WA, fixed-mounted version, IEC 60947-2, size 1, 4-pole, N pole on right, In=2000 A up to 1000 V AC 50/60 Hz, breaking capacity E, Icc=85/50 kA at 690/1000 V, without electronic trip unit ETU, front connection double hole, able to communication, Manual operating mechanism with mechanical closing, without Spring charging motor, Ready-to-close signal. switch, Auxiliary switches 2NO+2NC, without Closing coil (CC), manual operating mechanism with mechanical closing, without Remote trip alarm reset coil (RR), without 2nd shunt trip, without 1st Shunt trip | 179430 | 1 | Z\ | 1
3WA1120-8CA31-0AA0 |  | Non-automatic circuit breaker withdrawable version, with guide frame, IEC 60947-2, frame size 1, 3-poles, In=2000A to 1000V AC 50/60Hz, breaking capacity E Icc=85/50kA at 690/1000V, without electr. trip unit ETU, rear connection vertical, guide frame with shutter and w/o position signalling switch, able to communication, Manual operating mechanism with mechanical closing, without Spring charging motor, Ready-to-close signal. switch, Auxiliary switches 2NO+2NC, without Closing coil (CC), manual operating mechanism with mechanical closing, without Remote trip alarm reset coil (RR), without 2nd shunt trip, without 1st Shunt trip | 157430 | 1 | Z\ | 1
3WA1120-8CA32-0AA0 |  | Non-automatic circuit breaker withdrawable version, with guide frame, IEC 60947-2, frame size 1, 3-poles, In=2000A to 1000V AC 50/60Hz, breaking capacity E Icc=85/50kA at 690/1000V, without electr. trip unit ETU, rear connection horizontal, guide frame with shutter and w/o position signalling switch, able to communication, Manual operating mechanism with mechanical closing, without Spring charging motor, Ready-to-close signal. switch, Auxiliary switches 2NO+2NC, without Closing coil (CC), manual operating mechanism with mechanical closing, without Remote trip alarm reset coil (RR), without 2nd shunt trip, without 1st Shunt trip | 154430 | 1 | Z\ | 1
3WA1120-8CA33-0AA0 |  | Non-automatic circuit breaker withdrawable version, with guide frame, IEC 60947-2, frame size 1, 3-poles, In=2000A to 1000V AC 50/60Hz, breaking capacity E Icc=85/50kA at 690/1000V, without electr. trip unit ETU, front connection double hole, guide frame with shutter and w/o position signalling switch, able to communication, Manual operating mechanism with mechanical closing, without Spring charging motor, Ready-to-close signal. switch, Auxiliary switches 2NO+2NC, without Closing coil (CC), manual operating mechanism with mechanical closing, without Remote trip alarm reset coil (RR), without 2nd shunt trip, without 1st Shunt trip | 163430 | 1 | Z\ | 1
3WA1120-8CA34-0AA0 |  | Non-automatic circuit breaker withdrawable version, with guide frame, IEC 60947-2, frame size 1, 3-poles, In=2000A to 1000V AC 50/60Hz, breaking capacity E Icc=85/50kA at 690/1000V, without electr. trip unit ETU, rear connection flange, guide frame with shutter and w/o position signalling switch, able to communication, Manual operating mechanism with mechanical closing, without Spring charging motor, Ready-to-close signal. switch, Auxiliary switches 2NO+2NC, without Closing coil (CC), manual operating mechanism with mechanical closing, without Remote trip alarm reset coil (RR), without 2nd shunt trip, without 1st Shunt trip | 154430 | 1 | Z\ | 1
3WA1120-8CA41-0AA0 |  | Non-automatic circuit breaker withdrawable version, with guide frame, IEC 60947-2, frame size 1, 4-poles, N-pole left, In=2000A to 1000V AC 50/60Hz, breaking capacity E Icc=85/50kA at 690/1000V, without electr. trip unit ETU, rear connection vertical, guide frame with shutter and w/o position signalling switch, able to communication, Manual operating mechanism with mechanical closing, without Spring charging motor, Ready-to-close signal. switch, Auxiliary switches 2NO+2NC, without Closing coil (CC), manual operating mechanism with mechanical closing, without Remote trip alarm reset coil (RR), without 2nd shunt trip, without 1st Shunt trip | 206430 | 1 | Z\ | 1
3WA1120-8CA42-0AA0 |  | Non-automatic circuit breaker withdrawable version, with guide frame, IEC 60947-2, frame size 1, 4-poles, N-pole left, In=2000A to 1000V AC 50/60Hz, breaking capacity E Icc=85/50kA at 690/1000V, without electr. trip unit ETU, rear connection horizontal, guide frame with shutter and w/o position signalling switch, able to communication, Manual operating mechanism with mechanical closing, without Spring charging motor, Ready-to-close signal. switch, Auxiliary switches 2NO+2NC, without Closing coil (CC), manual operating mechanism with mechanical closing, without Remote trip alarm reset coil (RR), without 2nd shunt trip, without 1st Shunt trip | 203430 | 1 | Z\ | 1
3WA1120-8CA43-0AA0 |  | Non-automatic circuit breaker withdrawable version, with guide frame, IEC 60947-2, frame size 1, 4-poles, N-pole left, In=2000A to 1000V AC 50/60Hz, breaking capacity E Icc=85/50kA at 690/1000V, without electr. trip unit ETU, front connection double hole, guide frame with shutter and w/o position signalling switch, able to communication, Manual operating mechanism with mechanical closing, without Spring charging motor, Ready-to-close signal. switch, Auxiliary switches 2NO+2NC, without Closing coil (CC), manual operating mechanism with mechanical closing, without Remote trip alarm reset coil (RR), without 2nd shunt trip, without 1st Shunt trip | 214430 | 1 | Z\ | 1
3WA1120-8CA44-0AA0 |  | Non-automatic circuit breaker withdrawable version, with guide frame, IEC 60947-2, frame size 1, 4-poles, N-pole left, In=2000A to 1000V AC 50/60Hz, breaking capacity E Icc=85/50kA at 690/1000V, without electr. trip unit ETU, rear connection flange, guide frame with shutter and w/o position signalling switch, able to communication, Manual operating mechanism with mechanical closing, without Spring charging motor, Ready-to-close signal. switch, Auxiliary switches 2NO+2NC, without Closing coil (CC), manual operating mechanism with mechanical closing, without Remote trip alarm reset coil (RR), without 2nd shunt trip, without 1st Shunt trip | 203430 | 1 | Z\ | 1
3WA1125-2AA01-0AA0 |  | Non-automatic circuit breaker Fixed-mounted version, IEC 60947-2, frame size 1, 3-poles, In=2500A up to 690V AC 50/60Hz, breaking capacity N Icc=55/42kA at 500/690V, without electr. trip unit ETU, rear connection vertical, without Com & metering function Manual operating mechanism with mechanical closing, without Spring charging motor, Ready-to-close signal. switch, Auxiliary switches 2NO+2NC, without Closing coil (CC), manual operating mechanism with mechanical closing, without Remote trip alarm reset coil (RR), without 2nd shunt trip, without 1st Shunt trip | 125000 | 1 | Z\ | 1
3WA1125-2AA02-0AA0 |  | Non-automatic circuit breaker Fixed-mounted version, IEC 60947-2, frame size 1, 3-poles, In=2500A up to 690V AC 50/60Hz, breaking capacity N Icc=55/42kA at 500/690V, without electr. trip unit ETU, rear connection horizontal, without Com & metering function Manual operating mechanism with mechanical closing, without Spring charging motor, Ready-to-close signal. switch, Auxiliary switches 2NO+2NC, without Closing coil (CC), manual operating mechanism with mechanical closing, without Remote trip alarm reset coil (RR), without 2nd shunt trip, without 1st Shunt trip | 121000 | 1 | Z\ | 1
3WA1125-2AA11-0AA0 |  | Non-automatic circuit breaker Fixed-mounted version, IEC 60947-2, frame size 1, 4-poles, N-pole left, In=2500A up to 690V AC 50/60Hz, breaking capacity N Icc=55/42kA at 500/690V, without electr. trip unit ETU, rear connection vertical, without Com & metering function Manual operating mechanism with mechanical closing, without Spring charging motor, Ready-to-close signal. switch, Auxiliary switches 2NO+2NC, without Closing coil (CC), manual operating mechanism with mechanical closing, without Remote trip alarm reset coil (RR), without 2nd shunt trip, without 1st Shunt trip | 165000 | 1 | Z\ | 1
3WA1125-2AA12-0AA0 |  | Non-automatic circuit breaker Fixed-mounted version, IEC 60947-2, frame size 1, 4-poles, N-pole left, In=2500A up to 690V AC 50/60Hz, breaking capacity N Icc=55/42kA at 500/690V, without electr. trip unit ETU, rear connection horizontal, without Com & metering function Manual operating mechanism with mechanical closing, without Spring charging motor, Ready-to-close signal. switch, Auxiliary switches 2NO+2NC, without Closing coil (CC), manual operating mechanism with mechanical closing, without Remote trip alarm reset coil (RR), without 2nd shunt trip, without 1st Shunt trip | 159000 | 1 | Z\ | 1
3WA1125-2AA21-0AA0 |  | AC non-automatic air circuit breaker 3WA, fixed-mounted version, IEC 60947-2, size 1, 4-pole, N pole on right, In=2500 A up to 690 V AC 50/60 Hz, breaking capacity N, Icc=55/42 kA at 500/690 V, without electronic trip unit ETU, connection at rear vertical, without Com & metering function Manual operating mechanism with mechanical closing, without Spring charging motor, Ready-to-close signal. switch, Auxiliary switches 2NO+2NC, without Closing coil (CC), manual operating mechanism with mechanical closing, without Remote trip alarm reset coil (RR), without 2nd shunt trip, without 1st Shunt trip | 165000 | 1 | Z\ | 1
3WA1125-2AA22-0AA0 |  | AC non-automatic air circuit breaker 3WA, fixed-mounted version, IEC 60947-2, size 1, 4-pole, N pole on right, In=2500 A up to 690 V AC 50/60 Hz, breaking capacity N, Icc=55/42 kA at 500/690 V, without electronic trip unit ETU, connection at rear horizontal without Com & metering function Manual operating mechanism with mechanical closing, without Spring charging motor, Ready-to-close signal. switch, Auxiliary switches 2NO+2NC, without Closing coil (CC), manual operating mechanism with mechanical closing, without Remote trip alarm reset coil (RR), without 2nd shunt trip, without 1st Shunt trip | 159000 | 1 | Z\ | 1
3WA1125-2AA31-0AA0 |  | Non-automatic circuit breaker withdrawable version, with guide frame, IEC 60947-2, frame size 1, 3-poles, In=2500A up to 690V AC 50/60Hz, breaking capacity N Icc=55/42kA at 500/690V, without electr. trip unit ETU, rear connection vertical, guide frame with shutter and w/o position signalling switch, without Com & metering function Manual operating mechanism with mechanical closing, without Spring charging motor, Ready-to-close signal. switch, Auxiliary switches 2NO+2NC, without Closing coil (CC), manual operating mechanism with mechanical closing, without Remote trip alarm reset coil (RR), without 2nd shunt trip, without 1st Shunt trip | 164000 | 1 | Z\ | 1
3WA1125-2AA31-3DA3-Z | R55S07T40 | Non-automatic circuit breaker withdrawable version, with guide frame, IEC 60947-2, frame size 1, 3-poles, In=2500A up to 690V AC 50/60Hz, breaking capacity N Icc=55/42kA at 500/690V, without electr. trip unit ETU, rear connection vertical, guide frame with shutter and w/o position signalling switch, without Com & metering function with manual and motorized operating mechanism (M) 110-127 V AC / 110-125 V DC, Storage status and ready-to- close signaling switches, Auxiliary switches 2NO+2NC, Closing coil (CC) 100% OP 110-127 V AC / 110-125 V DC, applicable for continuous duty, without Remote trip alarm reset coil (RR), without 2nd shunt trip, Shunt trip (ST) 100% OP 110-127 V AC / 110-125 V DC, suitable for continuous duty, Option R55 = Mutual mechanical interlocking with 2 m bowden cable for circuit breakers in withdraw- able design necessary once for each circuit breaker. Option S07 = Locking provision against unauthorized closing Secured Open; for padlock device Padlocks are not included. Option T40 = Door sealing frame IP41 | 197540 | 1 | Z\ | 1
3WA1125-2AA41-0AA0 |  | Non-automatic circuit breaker withdrawable version, with guide frame, IEC 60947-2, frame size 1, 4-poles, N-pole left, In=2500A up to 690V AC 50/60Hz, breaking capacity N Icc=55/42kA at 500/690V, without electr. trip unit ETU, rear connection vertical, guide frame with shutter and w/o position signalling switch, without Com & metering function Manual operating mechanism with mechanical closing, without Spring charging motor, Ready-to-close signal. switch, Auxiliary switches 2NO+2NC, without Closing coil (CC), manual operating mechanism with mechanical closing, without Remote trip alarm reset coil (RR), without 2nd shunt trip, without 1st Shunt trip | 217000 | 1 | Z\ | 1
3WA1125-2AB01-0AA0 |  | Fixed-mounted circuit breaker IEC 60947-2, frame size 1, 3-poles, In=2500A up to 690V AC 50/60Hz, breaking capacity N Icu=55/42kA at 500/690V, Trip unit ETU300 LSI optimized for standard applica- tions, without display Protection LT, ST, INST, N-protection required an external N-sensor, incl. trip alarm switch (1xCO), rear connection vertical, without Com & metering function Manual operating mechanism with mechanical closing, without Spring charging motor, Ready-to-close signal. switch, Auxiliary switches 2NO+2NC, without Closing coil (CC), manual operating mechanism with mechanical closing, without Remote trip alarm reset coil (RR), without 2nd shunt trip, without 1st Shunt trip | 137000 | 1 | Z\ | 1
3WA1125-2AB02-0AA0 |  | Fixed-mounted circuit breaker IEC 60947-2, frame size 1, 3-poles, In=2500A up to 690V AC 50/60Hz, breaking capacity N Icu=55/42kA at 500/690V, Trip unit ETU300 LSI optimized for standard applica- tions, without display Protection LT, ST, INST, N-protection required an external N-sensor, incl. trip alarm switch (1xCO), rear connection horizontal, without Com & metering function Manual operating mechanism with mechanical closing, without Spring charging motor, Ready-to-close signal. switch, Auxiliary switches 2NO+2NC, without Closing coil (CC), manual operating mechanism with mechanical closing, without Remote trip alarm reset coil (RR), without 2nd shunt trip, without 1st Shunt trip | 133000 | 1 | Z\ | 1
3WA1125-2AB11-0AA0 |  | Fixed-mounted circuit breaker IEC 60947-2, frame size 1, 4-poles, N-pole left, In=2500A up to 690V AC 50/60Hz, breaking capacity N Icu=55/42kA at 500/690V, Trip unit ETU300 LSI optimized for standard applica- tions, without display Protection LT, ST, INST, include N-protection, (internal N-sensor available), incl. trip alarm switch (1xCO), rear connection vertical, without Com & metering function Manual operating mechanism with mechanical closing, without Spring charging motor, Ready-to-close signal. switch, Auxiliary switches 2NO+2NC, without Closing coil (CC), manual operating mechanism with mechanical closing, without Remote trip alarm reset coil (RR), without 2nd shunt trip, without 1st Shunt trip | 183000 | 1 | Z\ | 1
3WA1125-2AB12-0AA0 |  | Fixed-mounted circuit breaker IEC 60947-2, frame size 1, 4-poles, N-pole left, In=2500A up to 690V AC 50/60Hz, breaking capacity N Icu=55/42kA at 500/690V, Trip unit ETU300 LSI optimized for standard applica- tions, without display Protection LT, ST, INST, include N-protection, (internal N-sensor available), incl. trip alarm switch (1xCO), rear connection horizontal, without Com & metering function Manual operating mechanism with mechanical closing, without Spring charging motor, Ready-to-close signal. switch, Auxiliary switches 2NO+2NC, without Closing coil (CC), manual operating mechanism with mechanical closing, without Remote trip alarm reset coil (RR), without 2nd shunt trip, without 1st Shunt trip | 177000 | 1 | Z\ | 1
3WA1125-2AB21-0AA0 |  | fixed-mounted circuit breaker, IEC 60947-2, size 1, 4-pole, N pole on right, In=2500 A up to 690 V AC 50/60 Hz, breaking capacity N Icc=55/42 kA at 500/690 V, tripping unit ETU300 LSI optimized for standard applications, without display, basic protection LT, ST, INST, including protection of the N conductor (internal neutral point sensor available) trip alarm switch (1 x CO), connection at rear vertical, without Com & metering function Manual operating mechanism with mechanical closing, without Spring charging motor, Ready-to-close signal. switch, Auxiliary switches 2NO+2NC, without Closing coil (CC), manual operating mechanism with mechanical closing, without Remote trip alarm reset coil (RR), without 2nd shunt trip, without 1st Shunt trip | 183000 | 1 | Z\ | 1
3WA1125-2AB22-0AA0 |  | fixed-mounted circuit breaker, IEC 60947-2, size 1, 4-pole, N pole on right, In=2500 A up to 690 V AC 50/60 Hz, breaking capacity N Icc=55/42 kA at 500/690 V, tripping unit ETU300 LSI optimized for standard applications, without display, basic protection LT, ST, INST, including protection of the N conductor (internal neutral point sensor available) trip alarm switch (1 x CO), connection at rear horizontal without Com & metering function Manual operating mechanism with mechanical closing, without Spring charging motor, Ready-to-close signal. switch, Auxiliary switches 2NO+2NC, without Closing coil (CC), manual operating mechanism with mechanical closing, without Remote trip alarm reset coil (RR), without 2nd shunt trip, without 1st Shunt trip | 177000 | 1 | Z\ | 1
3WA1125-2AB31-0AA0 |  | Withdrawable circuit breaker with guide frame, IEC 60947-2, frame size 1, 3-poles, In=2500A up to 690V AC 50/60Hz, breaking capacity N Icu=55/42kA at 500/690V, Trip unit ETU300 LSI optimized for standard applica- tions, without display Protection LT, ST, INST, N-protection required an external N-sensor, incl. trip alarm switch (1xCO), rear connection vertical, guide frame with shutter and w/o position signalling switch, without Com & metering function Manual operating mechanism with mechanical closing, without Spring charging motor, Ready-to-close signal. switch, Auxiliary switches 2NO+2NC, without Closing coil (CC), manual operating mechanism with mechanical closing, without Remote trip alarm reset coil (RR), without 2nd shunt trip, without 1st Shunt trip | 182000 | 1 | Z\ | 1
3WA1125-2AB31-3DA3-Z | R55S07T40 | Withdrawable circuit breaker with guide frame, IEC 60947-2, frame size 1, 3-poles, In=2500A up to 690V AC 50/60Hz, breaking capacity N Icu=55/42kA at 500/690V, Trip unit ETU300 LSI optimized for standard applica- tions, without display Protection LT, ST, INST, N-protection required an external N-sensor, incl. trip alarm switch (1xCO), rear connection vertical, guide frame with shutter and w/o position signalling switch, without Com & metering function with manual and motorized operating mechanism (M) 110-127 V AC / 110-125 V DC, Storage status and ready-to- close signaling switches, Auxiliary switches 2NO+2NC, Closing coil (CC) 100% OP 110-127 V AC / 110-125 V DC, applicable for continuous duty, without Remote trip alarm reset coil (RR), without 2nd shunt trip, Shunt trip (ST) 100% OP 110-127 V AC / 110-125 V DC, suitable for continuous duty, Option R55 = Mutual mechanical interlocking with 2 m bowden cable for circuit breakers in withdraw- able design necessary once for each circuit breaker. Option S07 = Locking provision against unauthorized closing Secured Open; for padlock device Padlocks are not included. Option T40 = Door sealing frame IP41 | 215540 | 1 | Z\ | 1
3WA1125-2AB41-0AA0 |  | Withdrawable circuit breaker with guide frame, IEC 60947-2, frame size 1, 4-poles, N-pole left, In=2500A up to 690V AC 50/60Hz, breaking capacity N Icu=55/42kA at 500/690V, Trip unit ETU300 LSI optimized for standard applica- tions, without display Protection LT, ST, INST, include N-protection, (internal N-sensor available), incl. trip alarm switch (1xCO), rear connection vertical, guide frame with shutter and w/o position signalling switch, without Com & metering function Manual operating mechanism with mechanical closing, without Spring charging motor, Ready-to-close signal. switch, Auxiliary switches 2NO+2NC, without Closing coil (CC), manual operating mechanism with mechanical closing, without Remote trip alarm reset coil (RR), without 2nd shunt trip, without 1st Shunt trip | 242000 | 1 | Z\ | 1
3WA1125-2AB61-4EQ4-Z | C01S07T40 | Withdrawable circuit breaker with guide frame, IEC 60947-2, frame size 1, 3-poles, In=2500A up to 690V AC 50/60Hz, breaking capacity N Icu=55/42kA at 500/690V, Trip unit ETU300 LSI optimized for standard applica- tions, without display Protection LT, ST, INST, N-protection required an external N-sensor, incl. trip alarm switch (1xCO), rear connection vertical, guide frame with shutter and position signall. switch (3xW), without Com & metering function with manual and motorized operating mechanism (M) 208-240 V AC / 220-250 V DC, Storage status and ready-to- close signaling switches, Auxiliary switches 2NO+2NC, Closing coil (CC) 100% OP 208-240 V AC / 220-250 V DC, applicable for continuous duty, without Remote trip alarm reset coil (RR), Undervoltage release (UVR) instantaneous (0,08 s) and short-delay (0,2 s), 208-240 V AC / 220-250 V DC, Shunt trip (ST) 100% OP 208-240 V AC / 220-250 V DC, suitable for continuous duty, Option C01 = Operations counter for circuit breaker Option S07 = Locking provision against unauthorized closing Secured Open; for padlock device Padlocks are not included. Option T40 = Door sealing frame IP41 | 219630 | 1 | Z\ | 1
3WA1125-2AC01-0AA0 |  | Fixed-mounted circuit breaker IEC 60947-2, frame size 1, 3-poles, In=2500A up to 690V AC 50/60Hz, breaking capacity N Icu=55/42kA at 500/690V, Trip unit ETU300 LSIG optimized for standard applica- tions, without display Protection LT, ST, INST, GF, N-protection required an external N-sensor, incl. trip alarm switch (1xCO), rear connection vertical, without Com & metering function Manual operating mechanism with mechanical closing, without Spring charging motor, Ready-to-close signal. switch, Auxiliary switches 2NO+2NC, without Closing coil (CC), manual operating mechanism with mechanical closing, without Remote trip alarm reset coil (RR), without 2nd shunt trip, without 1st Shunt trip | 144000 | 1 | Z\ | 1
3WA1125-2AC02-0AA0 |  | Fixed-mounted circuit breaker IEC 60947-2, frame size 1, 3-poles, In=2500A up to 690V AC 50/60Hz, breaking capacity N Icu=55/42kA at 500/690V, Trip unit ETU300 LSIG optimized for standard applica- tions, without display Protection LT, ST, INST, GF, N-protection required an external N-sensor, incl. trip alarm switch (1xCO), rear connection horizontal, without Com & metering function Manual operating mechanism with mechanical closing, without Spring charging motor, Ready-to-close signal. switch, Auxiliary switches 2NO+2NC, without Closing coil (CC), manual operating mechanism with mechanical closing, without Remote trip alarm reset coil (RR), without 2nd shunt trip, without 1st Shunt trip | 139000 | 1 | Z\ | 1
3WA1125-2AC11-0AA0 |  | Fixed-mounted circuit breaker IEC 60947-2, frame size 1, 4-poles, N-pole left, In=2500A up to 690V AC 50/60Hz, breaking capacity N Icu=55/42kA at 500/690V, Trip unit ETU300 LSIG optimized for standard applica- tions, without display Protection LT, ST, INST, GF, include N-protection, (internal N-sensor available), incl. trip alarm switch (1xCO), rear connection vertical, without Com & metering function Manual operating mechanism with mechanical closing, without Spring charging motor, Ready-to-close signal. switch, Auxiliary switches 2NO+2NC, without Closing coil (CC), manual operating mechanism with mechanical closing, without Remote trip alarm reset coil (RR), without 2nd shunt trip, without 1st Shunt trip | 189000 | 1 | Z\ | 1
3WA1125-2AC12-0AA0 |  | Fixed-mounted circuit breaker IEC 60947-2, frame size 1, 4-poles, N-pole left, In=2500A up to 690V AC 50/60Hz, breaking capacity N Icu=55/42kA at 500/690V, Trip unit ETU300 LSIG optimized for standard applica- tions, without display Protection LT, ST, INST, GF, include N-protection, (internal N-sensor available), incl. trip alarm switch (1xCO), rear connection horizontal, without Com & metering function Manual operating mechanism with mechanical closing, without Spring charging motor, Ready-to-close signal. switch, Auxiliary switches 2NO+2NC, without Closing coil (CC), manual operating mechanism with mechanical closing, without Remote trip alarm reset coil (RR), without 2nd shunt trip, without 1st Shunt trip | 183000 | 1 | Z\ | 1
3WA1125-2AC21-0AA0 |  | fixed-mounted circuit breaker, IEC 60947-2, size 1, 4-pole, N pole on right, In=2500 A up to 690 V AC 50/60 Hz, breaking capacity N Icc=55/42 kA at 500/690 V, tripping unit ETU300 LSI G optimized for standard applications, without display, basic protection LT, ST, INST, GF, including protection of the N conductor (internal neutral point sensor available), trip alarm switch (1 x CO), connection at rear vertical, without Com & metering function Manual operating mechanism with mechanical closing, without Spring charging motor, Ready-to-close signal. switch, Auxiliary switches 2NO+2NC, without Closing coil (CC), manual operating mechanism with mechanical closing, without Remote trip alarm reset coil (RR), without 2nd shunt trip, without 1st Shunt trip | 189000 | 1 | Z\ | 1
3WA1125-2AC22-0AA0 |  | fixed-mounted circuit breaker, IEC 60947-2, size 1, 4-pole, N pole on right, In=2500 A up to 690 V AC 50/60 Hz, breaking capacity N Icc=55/42 kA at 500/690 V, tripping unit ETU300 LSI G optimized for standard applications, without display, basic protection LT, ST, INST, GF, including protection of the N conductor (internal neutral point sensor available), trip alarm switch (1 x CO), connection at rear horizontal without Com & metering function Manual operating mechanism with mechanical closing, without Spring charging motor, Ready-to-close signal. switch, Auxiliary switches 2NO+2NC, without Closing coil (CC), manual operating mechanism with mechanical closing, without Remote trip alarm reset coil (RR), without 2nd shunt trip, without 1st Shunt trip | 183000 | 1 | Z\ | 1
3WA1125-2AC31-0AA0 |  | Withdrawable circuit breaker with guide frame, IEC 60947-2, frame size 1, 3-poles, In=2500A up to 690V AC 50/60Hz, breaking capacity N Icu=55/42kA at 500/690V, Trip unit ETU300 LSIG optimized for standard applica- tions, without display Protection LT, ST, INST, GF, N-protection required an external N-sensor, incl. trip alarm switch (1xCO), rear connection vertical, guide frame with shutter and w/o position signalling switch, without Com & metering function Manual operating mechanism with mechanical closing, without Spring charging motor, Ready-to-close signal. switch, Auxiliary switches 2NO+2NC, without Closing coil (CC), manual operating mechanism with mechanical closing, without Remote trip alarm reset coil (RR), without 2nd shunt trip, without 1st Shunt trip | 188000 | 1 | Z\ | 1
3WA1125-2AC41-0AA0 |  | Withdrawable circuit breaker with guide frame, IEC 60947-2, frame size 1, 4-poles, N-pole left, In=2500A up to 690V AC 50/60Hz, breaking capacity N Icu=55/42kA at 500/690V, Trip unit ETU300 LSIG optimized for standard applica- tions, without display Protection LT, ST, INST, GF, include N-protection, (internal N-sensor available), incl. trip alarm switch (1xCO), rear connection vertical, guide frame with shutter and w/o position signalling switch, without Com & metering function Manual operating mechanism with mechanical closing, without Spring charging motor, Ready-to-close signal. switch, Auxiliary switches 2NO+2NC, without Closing coil (CC), manual operating mechanism with mechanical closing, without Remote trip alarm reset coil (RR), without 2nd shunt trip, without 1st Shunt trip | 248000 | 1 | Z\ | 1
3WA1125-2AE01-0AA0 |  | Fixed-mounted circuit breaker IEC 60947-2, frame size 1, 3-poles, In=2500A up to 690V AC 50/60Hz, breaking capacity N Icu=55/42kA at 500/690V, Trip unit ETU600 LSI upgrade ready , colordisplay, bluetooth and USB interface, Protection LT, ST, INST, N-protection required an external N-sensor, incl. trip alarm switch (1xCO), rear connection vertical, without Com & metering function Manual operating mechanism with mechanical closing, without Spring charging motor, Ready-to-close signal. switch, Auxiliary switches 2NO+2NC, without Closing coil (CC), manual operating mechanism with mechanical closing, without Remote trip alarm reset coil (RR), without 2nd shunt trip, without 1st Shunt trip | 142000 | 1 | Z\ | 1
3WA1125-2AE01-0AA7-Z | S07T40 | Fixed-mounted circuit breaker IEC 60947-2, frame size 1, 3-poles, In=2500A up to 690V AC 50/60Hz, breaking capacity N Icu=55/42kA at 500/690V, Trip unit ETU600 LSI upgrade ready , colordisplay, bluetooth and USB interface, Protection LT, ST, INST, N-protection required an external N-sensor, incl. trip alarm switch (1xCO), rear connection vertical, without Com & metering function Manual operating mechanism with mechanical closing, without Spring charging motor, Ready-to-close signal. switch, Auxiliary switches 2NO+2NC, without Closing coil (CC), manual operating mechanism with mechanical closing, without Remote trip alarm reset coil (RR), without 2nd shunt trip, Shunt trip (ST) 5% OP 110-127 V AC / 110-125 V DC, for momentary duty, Option S07 = Locking provision against unauthorized closing Secured Open; for padlock device Padlocks are not included. Option T40 = Door sealing frame IP41 | 148990 | 1 | Z\ | 1
3WA1125-2AE02-0AA0 |  | Fixed-mounted circuit breaker IEC 60947-2, frame size 1, 3-poles, In=2500A up to 690V AC 50/60Hz, breaking capacity N Icu=55/42kA at 500/690V, Trip unit ETU600 LSI upgrade ready , colordisplay, bluetooth and USB interface, Protection LT, ST, INST, N-protection required an external N-sensor, incl. trip alarm switch (1xCO), rear connection horizontal, without Com & metering function Manual operating mechanism with mechanical closing, without Spring charging motor, Ready-to-close signal. switch, Auxiliary switches 2NO+2NC, without Closing coil (CC), manual operating mechanism with mechanical closing, without Remote trip alarm reset coil (RR), without 2nd shunt trip, without 1st Shunt trip | 138000 | 1 | Z\ | 1
3WA1125-2AE02-1BB1-Z | K06S30T40 | Fixed-mounted circuit breaker IEC 60947-2, frame size 1, 3-poles, In=2500A up to 690V AC 50/60Hz, breaking capacity N Icu=55/42kA at 500/690V, Trip unit ETU600 LSI upgrade ready , colordisplay, bluetooth and USB interface, Protection LT, ST, INST, N-protection required an external N-sensor, incl. trip alarm switch (1xCO), rear connection horizontal, without Com & metering function Manual operating mechanism with mechanical closing, without Spring charging motor, Ready-to-close signal. switch, Auxiliary switches 4NO+4NC, Closing coil (CC) 100% OP 24-30 V DC, applicable for continuous duty, without Remote trip alarm reset coil (RR), Shunt trip (ST2) 100% OP 24-30 V DC, suitable for continuous duty, Shunt trip (ST) 100% OP 24-30 V DC, suitable for continuous duty, Option K06 = 2nd Trip alarm switch 1 NO contact (S25) Option S30 = Mechanical interlock to prevent opening of the circuit breaker compartment door, if ACB is closed; for fixed mounted design. Option T40 = Door sealing frame IP41 | 156600 | 1 | Z\ | 1
3WA1125-2AE11-0AA0 |  | Fixed-mounted circuit breaker IEC 60947-2, frame size 1, 4-poles, N-pole left, In=2500A up to 690V AC 50/60Hz, breaking capacity N Icu=55/42kA at 500/690V, Trip unit ETU600 LSI upgrade ready , colordisplay, bluetooth and USB interface, Protection LT, ST, INST, include N-protection, (internal N-sensor available), incl. trip alarm switch (1xCO), rear connection vertical, without Com & metering function Manual operating mechanism with mechanical closing, without Spring charging motor, Ready-to-close signal. switch, Auxiliary switches 2NO+2NC, without Closing coil (CC), manual operating mechanism with mechanical closing, without Remote trip alarm reset coil (RR), without 2nd shunt trip, without 1st Shunt trip | 188000 | 1 | Z\ | 1
3WA1125-2AE12-0AA0 |  | Fixed-mounted circuit breaker IEC 60947-2, frame size 1, 4-poles, N-pole left, In=2500A up to 690V AC 50/60Hz, breaking capacity N Icu=55/42kA at 500/690V, Trip unit ETU600 LSI upgrade ready , colordisplay, bluetooth and USB interface, Protection LT, ST, INST, include N-protection, (internal N-sensor available), incl. trip alarm switch (1xCO), rear connection horizontal, without Com & metering function Manual operating mechanism with mechanical closing, without Spring charging motor, Ready-to-close signal. switch, Auxiliary switches 2NO+2NC, without Closing coil (CC), manual operating mechanism with mechanical closing, without Remote trip alarm reset coil (RR), without 2nd shunt trip, without 1st Shunt trip | 182000 | 1 | Z\ | 1
3WA1125-2AE21-0AA0 |  | fixed-mounted circuit breaker, IEC 60947-2, size 1, 4-pole, N pole on right, In=2500 A up to 690 V AC 50/60 Hz, breaking capacity N Icc=55/42 kA at 500/690 V, tripping unit ETU600 LSI upgradeable, color display, Bluetooth, USB interface, basic protection LT, ST, INST, including protection of the N conductor (internal neutral point sensor available), trip alarm switch (1 x CO), connection at rear vertical, without Com & metering function Manual operating mechanism with mechanical closing, without Spring charging motor, Ready-to-close signal. switch, Auxiliary switches 2NO+2NC, without Closing coil (CC), manual operating mechanism with mechanical closing, without Remote trip alarm reset coil (RR), without 2nd shunt trip, without 1st Shunt trip | 188000 | 1 | Z\ | 1
3WA1125-2AE22-0AA0 |  | fixed-mounted circuit breaker, IEC 60947-2, size 1, 4-pole, N pole on right, In=2500 A up to 690 V AC 50/60 Hz, breaking capacity N Icc=55/42 kA at 500/690 V, tripping unit ETU600 LSI upgradeable, color display, Bluetooth, USB interface, basic protection LT, ST, INST, including protection of the N conductor (internal neutral point sensor available), trip alarm switch (1 x CO), connection at rear horizontal without Com & metering function Manual operating mechanism with mechanical closing, without Spring charging motor, Ready-to-close signal. switch, Auxiliary switches 2NO+2NC, without Closing coil (CC), manual operating mechanism with mechanical closing, without Remote trip alarm reset coil (RR), without 2nd shunt trip, without 1st Shunt trip | 182000 | 1 | Z\ | 1
3WA1125-2AE31-0AA0 |  | Withdrawable circuit breaker with guide frame, IEC 60947-2, frame size 1, 3-poles, In=2500A up to 690V AC 50/60Hz, breaking capacity N Icu=55/42kA at 500/690V, Trip unit ETU600 LSI upgrade ready , colordisplay, bluetooth and USB interface, Protection LT, ST, INST, N-protection required an external N-sensor, incl. trip alarm switch (1xCO), rear connection vertical, guide frame with shutter and w/o position signalling switch, without Com & metering function Manual operating mechanism with mechanical closing, without Spring charging motor, Ready-to-close signal. switch, Auxiliary switches 2NO+2NC, without Closing coil (CC), manual operating mechanism with mechanical closing, without Remote trip alarm reset coil (RR), without 2nd shunt trip, without 1st Shunt trip | 187000 | 1 | Z\ | 1
3WA1125-2AE31-0AA0-Z | T40 | Withdrawable circuit breaker with guide frame, IEC 60947-2, frame size 1, 3-poles, In=2500A up to 690V AC 50/60Hz, breaking capacity N Icu=55/42kA at 500/690V, Trip unit ETU600 LSI upgrade ready , colordisplay, bluetooth and USB interface, Protection LT, ST, INST, N-protection required an external N-sensor, incl. trip alarm switch (1xCO), rear connection vertical, guide frame with shutter and w/o position signalling switch, without Com & metering function Manual operating mechanism with mechanical closing, without Spring charging motor, Ready-to-close signal. switch, Auxiliary switches 2NO+2NC, without Closing coil (CC), manual operating mechanism with mechanical closing, without Remote trip alarm reset coil (RR), without 2nd shunt trip, without 1st Shunt trip Option T40 = Door sealing frame IP41 | 189640 | 1 | Z\ | 1
3WA1125-2AE41-0AA0 |  | Withdrawable circuit breaker with guide frame, IEC 60947-2, frame size 1, 4-poles, N-pole left, In=2500A up to 690V AC 50/60Hz, breaking capacity N Icu=55/42kA at 500/690V, Trip unit ETU600 LSI upgrade ready , colordisplay, bluetooth and USB interface, Protection LT, ST, INST, include N-protection, (internal N-sensor available), incl. trip alarm switch (1xCO), rear connection vertical, guide frame with shutter and w/o position signalling switch, without Com & metering function Manual operating mechanism with mechanical closing, without Spring charging motor, Ready-to-close signal. switch, Auxiliary switches 2NO+2NC, without Closing coil (CC), manual operating mechanism with mechanical closing, without Remote trip alarm reset coil (RR), without 2nd shunt trip, without 1st Shunt trip | 247000 | 1 | Z\ | 1
3WA1125-2AF01-0AA0 |  | Fixed-mounted circuit breaker IEC 60947-2, frame size 1, 3-poles, In=2500A up to 690V AC 50/60Hz, breaking capacity N Icu=55/42kA at 500/690V, Trip unit ETU600 LSIG upgrade ready , colordisplay, bluetooth and USB interface, Protection LT, ST, INST, GFx, N-protection required an external N-sensor, incl. trip alarm switch (1xCO), rear connection vertical, without Com & metering function Manual operating mechanism with mechanical closing, without Spring charging motor, Ready-to-close signal. switch, Auxiliary switches 2NO+2NC, without Closing coil (CC), manual operating mechanism with mechanical closing, without Remote trip alarm reset coil (RR), without 2nd shunt trip, without 1st Shunt trip | 153000 | 1 | Z\ | 1
3WA1125-2AF02-0AA0 |  | Fixed-mounted circuit breaker IEC 60947-2, frame size 1, 3-poles, In=2500A up to 690V AC 50/60Hz, breaking capacity N Icu=55/42kA at 500/690V, Trip unit ETU600 LSIG upgrade ready , colordisplay, bluetooth and USB interface, Protection LT, ST, INST, GFx, N-protection required an external N-sensor, incl. trip alarm switch (1xCO), rear connection horizontal, without Com & metering function Manual operating mechanism with mechanical closing, without Spring charging motor, Ready-to-close signal. switch, Auxiliary switches 2NO+2NC, without Closing coil (CC), manual operating mechanism with mechanical closing, without Remote trip alarm reset coil (RR), without 2nd shunt trip, without 1st Shunt trip | 149000 | 1 | Z\ | 1
3WA1125-2AF02-1BB1-Z | S30T40 | Fixed-mounted circuit breaker IEC 60947-2, frame size 1, 3-poles, In=2500A up to 690V AC 50/60Hz, breaking capacity N Icu=55/42kA at 500/690V, Trip unit ETU600 LSIG upgrade ready , colordisplay, bluetooth and USB interface, Protection LT, ST, INST, GFx, N-protection required an external N-sensor, incl. trip alarm switch (1xCO), rear connection horizontal, without Com & metering function Manual operating mechanism with mechanical closing, without Spring charging motor, Ready-to-close signal. switch, Auxiliary switches 4NO+4NC, Closing coil (CC) 100% OP 24-30 V DC, applicable for continuous duty, without Remote trip alarm reset coil (RR), Shunt trip (ST2) 100% OP 24-30 V DC, suitable for continuous duty, Shunt trip (ST) 100% OP 24-30 V DC, suitable for continuous duty, Option S30 = Mechanical interlock to prevent opening of the circuit breaker compartment door, if ACB is closed; for fixed mounted design. Option T40 = Door sealing frame IP41 | 166420 | 1 | Z\ | 1
3WA1125-2AF11-0AA0 |  | Fixed-mounted circuit breaker IEC 60947-2, frame size 1, 4-poles, N-pole left, In=2500A up to 690V AC 50/60Hz, breaking capacity N Icu=55/42kA at 500/690V, Trip unit ETU600 LSIG upgrade ready , colordisplay, bluetooth and USB interface, Protection LT, ST, INST, GFx, include N-protection, (internal N-sensor available), incl. trip alarm switch (1xCO), rear connection vertical, without Com & metering function Manual operating mechanism with mechanical closing, without Spring charging motor, Ready-to-close signal. switch, Auxiliary switches 2NO+2NC, without Closing coil (CC), manual operating mechanism with mechanical closing, without Remote trip alarm reset coil (RR), without 2nd shunt trip, without 1st Shunt trip | 199000 | 1 | Z\ | 1
3WA1125-2AF12-0AA0 |  | Fixed-mounted circuit breaker IEC 60947-2, frame size 1, 4-poles, N-pole left, In=2500A up to 690V AC 50/60Hz, breaking capacity N Icu=55/42kA at 500/690V, Trip unit ETU600 LSIG upgrade ready , colordisplay, bluetooth and USB interface, Protection LT, ST, INST, GFx, include N-protection, (internal N-sensor available), incl. trip alarm switch (1xCO), rear connection horizontal, without Com & metering function Manual operating mechanism with mechanical closing, without Spring charging motor, Ready-to-close signal. switch, Auxiliary switches 2NO+2NC, without Closing coil (CC), manual operating mechanism with mechanical closing, without Remote trip alarm reset coil (RR), without 2nd shunt trip, without 1st Shunt trip | 193000 | 1 | Z\ | 1
3WA1125-2AF21-0AA0 |  | fixed-mounted circuit breaker, IEC 60947-2, size 1, 4-pole, N pole on right, In=2500 A up to 690 V AC 50/60 Hz, breaking capacity N Icc=55/42 kA at 500/690 V, tripping unit ETU600 LSIG upgradeable, color display, Bluetooth, USB interface, basic protection LT, ST, INST, GFx, including protection of the N conductor (internal neutral point sensor available), trip alarm switch (1 x CO), connection at rear vertical, without Com & metering function Manual operating mechanism with mechanical closing, without Spring charging motor, Ready-to-close signal. switch, Auxiliary switches 2NO+2NC, without Closing coil (CC), manual operating mechanism with mechanical closing, without Remote trip alarm reset coil (RR), without 2nd shunt trip, without 1st Shunt trip | 199000 | 1 | Z\ | 1
3WA1125-2AF22-0AA0 |  | fixed-mounted circuit breaker, IEC 60947-2, size 1, 4-pole, N pole on right, In=2500 A up to 690 V AC 50/60 Hz, breaking capacity N Icc=55/42 kA at 500/690 V, tripping unit ETU600 LSIG upgradeable, color display, Bluetooth, USB interface, basic protection LT, ST, INST, GFx, including protection of the N conductor (internal neutral point sensor available), trip alarm switch (1 x CO), connection at rear horizontal without Com & metering function Manual operating mechanism with mechanical closing, without Spring charging motor, Ready-to-close signal. switch, Auxiliary switches 2NO+2NC, without Closing coil (CC), manual operating mechanism with mechanical closing, without Remote trip alarm reset coil (RR), without 2nd shunt trip, without 1st Shunt trip | 193000 | 1 | Z\ | 1
3WA1125-2AF31-0AA0 |  | Withdrawable circuit breaker with guide frame, IEC 60947-2, frame size 1, 3-poles, In=2500A up to 690V AC 50/60Hz, breaking capacity N Icu=55/42kA at 500/690V, Trip unit ETU600 LSIG upgrade ready , colordisplay, bluetooth and USB interface, Protection LT, ST, INST, GFx, N-protection required an external N-sensor, incl. trip alarm switch (1xCO), rear connection vertical, guide frame with shutter and w/o position signalling switch, without Com & metering function Manual operating mechanism with mechanical closing, without Spring charging motor, Ready-to-close signal. switch, Auxiliary switches 2NO+2NC, without Closing coil (CC), manual operating mechanism with mechanical closing, without Remote trip alarm reset coil (RR), without 2nd shunt trip, without 1st Shunt trip | 198000 | 1 | Z\ | 1
3WA1125-2AF41-0AA0 |  | Withdrawable circuit breaker with guide frame, IEC 60947-2, frame size 1, 4-poles, N-pole left, In=2500A up to 690V AC 50/60Hz, breaking capacity N Icu=55/42kA at 500/690V, Trip unit ETU600 LSIG upgrade ready , colordisplay, bluetooth and USB interface, Protection LT, ST, INST, GFx, include N-protection, (internal N-sensor available), incl. trip alarm switch (1xCO), rear connection vertical, guide frame with shutter and w/o position signalling switch, without Com & metering function Manual operating mechanism with mechanical closing, without Spring charging motor, Ready-to-close signal. switch, Auxiliary switches 2NO+2NC, without Closing coil (CC), manual operating mechanism with mechanical closing, without Remote trip alarm reset coil (RR), without 2nd shunt trip, without 1st Shunt trip | 258000 | 1 | Z\ | 1
3WA1125-2CA01-0AA0 |  | Non-automatic circuit breaker Fixed-mounted version, IEC 60947-2, frame size 1, 3-poles, In=2500A up to 690V AC 50/60Hz, breaking capacity N Icc=55/42kA at 500/690V, without electr. trip unit ETU, rear connection vertical, able to communication, Manual operating mechanism with mechanical closing, without Spring charging motor, Ready-to-close signal. switch, Auxiliary switches 2NO+2NC, without Closing coil (CC), manual operating mechanism with mechanical closing, without Remote trip alarm reset coil (RR), without 2nd shunt trip, without 1st Shunt trip | 129430 | 1 | Z\ | 1
3WA1125-2CA02-0AA0 |  | Non-automatic circuit breaker Fixed-mounted version, IEC 60947-2, frame size 1, 3-poles, In=2500A up to 690V AC 50/60Hz, breaking capacity N Icc=55/42kA at 500/690V, without electr. trip unit ETU, rear connection horizontal, able to communication, Manual operating mechanism with mechanical closing, without Spring charging motor, Ready-to-close signal. switch, Auxiliary switches 2NO+2NC, without Closing coil (CC), manual operating mechanism with mechanical closing, without Remote trip alarm reset coil (RR), without 2nd shunt trip, without 1st Shunt trip | 125430 | 1 | Z\ | 1
3WA1125-2CA11-0AA0 |  | Non-automatic circuit breaker Fixed-mounted version, IEC 60947-2, frame size 1, 4-poles, N-pole left, In=2500A up to 690V AC 50/60Hz, breaking capacity N Icc=55/42kA at 500/690V, without electr. trip unit ETU, rear connection vertical, able to communication, Manual operating mechanism with mechanical closing, without Spring charging motor, Ready-to-close signal. switch, Auxiliary switches 2NO+2NC, without Closing coil (CC), manual operating mechanism with mechanical closing, without Remote trip alarm reset coil (RR), without 2nd shunt trip, without 1st Shunt trip | 169430 | 1 | Z\ | 1
3WA1125-2CA12-0AA0 |  | Non-automatic circuit breaker Fixed-mounted version, IEC 60947-2, frame size 1, 4-poles, N-pole left, In=2500A up to 690V AC 50/60Hz, breaking capacity N Icc=55/42kA at 500/690V, without electr. trip unit ETU, rear connection horizontal, able to communication, Manual operating mechanism with mechanical closing, without Spring charging motor, Ready-to-close signal. switch, Auxiliary switches 2NO+2NC, without Closing coil (CC), manual operating mechanism with mechanical closing, without Remote trip alarm reset coil (RR), without 2nd shunt trip, without 1st Shunt trip | 163430 | 1 | Z\ | 1
3WA1125-2CA21-0AA0 |  | AC non-automatic air circuit breaker 3WA, fixed-mounted version, IEC 60947-2, size 1, 4-pole, N pole on right, In=2500 A up to 690 V AC 50/60 Hz, breaking capacity N, Icc=55/42 kA at 500/690 V, without electronic trip unit ETU, connection at rear vertical, able to communication, Manual operating mechanism with mechanical closing, without Spring charging motor, Ready-to-close signal. switch, Auxiliary switches 2NO+2NC, without Closing coil (CC), manual operating mechanism with mechanical closing, without Remote trip alarm reset coil (RR), without 2nd shunt trip, without 1st Shunt trip | 169430 | 1 | Z\ | 1
3WA1125-2CA22-0AA0 |  | AC non-automatic air circuit breaker 3WA, fixed-mounted version, IEC 60947-2, size 1, 4-pole, N pole on right, In=2500 A up to 690 V AC 50/60 Hz, breaking capacity N, Icc=55/42 kA at 500/690 V, without electronic trip unit ETU, connection at rear horizontal able to communication, Manual operating mechanism with mechanical closing, without Spring charging motor, Ready-to-close signal. switch, Auxiliary switches 2NO+2NC, without Closing coil (CC), manual operating mechanism with mechanical closing, without Remote trip alarm reset coil (RR), without 2nd shunt trip, without 1st Shunt trip | 163430 | 1 | Z\ | 1
3WA1125-2CA31-0AA0 |  | Non-automatic circuit breaker withdrawable version, with guide frame, IEC 60947-2, frame size 1, 3-poles, In=2500A up to 690V AC 50/60Hz, breaking capacity N Icc=55/42kA at 500/690V, without electr. trip unit ETU, rear connection vertical, guide frame with shutter and w/o position signalling switch, able to communication, Manual operating mechanism with mechanical closing, without Spring charging motor, Ready-to-close signal. switch, Auxiliary switches 2NO+2NC, without Closing coil (CC), manual operating mechanism with mechanical closing, without Remote trip alarm reset coil (RR), without 2nd shunt trip, without 1st Shunt trip | 168430 | 1 | Z\ | 1
3WA1125-2CA41-0AA0 |  | Non-automatic circuit breaker withdrawable version, with guide frame, IEC 60947-2, frame size 1, 4-poles, N-pole left, In=2500A up to 690V AC 50/60Hz, breaking capacity N Icc=55/42kA at 500/690V, without electr. trip unit ETU, rear connection vertical, guide frame with shutter and w/o position signalling switch, able to communication, Manual operating mechanism with mechanical closing, without Spring charging motor, Ready-to-close signal. switch, Auxiliary switches 2NO+2NC, without Closing coil (CC), manual operating mechanism with mechanical closing, without Remote trip alarm reset coil (RR), without 2nd shunt trip, without 1st Shunt trip | 221430 | 1 | Z\ | 1
3WA1125-2EE01-0AA0 |  | Fixed-mounted circuit breaker IEC 60947-2, frame size 1, 3-poles, In=2500A up to 690V AC 50/60Hz, breaking capacity N Icu=55/42kA at 500/690V, Trip unit ETU600 LSI upgrade ready , colordisplay, bluetooth and USB interface, Protection LT, ST, INST, N-protection required an external N-sensor, incl. trip alarm switch (1xCO), rear connection vertical, with internal voltage tap on lower stab of circuit breaker, with voltage tap module VTM680 and power supply of ETU600, able to communication, integrated metering type PMF-1 Energy Efficiency, Voltage, Active energy Ea Manual operating mechanism with mechanical closing, without Spring charging motor, Ready-to-close signal. switch, Auxiliary switches 2NO+2NC, without Closing coil (CC), manual operating mechanism with mechanical closing, without Remote trip alarm reset coil (RR), without 2nd shunt trip, without 1st Shunt trip | 150870 | 1 | Z\ | 1
3WA1125-2EE02-0AA0 |  | Fixed-mounted circuit breaker IEC 60947-2, frame size 1, 3-poles, In=2500A up to 690V AC 50/60Hz, breaking capacity N Icu=55/42kA at 500/690V, Trip unit ETU600 LSI upgrade ready , colordisplay, bluetooth and USB interface, Protection LT, ST, INST, N-protection required an external N-sensor, incl. trip alarm switch (1xCO), rear connection horizontal, with internal voltage tap on lower stab of circuit breaker, with voltage tap module VTM680 and power supply of ETU600, able to communication, integrated metering type PMF-1 Energy Efficiency, Voltage, Active energy Ea Manual operating mechanism with mechanical closing, without Spring charging motor, Ready-to-close signal. switch, Auxiliary switches 2NO+2NC, without Closing coil (CC), manual operating mechanism with mechanical closing, without Remote trip alarm reset coil (RR), without 2nd shunt trip, without 1st Shunt trip | 146870 | 1 | Z\ | 1
3WA1125-2EE11-0AA0 |  | Fixed-mounted circuit breaker IEC 60947-2, frame size 1, 4-poles, N-pole left, In=2500A up to 690V AC 50/60Hz, breaking capacity N Icu=55/42kA at 500/690V, Trip unit ETU600 LSI upgrade ready , colordisplay, bluetooth and USB interface, Protection LT, ST, INST, include N-protection, (internal N-sensor available), incl. trip alarm switch (1xCO), rear connection vertical, with internal voltage tap on lower stab of circuit breaker, with voltage tap module VTM680 and power supply of ETU600, able to communication, integrated metering type PMF-1 Energy Efficiency, Voltage, Active energy Ea Manual operating mechanism with mechanical closing, without Spring charging motor, Ready-to-close signal. switch, Auxiliary switches 2NO+2NC, without Closing coil (CC), manual operating mechanism with mechanical closing, without Remote trip alarm reset coil (RR), without 2nd shunt trip, without 1st Shunt trip | 196870 | 1 | Z\ | 1
3WA1125-2EE12-0AA0 |  | Fixed-mounted circuit breaker IEC 60947-2, frame size 1, 4-poles, N-pole left, In=2500A up to 690V AC 50/60Hz, breaking capacity N Icu=55/42kA at 500/690V, Trip unit ETU600 LSI upgrade ready , colordisplay, bluetooth and USB interface, Protection LT, ST, INST, include N-protection, (internal N-sensor available), incl. trip alarm switch (1xCO), rear connection horizontal, with internal voltage tap on lower stab of circuit breaker, with voltage tap module VTM680 and power supply of ETU600, able to communication, integrated metering type PMF-1 Energy Efficiency, Voltage, Active energy Ea Manual operating mechanism with mechanical closing, without Spring charging motor, Ready-to-close signal. switch, Auxiliary switches 2NO+2NC, without Closing coil (CC), manual operating mechanism with mechanical closing, without Remote trip alarm reset coil (RR), without 2nd shunt trip, without 1st Shunt trip | 190870 | 1 | Z\ | 1
3WA1125-2EE21-0AA0 |  | fixed-mounted circuit breaker, IEC 60947-2, size 1, 4-pole, N pole on right, In=2500 A up to 690 V AC 50/60 Hz, breaking capacity N Icc=55/42 kA at 500/690 V, tripping unit ETU600 LSI upgradeable, color display, Bluetooth, USB interface, basic protection LT, ST, INST, including protection of the N conductor (internal neutral point sensor available), trip alarm switch (1 x CO), connection at rear vertical, with internal voltage tap on lower stab of circuit breaker, with voltage tap module VTM680 and power supply of ETU600, able to communication, integrated metering type PMF-1 Energy Efficiency, Voltage, Active energy Ea Manual operating mechanism with mechanical closing, without Spring charging motor, Ready-to-close signal. switch, Auxiliary switches 2NO+2NC, without Closing coil (CC), manual operating mechanism with mechanical closing, without Remote trip alarm reset coil (RR), without 2nd shunt trip, without 1st Shunt trip | 196870 | 1 | Z\ | 1
3WA1125-2EE22-0AA0 |  | fixed-mounted circuit breaker, IEC 60947-2, size 1, 4-pole, N pole on right, In=2500 A up to 690 V AC 50/60 Hz, breaking capacity N Icc=55/42 kA at 500/690 V, tripping unit ETU600 LSI upgradeable, color display, Bluetooth, USB interface, basic protection LT, ST, INST, including protection of the N conductor (internal neutral point sensor available), trip alarm switch (1 x CO), connection at rear horizontal with internal voltage tap on lower stab of circuit breaker, with voltage tap module VTM680 and power supply of ETU600, able to communication, integrated metering type PMF-1 Energy Efficiency, Voltage, Active energy Ea Manual operating mechanism with mechanical closing, without Spring charging motor, Ready-to-close signal. switch, Auxiliary switches 2NO+2NC, without Closing coil (CC), manual operating mechanism with mechanical closing, without Remote trip alarm reset coil (RR), without 2nd shunt trip, without 1st Shunt trip | 190870 | 1 | Z\ | 1
3WA1125-2EE31-0AA0 |  | Withdrawable circuit breaker with guide frame, IEC 60947-2, frame size 1, 3-poles, In=2500A up to 690V AC 50/60Hz, breaking capacity N Icu=55/42kA at 500/690V, Trip unit ETU600 LSI upgrade ready , colordisplay, bluetooth and USB interface, Protection LT, ST, INST, N-protection required an external N-sensor, incl. trip alarm switch (1xCO), rear connection vertical, guide frame with shutter and w/o position signalling switch, with internal voltage tap on lower stab of circuit breaker, with voltage tap module VTM680 and power supply of ETU600, able to communication, integrated metering type PMF-1 Energy Efficiency, Voltage, Active energy Ea Manual operating mechanism with mechanical closing, without Spring charging motor, Ready-to-close signal. switch, Auxiliary switches 2NO+2NC, without Closing coil (CC), manual operating mechanism with mechanical closing, without Remote trip alarm reset coil (RR), without 2nd shunt trip, without 1st Shunt trip | 195870 | 1 | Z\ | 1
3WA1125-2EE41-0AA0 |  | Withdrawable circuit breaker with guide frame, IEC 60947-2, frame size 1, 4-poles, N-pole left, In=2500A up to 690V AC 50/60Hz, breaking capacity N Icu=55/42kA at 500/690V, Trip unit ETU600 LSI upgrade ready , colordisplay, bluetooth and USB interface, Protection LT, ST, INST, include N-protection, (internal N-sensor available), incl. trip alarm switch (1xCO), rear connection vertical, guide frame with shutter and w/o position signalling switch, with internal voltage tap on lower stab of circuit breaker, with voltage tap module VTM680 and power supply of ETU600, able to communication, integrated metering type PMF-1 Energy Efficiency, Voltage, Active energy Ea Manual operating mechanism with mechanical closing, without Spring charging motor, Ready-to-close signal. switch, Auxiliary switches 2NO+2NC, without Closing coil (CC), manual operating mechanism with mechanical closing, without Remote trip alarm reset coil (RR), without 2nd shunt trip, without 1st Shunt trip | 255870 | 1 | Z\ | 1
3WA1125-2EF01-0AA0 |  | Fixed-mounted circuit breaker IEC 60947-2, frame size 1, 3-poles, In=2500A up to 690V AC 50/60Hz, breaking capacity N Icu=55/42kA at 500/690V, Trip unit ETU600 LSIG upgrade ready , colordisplay, bluetooth and USB interface, Protection LT, ST, INST, GFx, N-protection required an external N-sensor, incl. trip alarm switch (1xCO), rear connection vertical, with internal voltage tap on lower stab of circuit breaker, with voltage tap module VTM680 and power supply of ETU600, able to communication, integrated metering type PMF-1 Energy Efficiency, Voltage, Active energy Ea Manual operating mechanism with mechanical closing, without Spring charging motor, Ready-to-close signal. switch, Auxiliary switches 2NO+2NC, without Closing coil (CC), manual operating mechanism with mechanical closing, without Remote trip alarm reset coil (RR), without 2nd shunt trip, without 1st Shunt trip | 161870 | 1 | Z\ | 1
3WA1125-2EF02-0AA0 |  | Fixed-mounted circuit breaker IEC 60947-2, frame size 1, 3-poles, In=2500A up to 690V AC 50/60Hz, breaking capacity N Icu=55/42kA at 500/690V, Trip unit ETU600 LSIG upgrade ready , colordisplay, bluetooth and USB interface, Protection LT, ST, INST, GFx, N-protection required an external N-sensor, incl. trip alarm switch (1xCO), rear connection horizontal, with internal voltage tap on lower stab of circuit breaker, with voltage tap module VTM680 and power supply of ETU600, able to communication, integrated metering type PMF-1 Energy Efficiency, Voltage, Active energy Ea Manual operating mechanism with mechanical closing, without Spring charging motor, Ready-to-close signal. switch, Auxiliary switches 2NO+2NC, without Closing coil (CC), manual operating mechanism with mechanical closing, without Remote trip alarm reset coil (RR), without 2nd shunt trip, without 1st Shunt trip | 157870 | 1 | Z\ | 1
3WA1125-2EF11-0AA0 |  | Fixed-mounted circuit breaker IEC 60947-2, frame size 1, 4-poles, N-pole left, In=2500A up to 690V AC 50/60Hz, breaking capacity N Icu=55/42kA at 500/690V, Trip unit ETU600 LSIG upgrade ready , colordisplay, bluetooth and USB interface, Protection LT, ST, INST, GFx, include N-protection, (internal N-sensor available), incl. trip alarm switch (1xCO), rear connection vertical, with internal voltage tap on lower stab of circuit breaker, with voltage tap module VTM680 and power supply of ETU600, able to communication, integrated metering type PMF-1 Energy Efficiency, Voltage, Active energy Ea Manual operating mechanism with mechanical closing, without Spring charging motor, Ready-to-close signal. switch, Auxiliary switches 2NO+2NC, without Closing coil (CC), manual operating mechanism with mechanical closing, without Remote trip alarm reset coil (RR), without 2nd shunt trip, without 1st Shunt trip | 207870 | 1 | Z\ | 1
3WA1125-2EF12-0AA0 |  | Fixed-mounted circuit breaker IEC 60947-2, frame size 1, 4-poles, N-pole left, In=2500A up to 690V AC 50/60Hz, breaking capacity N Icu=55/42kA at 500/690V, Trip unit ETU600 LSIG upgrade ready , colordisplay, bluetooth and USB interface, Protection LT, ST, INST, GFx, include N-protection, (internal N-sensor available), incl. trip alarm switch (1xCO), rear connection horizontal, with internal voltage tap on lower stab of circuit breaker, with voltage tap module VTM680 and power supply of ETU600, able to communication, integrated metering type PMF-1 Energy Efficiency, Voltage, Active energy Ea Manual operating mechanism with mechanical closing, without Spring charging motor, Ready-to-close signal. switch, Auxiliary switches 2NO+2NC, without Closing coil (CC), manual operating mechanism with mechanical closing, without Remote trip alarm reset coil (RR), without 2nd shunt trip, without 1st Shunt trip | 201870 | 1 | Z\ | 1
3WA1125-2EF21-0AA0 |  | fixed-mounted circuit breaker, IEC 60947-2, size 1, 4-pole, N pole on right, In=2500 A up to 690 V AC 50/60 Hz, breaking capacity N Icc=55/42 kA at 500/690 V, tripping unit ETU600 LSIG upgradeable, color display, Bluetooth, USB interface, basic protection LT, ST, INST, GFx, including protection of the N conductor (internal neutral point sensor available), trip alarm switch (1 x CO), connection at rear vertical, with internal voltage tap on lower stab of circuit breaker, with voltage tap module VTM680 and power supply of ETU600, able to communication, integrated metering type PMF-1 Energy Efficiency, Voltage, Active energy Ea Manual operating mechanism with mechanical closing, without Spring charging motor, Ready-to-close signal. switch, Auxiliary switches 2NO+2NC, without Closing coil (CC), manual operating mechanism with mechanical closing, without Remote trip alarm reset coil (RR), without 2nd shunt trip, without 1st Shunt trip | 207870 | 1 | Z\ | 1
3WA1125-2EF22-0AA0 |  | fixed-mounted circuit breaker, IEC 60947-2, size 1, 4-pole, N pole on right, In=2500 A up to 690 V AC 50/60 Hz, breaking capacity N Icc=55/42 kA at 500/690 V, tripping unit ETU600 LSIG upgradeable, color display, Bluetooth, USB interface, basic protection LT, ST, INST, GFx, including protection of the N conductor (internal neutral point sensor available), trip alarm switch (1 x CO), connection at rear horizontal with internal voltage tap on lower stab of circuit breaker, with voltage tap module VTM680 and power supply of ETU600, able to communication, integrated metering type PMF-1 Energy Efficiency, Voltage, Active energy Ea Manual operating mechanism with mechanical closing, without Spring charging motor, Ready-to-close signal. switch, Auxiliary switches 2NO+2NC, without Closing coil (CC), manual operating mechanism with mechanical closing, without Remote trip alarm reset coil (RR), without 2nd shunt trip, without 1st Shunt trip | 201870 | 1 | Z\ | 1
3WA1125-2EF31-0AA0 |  | Withdrawable circuit breaker with guide frame, IEC 60947-2, frame size 1, 3-poles, In=2500A up to 690V AC 50/60Hz, breaking capacity N Icu=55/42kA at 500/690V, Trip unit ETU600 LSIG upgrade ready , colordisplay, bluetooth and USB interface, Protection LT, ST, INST, GFx, N-protection required an external N-sensor, incl. trip alarm switch (1xCO), rear connection vertical, guide frame with shutter and w/o position signalling switch, with internal voltage tap on lower stab of circuit breaker, with voltage tap module VTM680 and power supply of ETU600, able to communication, integrated metering type PMF-1 Energy Efficiency, Voltage, Active energy Ea Manual operating mechanism with mechanical closing, without Spring charging motor, Ready-to-close signal. switch, Auxiliary switches 2NO+2NC, without Closing coil (CC), manual operating mechanism with mechanical closing, without Remote trip alarm reset coil (RR), without 2nd shunt trip, without 1st Shunt trip | 206870 | 1 | Z\ | 1
3WA1125-2EF41-0AA0 |  | Withdrawable circuit breaker with guide frame, IEC 60947-2, frame size 1, 4-poles, N-pole left, In=2500A up to 690V AC 50/60Hz, breaking capacity N Icu=55/42kA at 500/690V, Trip unit ETU600 LSIG upgrade ready , colordisplay, bluetooth and USB interface, Protection LT, ST, INST, GFx, include N-protection, (internal N-sensor available), incl. trip alarm switch (1xCO), rear connection vertical, guide frame with shutter and w/o position signalling switch, with internal voltage tap on lower stab of circuit breaker, with voltage tap module VTM680 and power supply of ETU600, able to communication, integrated metering type PMF-1 Energy Efficiency, Voltage, Active energy Ea Manual operating mechanism with mechanical closing, without Spring charging motor, Ready-to-close signal. switch, Auxiliary switches 2NO+2NC, without Closing coil (CC), manual operating mechanism with mechanical closing, without Remote trip alarm reset coil (RR), without 2nd shunt trip, without 1st Shunt trip | 266870 | 1 | Z\ | 1
3WA1125-2FE01-0AA0 |  | Fixed-mounted circuit breaker IEC 60947-2, frame size 1, 3-poles, In=2500A up to 690V AC 50/60Hz, breaking capacity N Icu=55/42kA at 500/690V, Trip unit ETU600 LSI upgrade ready , colordisplay, bluetooth and USB interface, Protection LT, ST, INST, N-protection required an external N-sensor, incl. trip alarm switch (1xCO), rear connection vertical, with internal voltage tap on lower stab of circuit breaker, with voltage tap module VTM680 and power supply of ETU600, able to communication, integrated metering type PMF-2 Basic Power Monitoring, Voltage, Energy, Power, Power factor, Frequency, Unbalance, Temperature, Manual operating mechanism with mechanical closing, without Spring charging motor, Ready-to-close signal. switch, Auxiliary switches 2NO+2NC, without Closing coil (CC), manual operating mechanism with mechanical closing, without Remote trip alarm reset coil (RR), without 2nd shunt trip, without 1st Shunt trip | 159700 | 1 | Z\ | 1
3WA1125-2FE02-0AA0 |  | Fixed-mounted circuit breaker IEC 60947-2, frame size 1, 3-poles, In=2500A up to 690V AC 50/60Hz, breaking capacity N Icu=55/42kA at 500/690V, Trip unit ETU600 LSI upgrade ready , colordisplay, bluetooth and USB interface, Protection LT, ST, INST, N-protection required an external N-sensor, incl. trip alarm switch (1xCO), rear connection horizontal, with internal voltage tap on lower stab of circuit breaker, with voltage tap module VTM680 and power supply of ETU600, able to communication, integrated metering type PMF-2 Basic Power Monitoring, Voltage, Energy, Power, Power factor, Frequency, Unbalance, Temperature, Manual operating mechanism with mechanical closing, without Spring charging motor, Ready-to-close signal. switch, Auxiliary switches 2NO+2NC, without Closing coil (CC), manual operating mechanism with mechanical closing, without Remote trip alarm reset coil (RR), without 2nd shunt trip, without 1st Shunt trip | 155700 | 1 | Z\ | 1
3WA1125-2FE11-0AA0 |  | Fixed-mounted circuit breaker IEC 60947-2, frame size 1, 4-poles, N-pole left, In=2500A up to 690V AC 50/60Hz, breaking capacity N Icu=55/42kA at 500/690V, Trip unit ETU600 LSI upgrade ready , colordisplay, bluetooth and USB interface, Protection LT, ST, INST, include N-protection, (internal N-sensor available), incl. trip alarm switch (1xCO), rear connection vertical, with internal voltage tap on lower stab of circuit breaker, with voltage tap module VTM680 and power supply of ETU600, able to communication, integrated metering type PMF-2 Basic Power Monitoring, Voltage, Energy, Power, Power factor, Frequency, Unbalance, Temperature, Manual operating mechanism with mechanical closing, without Spring charging motor, Ready-to-close signal. switch, Auxiliary switches 2NO+2NC, without Closing coil (CC), manual operating mechanism with mechanical closing, without Remote trip alarm reset coil (RR), without 2nd shunt trip, without 1st Shunt trip | 205700 | 1 | Z\ | 1
3WA1125-2FE12-0AA0 |  | Fixed-mounted circuit breaker IEC 60947-2, frame size 1, 4-poles, N-pole left, In=2500A up to 690V AC 50/60Hz, breaking capacity N Icu=55/42kA at 500/690V, Trip unit ETU600 LSI upgrade ready , colordisplay, bluetooth and USB interface, Protection LT, ST, INST, include N-protection, (internal N-sensor available), incl. trip alarm switch (1xCO), rear connection horizontal, with internal voltage tap on lower stab of circuit breaker, with voltage tap module VTM680 and power supply of ETU600, able to communication, integrated metering type PMF-2 Basic Power Monitoring, Voltage, Energy, Power, Power factor, Frequency, Unbalance, Temperature, Manual operating mechanism with mechanical closing, without Spring charging motor, Ready-to-close signal. switch, Auxiliary switches 2NO+2NC, without Closing coil (CC), manual operating mechanism with mechanical closing, without Remote trip alarm reset coil (RR), without 2nd shunt trip, without 1st Shunt trip | 199700 | 1 | Z\ | 1
3WA1125-2FE21-0AA0 |  | fixed-mounted circuit breaker, IEC 60947-2, size 1, 4-pole, N pole on right, In=2500 A up to 690 V AC 50/60 Hz, breaking capacity N Icc=55/42 kA at 500/690 V, tripping unit ETU600 LSI upgradeable, color display, Bluetooth, USB interface, basic protection LT, ST, INST, including protection of the N conductor (internal neutral point sensor available), trip alarm switch (1 x CO), connection at rear vertical, with internal voltage tap on lower stab of circuit breaker, with voltage tap module VTM680 and power supply of ETU600, able to communication, integrated metering type PMF-2 Basic Power Monitoring, Voltage, Energy, Power, Power factor, Frequency, Unbalance, Temperature, Manual operating mechanism with mechanical closing, without Spring charging motor, Ready-to-close signal. switch, Auxiliary switches 2NO+2NC, without Closing coil (CC), manual operating mechanism with mechanical closing, without Remote trip alarm reset coil (RR), without 2nd shunt trip, without 1st Shunt trip | 205700 | 1 | Z\ | 1
3WA1125-2FE22-0AA0 |  | fixed-mounted circuit breaker, IEC 60947-2, size 1, 4-pole, N pole on right, In=2500 A up to 690 V AC 50/60 Hz, breaking capacity N Icc=55/42 kA at 500/690 V, tripping unit ETU600 LSI upgradeable, color display, Bluetooth, USB interface, basic protection LT, ST, INST, including protection of the N conductor (internal neutral point sensor available), trip alarm switch (1 x CO), connection at rear horizontal with internal voltage tap on lower stab of circuit breaker, with voltage tap module VTM680 and power supply of ETU600, able to communication, integrated metering type PMF-2 Basic Power Monitoring, Voltage, Energy, Power, Power factor, Frequency, Unbalance, Temperature, Manual operating mechanism with mechanical closing, without Spring charging motor, Ready-to-close signal. switch, Auxiliary switches 2NO+2NC, without Closing coil (CC), manual operating mechanism with mechanical closing, without Remote trip alarm reset coil (RR), without 2nd shunt trip, without 1st Shunt trip | 199700 | 1 | Z\ | 1
3WA1125-2FE31-0AA0 |  | Withdrawable circuit breaker with guide frame, IEC 60947-2, frame size 1, 3-poles, In=2500A up to 690V AC 50/60Hz, breaking capacity N Icu=55/42kA at 500/690V, Trip unit ETU600 LSI upgrade ready , colordisplay, bluetooth and USB interface, Protection LT, ST, INST, N-protection required an external N-sensor, incl. trip alarm switch (1xCO), rear connection vertical, guide frame with shutter and w/o position signalling switch, with internal voltage tap on lower stab of circuit breaker, with voltage tap module VTM680 and power supply of ETU600, able to communication, integrated metering type PMF-2 Basic Power Monitoring, Voltage, Energy, Power, Power factor, Frequency, Unbalance, Temperature, Manual operating mechanism with mechanical closing, without Spring charging motor, Ready-to-close signal. switch, Auxiliary switches 2NO+2NC, without Closing coil (CC), manual operating mechanism with mechanical closing, without Remote trip alarm reset coil (RR), without 2nd shunt trip, without 1st Shunt trip | 204700 | 1 | Z\ | 1
3WA1125-2FE41-0AA0 |  | Withdrawable circuit breaker with guide frame, IEC 60947-2, frame size 1, 4-poles, N-pole left, In=2500A up to 690V AC 50/60Hz, breaking capacity N Icu=55/42kA at 500/690V, Trip unit ETU600 LSI upgrade ready , colordisplay, bluetooth and USB interface, Protection LT, ST, INST, include N-protection, (internal N-sensor available), incl. trip alarm switch (1xCO), rear connection vertical, guide frame with shutter and w/o position signalling switch, with internal voltage tap on lower stab of circuit breaker, with voltage tap module VTM680 and power supply of ETU600, able to communication, integrated metering type PMF-2 Basic Power Monitoring, Voltage, Energy, Power, Power factor, Frequency, Unbalance, Temperature, Manual operating mechanism with mechanical closing, without Spring charging motor, Ready-to-close signal. switch, Auxiliary switches 2NO+2NC, without Closing coil (CC), manual operating mechanism with mechanical closing, without Remote trip alarm reset coil (RR), without 2nd shunt trip, without 1st Shunt trip | 264700 | 1 | Z\ | 1
3WA1125-2FF01-0AA0 |  | Fixed-mounted circuit breaker IEC 60947-2, frame size 1, 3-poles, In=2500A up to 690V AC 50/60Hz, breaking capacity N Icu=55/42kA at 500/690V, Trip unit ETU600 LSIG upgrade ready , colordisplay, bluetooth and USB interface, Protection LT, ST, INST, GFx, N-protection required an external N-sensor, incl. trip alarm switch (1xCO), rear connection vertical, with internal voltage tap on lower stab of circuit breaker, with voltage tap module VTM680 and power supply of ETU600, able to communication, integrated metering type PMF-2 Basic Power Monitoring, Voltage, Energy, Power, Power factor, Frequency, Unbalance, Temperature, Manual operating mechanism with mechanical closing, without Spring charging motor, Ready-to-close signal. switch, Auxiliary switches 2NO+2NC, without Closing coil (CC), manual operating mechanism with mechanical closing, without Remote trip alarm reset coil (RR), without 2nd shunt trip, without 1st Shunt trip | 170700 | 1 | Z\ | 1
3WA1125-2FF02-0AA0 |  | Fixed-mounted circuit breaker IEC 60947-2, frame size 1, 3-poles, In=2500A up to 690V AC 50/60Hz, breaking capacity N Icu=55/42kA at 500/690V, Trip unit ETU600 LSIG upgrade ready , colordisplay, bluetooth and USB interface, Protection LT, ST, INST, GFx, N-protection required an external N-sensor, incl. trip alarm switch (1xCO), rear connection horizontal, with internal voltage tap on lower stab of circuit breaker, with voltage tap module VTM680 and power supply of ETU600, able to communication, integrated metering type PMF-2 Basic Power Monitoring, Voltage, Energy, Power, Power factor, Frequency, Unbalance, Temperature, Manual operating mechanism with mechanical closing, without Spring charging motor, Ready-to-close signal. switch, Auxiliary switches 2NO+2NC, without Closing coil (CC), manual operating mechanism with mechanical closing, without Remote trip alarm reset coil (RR), without 2nd shunt trip, without 1st Shunt trip | 166700 | 1 | Z\ | 1
3WA1125-2FF11-0AA0 |  | Fixed-mounted circuit breaker IEC 60947-2, frame size 1, 4-poles, N-pole left, In=2500A up to 690V AC 50/60Hz, breaking capacity N Icu=55/42kA at 500/690V, Trip unit ETU600 LSIG upgrade ready , colordisplay, bluetooth and USB interface, Protection LT, ST, INST, GFx, include N-protection, (internal N-sensor available), incl. trip alarm switch (1xCO), rear connection vertical, with internal voltage tap on lower stab of circuit breaker, with voltage tap module VTM680 and power supply of ETU600, able to communication, integrated metering type PMF-2 Basic Power Monitoring, Voltage, Energy, Power, Power factor, Frequency, Unbalance, Temperature, Manual operating mechanism with mechanical closing, without Spring charging motor, Ready-to-close signal. switch, Auxiliary switches 2NO+2NC, without Closing coil (CC), manual operating mechanism with mechanical closing, without Remote trip alarm reset coil (RR), without 2nd shunt trip, without 1st Shunt trip | 216700 | 1 | Z\ | 1
3WA1125-2FF12-0AA0 |  | Fixed-mounted circuit breaker IEC 60947-2, frame size 1, 4-poles, N-pole left, In=2500A up to 690V AC 50/60Hz, breaking capacity N Icu=55/42kA at 500/690V, Trip unit ETU600 LSIG upgrade ready , colordisplay, bluetooth and USB interface, Protection LT, ST, INST, GFx, include N-protection, (internal N-sensor available), incl. trip alarm switch (1xCO), rear connection horizontal, with internal voltage tap on lower stab of circuit breaker, with voltage tap module VTM680 and power supply of ETU600, able to communication, integrated metering type PMF-2 Basic Power Monitoring, Voltage, Energy, Power, Power factor, Frequency, Unbalance, Temperature, Manual operating mechanism with mechanical closing, without Spring charging motor, Ready-to-close signal. switch, Auxiliary switches 2NO+2NC, without Closing coil (CC), manual operating mechanism with mechanical closing, without Remote trip alarm reset coil (RR), without 2nd shunt trip, without 1st Shunt trip | 210700 | 1 | Z\ | 1
3WA1125-2FF21-0AA0 |  | fixed-mounted circuit breaker, IEC 60947-2, size 1, 4-pole, N pole on right, In=2500 A up to 690 V AC 50/60 Hz, breaking capacity N Icc=55/42 kA at 500/690 V, tripping unit ETU600 LSIG upgradeable, color display, Bluetooth, USB interface, basic protection LT, ST, INST, GFx, including protection of the N conductor (internal neutral point sensor available), trip alarm switch (1 x CO), connection at rear vertical, with internal voltage tap on lower stab of circuit breaker, with voltage tap module VTM680 and power supply of ETU600, able to communication, integrated metering type PMF-2 Basic Power Monitoring, Voltage, Energy, Power, Power factor, Frequency, Unbalance, Temperature, Manual operating mechanism with mechanical closing, without Spring charging motor, Ready-to-close signal. switch, Auxiliary switches 2NO+2NC, without Closing coil (CC), manual operating mechanism with mechanical closing, without Remote trip alarm reset coil (RR), without 2nd shunt trip, without 1st Shunt trip | 216700 | 1 | Z\ | 1
3WA1125-2FF22-0AA0 |  | fixed-mounted circuit breaker, IEC 60947-2, size 1, 4-pole, N pole on right, In=2500 A up to 690 V AC 50/60 Hz, breaking capacity N Icc=55/42 kA at 500/690 V, tripping unit ETU600 LSIG upgradeable, color display, Bluetooth, USB interface, basic protection LT, ST, INST, GFx, including protection of the N conductor (internal neutral point sensor available), trip alarm switch (1 x CO), connection at rear horizontal with internal voltage tap on lower stab of circuit breaker, with voltage tap module VTM680 and power supply of ETU600, able to communication, integrated metering type PMF-2 Basic Power Monitoring, Voltage, Energy, Power, Power factor, Frequency, Unbalance, Temperature, Manual operating mechanism with mechanical closing, without Spring charging motor, Ready-to-close signal. switch, Auxiliary switches 2NO+2NC, without Closing coil (CC), manual operating mechanism with mechanical closing, without Remote trip alarm reset coil (RR), without 2nd shunt trip, without 1st Shunt trip | 210700 | 1 | Z\ | 1
3WA1125-2FF31-0AA0 |  | Withdrawable circuit breaker with guide frame, IEC 60947-2, frame size 1, 3-poles, In=2500A up to 690V AC 50/60Hz, breaking capacity N Icu=55/42kA at 500/690V, Trip unit ETU600 LSIG upgrade ready , colordisplay, bluetooth and USB interface, Protection LT, ST, INST, GFx, N-protection required an external N-sensor, incl. trip alarm switch (1xCO), rear connection vertical, guide frame with shutter and w/o position signalling switch, with internal voltage tap on lower stab of circuit breaker, with voltage tap module VTM680 and power supply of ETU600, able to communication, integrated metering type PMF-2 Basic Power Monitoring, Voltage, Energy, Power, Power factor, Frequency, Unbalance, Temperature, Manual operating mechanism with mechanical closing, without Spring charging motor, Ready-to-close signal. switch, Auxiliary switches 2NO+2NC, without Closing coil (CC), manual operating mechanism with mechanical closing, without Remote trip alarm reset coil (RR), without 2nd shunt trip, without 1st Shunt trip | 215700 | 1 | Z\ | 1
3WA1125-2FF41-0AA0 |  | Withdrawable circuit breaker with guide frame, IEC 60947-2, frame size 1, 4-poles, N-pole left, In=2500A up to 690V AC 50/60Hz, breaking capacity N Icu=55/42kA at 500/690V, Trip unit ETU600 LSIG upgrade ready , colordisplay, bluetooth and USB interface, Protection LT, ST, INST, GFx, include N-protection, (internal N-sensor available), incl. trip alarm switch (1xCO), rear connection vertical, guide frame with shutter and w/o position signalling switch, with internal voltage tap on lower stab of circuit breaker, with voltage tap module VTM680 and power supply of ETU600, able to communication, integrated metering type PMF-2 Basic Power Monitoring, Voltage, Energy, Power, Power factor, Frequency, Unbalance, Temperature, Manual operating mechanism with mechanical closing, without Spring charging motor, Ready-to-close signal. switch, Auxiliary switches 2NO+2NC, without Closing coil (CC), manual operating mechanism with mechanical closing, without Remote trip alarm reset coil (RR), without 2nd shunt trip, without 1st Shunt trip | 275700 | 1 | Z\ | 1
3WA1125-2GE01-0AA0 |  | Fixed-mounted circuit breaker IEC 60947-2, frame size 1, 3-poles, In=2500A up to 690V AC 50/60Hz, breaking capacity N Icu=55/42kA at 500/690V, Trip unit ETU600 LSI upgrade ready , colordisplay, bluetooth and USB interface, Protection LT, ST, INST, N-protection required an external N-sensor, incl. trip alarm switch (1xCO), rear connection vertical, with internal voltage tap on lower stab of circuit breaker, with voltage tap module VTM680 and power supply of ETU600, able to communication, integrated metering type PMF-3 Advanced Power Monitor., Voltage, Energy, Power, Power factor, Frequency, Unbalance, Temperature, Power quality, Manual operating mechanism with mechanical closing, without Spring charging motor, Ready-to-close signal. switch, Auxiliary switches 2NO+2NC, without Closing coil (CC), manual operating mechanism with mechanical closing, without Remote trip alarm reset coil (RR), without 2nd shunt trip, without 1st Shunt trip | 166100 | 1 | Z\ | 1
3WA1125-2GE02-0AA0 |  | Fixed-mounted circuit breaker IEC 60947-2, frame size 1, 3-poles, In=2500A up to 690V AC 50/60Hz, breaking capacity N Icu=55/42kA at 500/690V, Trip unit ETU600 LSI upgrade ready , colordisplay, bluetooth and USB interface, Protection LT, ST, INST, N-protection required an external N-sensor, incl. trip alarm switch (1xCO), rear connection horizontal, with internal voltage tap on lower stab of circuit breaker, with voltage tap module VTM680 and power supply of ETU600, able to communication, integrated metering type PMF-3 Advanced Power Monitor., Voltage, Energy, Power, Power factor, Frequency, Unbalance, Temperature, Power quality, Manual operating mechanism with mechanical closing, without Spring charging motor, Ready-to-close signal. switch, Auxiliary switches 2NO+2NC, without Closing coil (CC), manual operating mechanism with mechanical closing, without Remote trip alarm reset coil (RR), without 2nd shunt trip, without 1st Shunt trip | 162100 | 1 | Z\ | 1
3WA1125-2GE02-0AA0-Z | T40 | Fixed-mounted circuit breaker IEC 60947-2, frame size 1, 3-poles, In=2500A up to 690V AC 50/60Hz, breaking capacity N Icu=55/42kA at 500/690V, Trip unit ETU600 LSI upgrade ready , colordisplay, bluetooth and USB interface, Protection LT, ST, INST, N-protection required an external N-sensor, incl. trip alarm switch (1xCO), rear connection horizontal, with internal voltage tap on lower stab of circuit breaker, with voltage tap module VTM680 and power supply of ETU600, able to communication, integrated metering type PMF-3 Advanced Power Monitor., Voltage, Energy, Power, Power factor, Frequency, Unbalance, Temperature, Power quality, Manual operating mechanism with mechanical closing, without Spring charging motor, Ready-to-close signal. switch, Auxiliary switches 2NO+2NC, without Closing coil (CC), manual operating mechanism with mechanical closing, without Remote trip alarm reset coil (RR), without 2nd shunt trip, without 1st Shunt trip Option T40 = Door sealing frame IP41 | 164740 | 1 | Z\ | 1
3WA1125-2GE11-0AA0 |  | Fixed-mounted circuit breaker IEC 60947-2, frame size 1, 4-poles, N-pole left, In=2500A up to 690V AC 50/60Hz, breaking capacity N Icu=55/42kA at 500/690V, Trip unit ETU600 LSI upgrade ready , colordisplay, bluetooth and USB interface, Protection LT, ST, INST, include N-protection, (internal N-sensor available), incl. trip alarm switch (1xCO), rear connection vertical, with internal voltage tap on lower stab of circuit breaker, with voltage tap module VTM680 and power supply of ETU600, able to communication, integrated metering type PMF-3 Advanced Power Monitor., Voltage, Energy, Power, Power factor, Frequency, Unbalance, Temperature, Power quality, Manual operating mechanism with mechanical closing, without Spring charging motor, Ready-to-close signal. switch, Auxiliary switches 2NO+2NC, without Closing coil (CC), manual operating mechanism with mechanical closing, without Remote trip alarm reset coil (RR), without 2nd shunt trip, without 1st Shunt trip | 212100 | 1 | Z\ | 1
3WA1125-2GE12-0AA0 |  | Fixed-mounted circuit breaker IEC 60947-2, frame size 1, 4-poles, N-pole left, In=2500A up to 690V AC 50/60Hz, breaking capacity N Icu=55/42kA at 500/690V, Trip unit ETU600 LSI upgrade ready , colordisplay, bluetooth and USB interface, Protection LT, ST, INST, include N-protection, (internal N-sensor available), incl. trip alarm switch (1xCO), rear connection horizontal, with internal voltage tap on lower stab of circuit breaker, with voltage tap module VTM680 and power supply of ETU600, able to communication, integrated metering type PMF-3 Advanced Power Monitor., Voltage, Energy, Power, Power factor, Frequency, Unbalance, Temperature, Power quality, Manual operating mechanism with mechanical closing, without Spring charging motor, Ready-to-close signal. switch, Auxiliary switches 2NO+2NC, without Closing coil (CC), manual operating mechanism with mechanical closing, without Remote trip alarm reset coil (RR), without 2nd shunt trip, without 1st Shunt trip | 206100 | 1 | Z\ | 1
3WA1125-2GE21-0AA0 |  | fixed-mounted circuit breaker, IEC 60947-2, size 1, 4-pole, N pole on right, In=2500 A up to 690 V AC 50/60 Hz, breaking capacity N Icc=55/42 kA at 500/690 V, tripping unit ETU600 LSI upgradeable, color display, Bluetooth, USB interface, basic protection LT, ST, INST, including protection of the N conductor (internal neutral point sensor available), trip alarm switch (1 x CO), connection at rear vertical, with internal voltage tap on lower stab of circuit breaker, with voltage tap module VTM680 and power supply of ETU600, able to communication, integrated metering type PMF-3 Advanced Power Monitor., Voltage, Energy, Power, Power factor, Frequency, Unbalance, Temperature, Power quality, Manual operating mechanism with mechanical closing, without Spring charging motor, Ready-to-close signal. switch, Auxiliary switches 2NO+2NC, without Closing coil (CC), manual operating mechanism with mechanical closing, without Remote trip alarm reset coil (RR), without 2nd shunt trip, without 1st Shunt trip | 212100 | 1 | Z\ | 1
3WA1125-2GE22-0AA0 |  | fixed-mounted circuit breaker, IEC 60947-2, size 1, 4-pole, N pole on right, In=2500 A up to 690 V AC 50/60 Hz, breaking capacity N Icc=55/42 kA at 500/690 V, tripping unit ETU600 LSI upgradeable, color display, Bluetooth, USB interface, basic protection LT, ST, INST, including protection of the N conductor (internal neutral point sensor available), trip alarm switch (1 x CO), connection at rear horizontal with internal voltage tap on lower stab of circuit breaker, with voltage tap module VTM680 and power supply of ETU600, able to communication, integrated metering type PMF-3 Advanced Power Monitor., Voltage, Energy, Power, Power factor, Frequency, Unbalance, Temperature, Power quality, Manual operating mechanism with mechanical closing, without Spring charging motor, Ready-to-close signal. switch, Auxiliary switches 2NO+2NC, without Closing coil (CC), manual operating mechanism with mechanical closing, without Remote trip alarm reset coil (RR), without 2nd shunt trip, without 1st Shunt trip | 206100 | 1 | Z\ | 1
3WA1125-2GE31-0AA0 |  | Withdrawable circuit breaker with guide frame, IEC 60947-2, frame size 1, 3-poles, In=2500A up to 690V AC 50/60Hz, breaking capacity N Icu=55/42kA at 500/690V, Trip unit ETU600 LSI upgrade ready , colordisplay, bluetooth and USB interface, Protection LT, ST, INST, N-protection required an external N-sensor, incl. trip alarm switch (1xCO), rear connection vertical, guide frame with shutter and w/o position signalling switch, with internal voltage tap on lower stab of circuit breaker, with voltage tap module VTM680 and power supply of ETU600, able to communication, integrated metering type PMF-3 Advanced Power Monitor., Voltage, Energy, Power, Power factor, Frequency, Unbalance, Temperature, Power quality, Manual operating mechanism with mechanical closing, without Spring charging motor, Ready-to-close signal. switch, Auxiliary switches 2NO+2NC, without Closing coil (CC), manual operating mechanism with mechanical closing, without Remote trip alarm reset coil (RR), without 2nd shunt trip, without 1st Shunt trip | 211100 | 1 | Z\ | 1
3WA1125-2GE41-0AA0 |  | Withdrawable circuit breaker with guide frame, IEC 60947-2, frame size 1, 4-poles, N-pole left, In=2500A up to 690V AC 50/60Hz, breaking capacity N Icu=55/42kA at 500/690V, Trip unit ETU600 LSI upgrade ready , colordisplay, bluetooth and USB interface, Protection LT, ST, INST, include N-protection, (internal N-sensor available), incl. trip alarm switch (1xCO), rear connection vertical, guide frame with shutter and w/o position signalling switch, with internal voltage tap on lower stab of circuit breaker, with voltage tap module VTM680 and power supply of ETU600, able to communication, integrated metering type PMF-3 Advanced Power Monitor., Voltage, Energy, Power, Power factor, Frequency, Unbalance, Temperature, Power quality, Manual operating mechanism with mechanical closing, without Spring charging motor, Ready-to-close signal. switch, Auxiliary switches 2NO+2NC, without Closing coil (CC), manual operating mechanism with mechanical closing, without Remote trip alarm reset coil (RR), without 2nd shunt trip, without 1st Shunt trip | 271100 | 1 | Z\ | 1
3WA1125-2GF01-0AA0 |  | Fixed-mounted circuit breaker IEC 60947-2, frame size 1, 3-poles, In=2500A up to 690V AC 50/60Hz, breaking capacity N Icu=55/42kA at 500/690V, Trip unit ETU600 LSIG upgrade ready , colordisplay, bluetooth and USB interface, Protection LT, ST, INST, GFx, N-protection required an external N-sensor, incl. trip alarm switch (1xCO), rear connection vertical, with internal voltage tap on lower stab of circuit breaker, with voltage tap module VTM680 and power supply of ETU600, able to communication, integrated metering type PMF-3 Advanced Power Monitor., Voltage, Energy, Power, Power factor, Frequency, Unbalance, Temperature, Power quality, Manual operating mechanism with mechanical closing, without Spring charging motor, Ready-to-close signal. switch, Auxiliary switches 2NO+2NC, without Closing coil (CC), manual operating mechanism with mechanical closing, without Remote trip alarm reset coil (RR), without 2nd shunt trip, without 1st Shunt trip | 177100 | 1 | Z\ | 1
3WA1125-2GF02-0AA0 |  | Fixed-mounted circuit breaker IEC 60947-2, frame size 1, 3-poles, In=2500A up to 690V AC 50/60Hz, breaking capacity N Icu=55/42kA at 500/690V, Trip unit ETU600 LSIG upgrade ready , colordisplay, bluetooth and USB interface, Protection LT, ST, INST, GFx, N-protection required an external N-sensor, incl. trip alarm switch (1xCO), rear connection horizontal, with internal voltage tap on lower stab of circuit breaker, with voltage tap module VTM680 and power supply of ETU600, able to communication, integrated metering type PMF-3 Advanced Power Monitor., Voltage, Energy, Power, Power factor, Frequency, Unbalance, Temperature, Power quality, Manual operating mechanism with mechanical closing, without Spring charging motor, Ready-to-close signal. switch, Auxiliary switches 2NO+2NC, without Closing coil (CC), manual operating mechanism with mechanical closing, without Remote trip alarm reset coil (RR), without 2nd shunt trip, without 1st Shunt trip | 173100 | 1 | Z\ | 1
3WA1125-2GF11-0AA0 |  | Fixed-mounted circuit breaker IEC 60947-2, frame size 1, 4-poles, N-pole left, In=2500A up to 690V AC 50/60Hz, breaking capacity N Icu=55/42kA at 500/690V, Trip unit ETU600 LSIG upgrade ready , colordisplay, bluetooth and USB interface, Protection LT, ST, INST, GFx, include N-protection, (internal N-sensor available), incl. trip alarm switch (1xCO), rear connection vertical, with internal voltage tap on lower stab of circuit breaker, with voltage tap module VTM680 and power supply of ETU600, able to communication, integrated metering type PMF-3 Advanced Power Monitor., Voltage, Energy, Power, Power factor, Frequency, Unbalance, Temperature, Power quality, Manual operating mechanism with mechanical closing, without Spring charging motor, Ready-to-close signal. switch, Auxiliary switches 2NO+2NC, without Closing coil (CC), manual operating mechanism with mechanical closing, without Remote trip alarm reset coil (RR), without 2nd shunt trip, without 1st Shunt trip | 223100 | 1 | Z\ | 1
3WA1125-2GF12-0AA0 |  | Fixed-mounted circuit breaker IEC 60947-2, frame size 1, 4-poles, N-pole left, In=2500A up to 690V AC 50/60Hz, breaking capacity N Icu=55/42kA at 500/690V, Trip unit ETU600 LSIG upgrade ready , colordisplay, bluetooth and USB interface, Protection LT, ST, INST, GFx, include N-protection, (internal N-sensor available), incl. trip alarm switch (1xCO), rear connection horizontal, with internal voltage tap on lower stab of circuit breaker, with voltage tap module VTM680 and power supply of ETU600, able to communication, integrated metering type PMF-3 Advanced Power Monitor., Voltage, Energy, Power, Power factor, Frequency, Unbalance, Temperature, Power quality, Manual operating mechanism with mechanical closing, without Spring charging motor, Ready-to-close signal. switch, Auxiliary switches 2NO+2NC, without Closing coil (CC), manual operating mechanism with mechanical closing, without Remote trip alarm reset coil (RR), without 2nd shunt trip, without 1st Shunt trip | 217100 | 1 | Z\ | 1
3WA1125-2GF21-0AA0 |  | fixed-mounted circuit breaker, IEC 60947-2, size 1, 4-pole, N pole on right, In=2500 A up to 690 V AC 50/60 Hz, breaking capacity N Icc=55/42 kA at 500/690 V, tripping unit ETU600 LSIG upgradeable, color display, Bluetooth, USB interface, basic protection LT, ST, INST, GFx, including protection of the N conductor (internal neutral point sensor available), trip alarm switch (1 x CO), connection at rear vertical, with internal voltage tap on lower stab of circuit breaker, with voltage tap module VTM680 and power supply of ETU600, able to communication, integrated metering type PMF-3 Advanced Power Monitor., Voltage, Energy, Power, Power factor, Frequency, Unbalance, Temperature, Power quality, Manual operating mechanism with mechanical closing, without Spring charging motor, Ready-to-close signal. switch, Auxiliary switches 2NO+2NC, without Closing coil (CC), manual operating mechanism with mechanical closing, without Remote trip alarm reset coil (RR), without 2nd shunt trip, without 1st Shunt trip | 223100 | 1 | Z\ | 1
3WA1125-2GF22-0AA0 |  | fixed-mounted circuit breaker, IEC 60947-2, size 1, 4-pole, N pole on right, In=2500 A up to 690 V AC 50/60 Hz, breaking capacity N Icc=55/42 kA at 500/690 V, tripping unit ETU600 LSIG upgradeable, color display, Bluetooth, USB interface, basic protection LT, ST, INST, GFx, including protection of the N conductor (internal neutral point sensor available), trip alarm switch (1 x CO), connection at rear horizontal with internal voltage tap on lower stab of circuit breaker, with voltage tap module VTM680 and power supply of ETU600, able to communication, integrated metering type PMF-3 Advanced Power Monitor., Voltage, Energy, Power, Power factor, Frequency, Unbalance, Temperature, Power quality, Manual operating mechanism with mechanical closing, without Spring charging motor, Ready-to-close signal. switch, Auxiliary switches 2NO+2NC, without Closing coil (CC), manual operating mechanism with mechanical closing, without Remote trip alarm reset coil (RR), without 2nd shunt trip, without 1st Shunt trip | 217100 | 1 | Z\ | 1
3WA1125-2GF31-0AA0 |  | Withdrawable circuit breaker with guide frame, IEC 60947-2, frame size 1, 3-poles, In=2500A up to 690V AC 50/60Hz, breaking capacity N Icu=55/42kA at 500/690V, Trip unit ETU600 LSIG upgrade ready , colordisplay, bluetooth and USB interface, Protection LT, ST, INST, GFx, N-protection required an external N-sensor, incl. trip alarm switch (1xCO), rear connection vertical, guide frame with shutter and w/o position signalling switch, with internal voltage tap on lower stab of circuit breaker, with voltage tap module VTM680 and power supply of ETU600, able to communication, integrated metering type PMF-3 Advanced Power Monitor., Voltage, Energy, Power, Power factor, Frequency, Unbalance, Temperature, Power quality, Manual operating mechanism with mechanical closing, without Spring charging motor, Ready-to-close signal. switch, Auxiliary switches 2NO+2NC, without Closing coil (CC), manual operating mechanism with mechanical closing, without Remote trip alarm reset coil (RR), without 2nd shunt trip, without 1st Shunt trip | 222100 | 1 | Z\ | 1
3WA1125-2GF41-0AA0 |  | Withdrawable circuit breaker with guide frame, IEC 60947-2, frame size 1, 4-poles, N-pole left, In=2500A up to 690V AC 50/60Hz, breaking capacity N Icu=55/42kA at 500/690V, Trip unit ETU600 LSIG upgrade ready , colordisplay, bluetooth and USB interface, Protection LT, ST, INST, GFx, include N-protection, (internal N-sensor available), incl. trip alarm switch (1xCO), rear connection vertical, guide frame with shutter and w/o position signalling switch, with internal voltage tap on lower stab of circuit breaker, with voltage tap module VTM680 and power supply of ETU600, able to communication, integrated metering type PMF-3 Advanced Power Monitor., Voltage, Energy, Power, Power factor, Frequency, Unbalance, Temperature, Power quality, Manual operating mechanism with mechanical closing, without Spring charging motor, Ready-to-close signal. switch, Auxiliary switches 2NO+2NC, without Closing coil (CC), manual operating mechanism with mechanical closing, without Remote trip alarm reset coil (RR), without 2nd shunt trip, without 1st Shunt trip | 282100 | 1 | Z\ | 1
3WA1125-2LE01-0AA0 |  | Fixed-mounted circuit breaker IEC 60947-2, frame size 1, 3-poles, In=2500A up to 690V AC 50/60Hz, breaking capacity N Icu=55/42kA at 500/690V, Trip unit ETU600 LSI upgrade ready , colordisplay, bluetooth and USB interface, Protection LT, ST, INST, N-protection required an external N-sensor, incl. trip alarm switch (1xCO), rear connection vertical, with internal voltage tap on upper stab of circuit breaker, with voltage tap module VTM680 and power supply of ETU600, able to communication, integrated metering type PMF-1 Energy Efficiency, Voltage, Active energy Ea Manual operating mechanism with mechanical closing, without Spring charging motor, Ready-to-close signal. switch, Auxiliary switches 2NO+2NC, without Closing coil (CC), manual operating mechanism with mechanical closing, without Remote trip alarm reset coil (RR), without 2nd shunt trip, without 1st Shunt trip | 150870 | 1 | Z\ | 1
3WA1125-2LE02-0AA0 |  | Fixed-mounted circuit breaker IEC 60947-2, frame size 1, 3-poles, In=2500A up to 690V AC 50/60Hz, breaking capacity N Icu=55/42kA at 500/690V, Trip unit ETU600 LSI upgrade ready , colordisplay, bluetooth and USB interface, Protection LT, ST, INST, N-protection required an external N-sensor, incl. trip alarm switch (1xCO), rear connection horizontal, with internal voltage tap on upper stab of circuit breaker, with voltage tap module VTM680 and power supply of ETU600, able to communication, integrated metering type PMF-1 Energy Efficiency, Voltage, Active energy Ea Manual operating mechanism with mechanical closing, without Spring charging motor, Ready-to-close signal. switch, Auxiliary switches 2NO+2NC, without Closing coil (CC), manual operating mechanism with mechanical closing, without Remote trip alarm reset coil (RR), without 2nd shunt trip, without 1st Shunt trip | 146870 | 1 | Z\ | 1
3WA1125-2LE11-0AA0 |  | Fixed-mounted circuit breaker IEC 60947-2, frame size 1, 4-poles, N-pole left, In=2500A up to 690V AC 50/60Hz, breaking capacity N Icu=55/42kA at 500/690V, Trip unit ETU600 LSI upgrade ready , colordisplay, bluetooth and USB interface, Protection LT, ST, INST, include N-protection, (internal N-sensor available), incl. trip alarm switch (1xCO), rear connection vertical, with internal voltage tap on upper stab of circuit breaker, with voltage tap module VTM680 and power supply of ETU600, able to communication, integrated metering type PMF-1 Energy Efficiency, Voltage, Active energy Ea Manual operating mechanism with mechanical closing, without Spring charging motor, Ready-to-close signal. switch, Auxiliary switches 2NO+2NC, without Closing coil (CC), manual operating mechanism with mechanical closing, without Remote trip alarm reset coil (RR), without 2nd shunt trip, without 1st Shunt trip | 196870 | 1 | Z\ | 1
3WA1125-2LE12-0AA0 |  | Fixed-mounted circuit breaker IEC 60947-2, frame size 1, 4-poles, N-pole left, In=2500A up to 690V AC 50/60Hz, breaking capacity N Icu=55/42kA at 500/690V, Trip unit ETU600 LSI upgrade ready , colordisplay, bluetooth and USB interface, Protection LT, ST, INST, include N-protection, (internal N-sensor available), incl. trip alarm switch (1xCO), rear connection horizontal, with internal voltage tap on upper stab of circuit breaker, with voltage tap module VTM680 and power supply of ETU600, able to communication, integrated metering type PMF-1 Energy Efficiency, Voltage, Active energy Ea Manual operating mechanism with mechanical closing, without Spring charging motor, Ready-to-close signal. switch, Auxiliary switches 2NO+2NC, without Closing coil (CC), manual operating mechanism with mechanical closing, without Remote trip alarm reset coil (RR), without 2nd shunt trip, without 1st Shunt trip | 190870 | 1 | Z\ | 1
3WA1125-2LE21-0AA0 |  | fixed-mounted circuit breaker, IEC 60947-2, size 1, 4-pole, N pole on right, In=2500 A up to 690 V AC 50/60 Hz, breaking capacity N Icc=55/42 kA at 500/690 V, tripping unit ETU600 LSI upgradeable, color display, Bluetooth, USB interface, basic protection LT, ST, INST, including protection of the N conductor (internal neutral point sensor available), trip alarm switch (1 x CO), connection at rear vertical, with internal voltage tap on upper stab of circuit breaker, with voltage tap module VTM680 and power supply of ETU600, able to communication, integrated metering type PMF-1 Energy Efficiency, Voltage, Active energy Ea Manual operating mechanism with mechanical closing, without Spring charging motor, Ready-to-close signal. switch, Auxiliary switches 2NO+2NC, without Closing coil (CC), manual operating mechanism with mechanical closing, without Remote trip alarm reset coil (RR), without 2nd shunt trip, without 1st Shunt trip | 196870 | 1 | Z\ | 1
3WA1125-2LE22-0AA0 |  | fixed-mounted circuit breaker, IEC 60947-2, size 1, 4-pole, N pole on right, In=2500 A up to 690 V AC 50/60 Hz, breaking capacity N Icc=55/42 kA at 500/690 V, tripping unit ETU600 LSI upgradeable, color display, Bluetooth, USB interface, basic protection LT, ST, INST, including protection of the N conductor (internal neutral point sensor available), trip alarm switch (1 x CO), connection at rear horizontal with internal voltage tap on upper stab of circuit breaker, with voltage tap module VTM680 and power supply of ETU600, able to communication, integrated metering type PMF-1 Energy Efficiency, Voltage, Active energy Ea Manual operating mechanism with mechanical closing, without Spring charging motor, Ready-to-close signal. switch, Auxiliary switches 2NO+2NC, without Closing coil (CC), manual operating mechanism with mechanical closing, without Remote trip alarm reset coil (RR), without 2nd shunt trip, without 1st Shunt trip | 190870 | 1 | Z\ | 1
3WA1125-2LE31-0AA0 |  | Withdrawable circuit breaker with guide frame, IEC 60947-2, frame size 1, 3-poles, In=2500A up to 690V AC 50/60Hz, breaking capacity N Icu=55/42kA at 500/690V, Trip unit ETU600 LSI upgrade ready , colordisplay, bluetooth and USB interface, Protection LT, ST, INST, N-protection required an external N-sensor, incl. trip alarm switch (1xCO), rear connection vertical, guide frame with shutter and w/o position signalling switch, with internal voltage tap on upper stab of circuit breaker, with voltage tap module VTM680 and power supply of ETU600, able to communication, integrated metering type PMF-1 Energy Efficiency, Voltage, Active energy Ea Manual operating mechanism with mechanical closing, without Spring charging motor, Ready-to-close signal. switch, Auxiliary switches 2NO+2NC, without Closing coil (CC), manual operating mechanism with mechanical closing, without Remote trip alarm reset coil (RR), without 2nd shunt trip, without 1st Shunt trip | 195870 | 1 | Z\ | 1
3WA1125-2LE41-0AA0 |  | Withdrawable circuit breaker with guide frame, IEC 60947-2, frame size 1, 4-poles, N-pole left, In=2500A up to 690V AC 50/60Hz, breaking capacity N Icu=55/42kA at 500/690V, Trip unit ETU600 LSI upgrade ready , colordisplay, bluetooth and USB interface, Protection LT, ST, INST, include N-protection, (internal N-sensor available), incl. trip alarm switch (1xCO), rear connection vertical, guide frame with shutter and w/o position signalling switch, with internal voltage tap on upper stab of circuit breaker, with voltage tap module VTM680 and power supply of ETU600, able to communication, integrated metering type PMF-1 Energy Efficiency, Voltage, Active energy Ea Manual operating mechanism with mechanical closing, without Spring charging motor, Ready-to-close signal. switch, Auxiliary switches 2NO+2NC, without Closing coil (CC), manual operating mechanism with mechanical closing, without Remote trip alarm reset coil (RR), without 2nd shunt trip, without 1st Shunt trip | 255870 | 1 | Z\ | 1
3WA1125-2LF01-0AA0 |  | Fixed-mounted circuit breaker IEC 60947-2, frame size 1, 3-poles, In=2500A up to 690V AC 50/60Hz, breaking capacity N Icu=55/42kA at 500/690V, Trip unit ETU600 LSIG upgrade ready , colordisplay, bluetooth and USB interface, Protection LT, ST, INST, GFx, N-protection required an external N-sensor, incl. trip alarm switch (1xCO), rear connection vertical, with internal voltage tap on upper stab of circuit breaker, with voltage tap module VTM680 and power supply of ETU600, able to communication, integrated metering type PMF-1 Energy Efficiency, Voltage, Active energy Ea Manual operating mechanism with mechanical closing, without Spring charging motor, Ready-to-close signal. switch, Auxiliary switches 2NO+2NC, without Closing coil (CC), manual operating mechanism with mechanical closing, without Remote trip alarm reset coil (RR), without 2nd shunt trip, without 1st Shunt trip | 161870 | 1 | Z\ | 1
3WA1125-2LF02-0AA0 |  | Fixed-mounted circuit breaker IEC 60947-2, frame size 1, 3-poles, In=2500A up to 690V AC 50/60Hz, breaking capacity N Icu=55/42kA at 500/690V, Trip unit ETU600 LSIG upgrade ready , colordisplay, bluetooth and USB interface, Protection LT, ST, INST, GFx, N-protection required an external N-sensor, incl. trip alarm switch (1xCO), rear connection horizontal, with internal voltage tap on upper stab of circuit breaker, with voltage tap module VTM680 and power supply of ETU600, able to communication, integrated metering type PMF-1 Energy Efficiency, Voltage, Active energy Ea Manual operating mechanism with mechanical closing, without Spring charging motor, Ready-to-close signal. switch, Auxiliary switches 2NO+2NC, without Closing coil (CC), manual operating mechanism with mechanical closing, without Remote trip alarm reset coil (RR), without 2nd shunt trip, without 1st Shunt trip | 157870 | 1 | Z\ | 1
3WA1125-2LF11-0AA0 |  | Fixed-mounted circuit breaker IEC 60947-2, frame size 1, 4-poles, N-pole left, In=2500A up to 690V AC 50/60Hz, breaking capacity N Icu=55/42kA at 500/690V, Trip unit ETU600 LSIG upgrade ready , colordisplay, bluetooth and USB interface, Protection LT, ST, INST, GFx, include N-protection, (internal N-sensor available), incl. trip alarm switch (1xCO), rear connection vertical, with internal voltage tap on upper stab of circuit breaker, with voltage tap module VTM680 and power supply of ETU600, able to communication, integrated metering type PMF-1 Energy Efficiency, Voltage, Active energy Ea Manual operating mechanism with mechanical closing, without Spring charging motor, Ready-to-close signal. switch, Auxiliary switches 2NO+2NC, without Closing coil (CC), manual operating mechanism with mechanical closing, without Remote trip alarm reset coil (RR), without 2nd shunt trip, without 1st Shunt trip | 207870 | 1 | Z\ | 1
3WA1125-2LF12-0AA0 |  | Fixed-mounted circuit breaker IEC 60947-2, frame size 1, 4-poles, N-pole left, In=2500A up to 690V AC 50/60Hz, breaking capacity N Icu=55/42kA at 500/690V, Trip unit ETU600 LSIG upgrade ready , colordisplay, bluetooth and USB interface, Protection LT, ST, INST, GFx, include N-protection, (internal N-sensor available), incl. trip alarm switch (1xCO), rear connection horizontal, with internal voltage tap on upper stab of circuit breaker, with voltage tap module VTM680 and power supply of ETU600, able to communication, integrated metering type PMF-1 Energy Efficiency, Voltage, Active energy Ea Manual operating mechanism with mechanical closing, without Spring charging motor, Ready-to-close signal. switch, Auxiliary switches 2NO+2NC, without Closing coil (CC), manual operating mechanism with mechanical closing, without Remote trip alarm reset coil (RR), without 2nd shunt trip, without 1st Shunt trip | 201870 | 1 | Z\ | 1
3WA1125-2LF21-0AA0 |  | fixed-mounted circuit breaker, IEC 60947-2, size 1, 4-pole, N pole on right, In=2500 A up to 690 V AC 50/60 Hz, breaking capacity N Icc=55/42 kA at 500/690 V, tripping unit ETU600 LSIG upgradeable, color display, Bluetooth, USB interface, basic protection LT, ST, INST, GFx, including protection of the N conductor (internal neutral point sensor available), trip alarm switch (1 x CO), connection at rear vertical, with internal voltage tap on upper stab of circuit breaker, with voltage tap module VTM680 and power supply of ETU600, able to communication, integrated metering type PMF-1 Energy Efficiency, Voltage, Active energy Ea Manual operating mechanism with mechanical closing, without Spring charging motor, Ready-to-close signal. switch, Auxiliary switches 2NO+2NC, without Closing coil (CC), manual operating mechanism with mechanical closing, without Remote trip alarm reset coil (RR), without 2nd shunt trip, without 1st Shunt trip | 207870 | 1 | Z\ | 1
3WA1125-2LF22-0AA0 |  | fixed-mounted circuit breaker, IEC 60947-2, size 1, 4-pole, N pole on right, In=2500 A up to 690 V AC 50/60 Hz, breaking capacity N Icc=55/42 kA at 500/690 V, tripping unit ETU600 LSIG upgradeable, color display, Bluetooth, USB interface, basic protection LT, ST, INST, GFx, including protection of the N conductor (internal neutral point sensor available), trip alarm switch (1 x CO), connection at rear horizontal with internal voltage tap on upper stab of circuit breaker, with voltage tap module VTM680 and power supply of ETU600, able to communication, integrated metering type PMF-1 Energy Efficiency, Voltage, Active energy Ea Manual operating mechanism with mechanical closing, without Spring charging motor, Ready-to-close signal. switch, Auxiliary switches 2NO+2NC, without Closing coil (CC), manual operating mechanism with mechanical closing, without Remote trip alarm reset coil (RR), without 2nd shunt trip, without 1st Shunt trip | 201870 | 1 | Z\ | 1
3WA1125-2LF31-0AA0 |  | Withdrawable circuit breaker with guide frame, IEC 60947-2, frame size 1, 3-poles, In=2500A up to 690V AC 50/60Hz, breaking capacity N Icu=55/42kA at 500/690V, Trip unit ETU600 LSIG upgrade ready , colordisplay, bluetooth and USB interface, Protection LT, ST, INST, GFx, N-protection required an external N-sensor, incl. trip alarm switch (1xCO), rear connection vertical, guide frame with shutter and w/o position signalling switch, with internal voltage tap on upper stab of circuit breaker, with voltage tap module VTM680 and power supply of ETU600, able to communication, integrated metering type PMF-1 Energy Efficiency, Voltage, Active energy Ea Manual operating mechanism with mechanical closing, without Spring charging motor, Ready-to-close signal. switch, Auxiliary switches 2NO+2NC, without Closing coil (CC), manual operating mechanism with mechanical closing, without Remote trip alarm reset coil (RR), without 2nd shunt trip, without 1st Shunt trip | 206870 | 1 | Z\ | 1
3WA1125-2LF41-0AA0 |  | Withdrawable circuit breaker with guide frame, IEC 60947-2, frame size 1, 4-poles, N-pole left, In=2500A up to 690V AC 50/60Hz, breaking capacity N Icu=55/42kA at 500/690V, Trip unit ETU600 LSIG upgrade ready , colordisplay, bluetooth and USB interface, Protection LT, ST, INST, GFx, include N-protection, (internal N-sensor available), incl. trip alarm switch (1xCO), rear connection vertical, guide frame with shutter and w/o position signalling switch, with internal voltage tap on upper stab of circuit breaker, with voltage tap module VTM680 and power supply of ETU600, able to communication, integrated metering type PMF-1 Energy Efficiency, Voltage, Active energy Ea Manual operating mechanism with mechanical closing, without Spring charging motor, Ready-to-close signal. switch, Auxiliary switches 2NO+2NC, without Closing coil (CC), manual operating mechanism with mechanical closing, without Remote trip alarm reset coil (RR), without 2nd shunt trip, without 1st Shunt trip | 266870 | 1 | Z\ | 1
3WA1125-2ME01-0AA0 |  | Fixed-mounted circuit breaker IEC 60947-2, frame size 1, 3-poles, In=2500A up to 690V AC 50/60Hz, breaking capacity N Icu=55/42kA at 500/690V, Trip unit ETU600 LSI upgrade ready , colordisplay, bluetooth and USB interface, Protection LT, ST, INST, N-protection required an external N-sensor, incl. trip alarm switch (1xCO), rear connection vertical, with internal voltage tap on upper stab of circuit breaker, with voltage tap module VTM680 and power supply of ETU600, able to communication, integrated metering type PMF-2 Basic Power Monitoring, Voltage, Energy, Power, Power factor, Frequency, Unbalance, Temperature, Manual operating mechanism with mechanical closing, without Spring charging motor, Ready-to-close signal. switch, Auxiliary switches 2NO+2NC, without Closing coil (CC), manual operating mechanism with mechanical closing, without Remote trip alarm reset coil (RR), without 2nd shunt trip, without 1st Shunt trip | 159700 | 1 | Z\ | 1
3WA1125-2ME02-0AA0 |  | Fixed-mounted circuit breaker IEC 60947-2, frame size 1, 3-poles, In=2500A up to 690V AC 50/60Hz, breaking capacity N Icu=55/42kA at 500/690V, Trip unit ETU600 LSI upgrade ready , colordisplay, bluetooth and USB interface, Protection LT, ST, INST, N-protection required an external N-sensor, incl. trip alarm switch (1xCO), rear connection horizontal, with internal voltage tap on upper stab of circuit breaker, with voltage tap module VTM680 and power supply of ETU600, able to communication, integrated metering type PMF-2 Basic Power Monitoring, Voltage, Energy, Power, Power factor, Frequency, Unbalance, Temperature, Manual operating mechanism with mechanical closing, without Spring charging motor, Ready-to-close signal. switch, Auxiliary switches 2NO+2NC, without Closing coil (CC), manual operating mechanism with mechanical closing, without Remote trip alarm reset coil (RR), without 2nd shunt trip, without 1st Shunt trip | 155700 | 1 | Z\ | 1
3WA1125-2ME11-0AA0 |  | Fixed-mounted circuit breaker IEC 60947-2, frame size 1, 4-poles, N-pole left, In=2500A up to 690V AC 50/60Hz, breaking capacity N Icu=55/42kA at 500/690V, Trip unit ETU600 LSI upgrade ready , colordisplay, bluetooth and USB interface, Protection LT, ST, INST, include N-protection, (internal N-sensor available), incl. trip alarm switch (1xCO), rear connection vertical, with internal voltage tap on upper stab of circuit breaker, with voltage tap module VTM680 and power supply of ETU600, able to communication, integrated metering type PMF-2 Basic Power Monitoring, Voltage, Energy, Power, Power factor, Frequency, Unbalance, Temperature, Manual operating mechanism with mechanical closing, without Spring charging motor, Ready-to-close signal. switch, Auxiliary switches 2NO+2NC, without Closing coil (CC), manual operating mechanism with mechanical closing, without Remote trip alarm reset coil (RR), without 2nd shunt trip, without 1st Shunt trip | 205700 | 1 | Z\ | 1
3WA1125-2ME12-0AA0 |  | Fixed-mounted circuit breaker IEC 60947-2, frame size 1, 4-poles, N-pole left, In=2500A up to 690V AC 50/60Hz, breaking capacity N Icu=55/42kA at 500/690V, Trip unit ETU600 LSI upgrade ready , colordisplay, bluetooth and USB interface, Protection LT, ST, INST, include N-protection, (internal N-sensor available), incl. trip alarm switch (1xCO), rear connection horizontal, with internal voltage tap on upper stab of circuit breaker, with voltage tap module VTM680 and power supply of ETU600, able to communication, integrated metering type PMF-2 Basic Power Monitoring, Voltage, Energy, Power, Power factor, Frequency, Unbalance, Temperature, Manual operating mechanism with mechanical closing, without Spring charging motor, Ready-to-close signal. switch, Auxiliary switches 2NO+2NC, without Closing coil (CC), manual operating mechanism with mechanical closing, without Remote trip alarm reset coil (RR), without 2nd shunt trip, without 1st Shunt trip | 199700 | 1 | Z\ | 1
3WA1125-2ME21-0AA0 |  | fixed-mounted circuit breaker, IEC 60947-2, size 1, 4-pole, N pole on right, In=2500 A up to 690 V AC 50/60 Hz, breaking capacity N Icc=55/42 kA at 500/690 V, tripping unit ETU600 LSI upgradeable, color display, Bluetooth, USB interface, basic protection LT, ST, INST, including protection of the N conductor (internal neutral point sensor available), trip alarm switch (1 x CO), connection at rear vertical, with internal voltage tap on upper stab of circuit breaker, with voltage tap module VTM680 and power supply of ETU600, able to communication, integrated metering type PMF-2 Basic Power Monitoring, Voltage, Energy, Power, Power factor, Frequency, Unbalance, Temperature, Manual operating mechanism with mechanical closing, without Spring charging motor, Ready-to-close signal. switch, Auxiliary switches 2NO+2NC, without Closing coil (CC), manual operating mechanism with mechanical closing, without Remote trip alarm reset coil (RR), without 2nd shunt trip, without 1st Shunt trip | 205700 | 1 | Z\ | 1
3WA1125-2ME22-0AA0 |  | fixed-mounted circuit breaker, IEC 60947-2, size 1, 4-pole, N pole on right, In=2500 A up to 690 V AC 50/60 Hz, breaking capacity N Icc=55/42 kA at 500/690 V, tripping unit ETU600 LSI upgradeable, color display, Bluetooth, USB interface, basic protection LT, ST, INST, including protection of the N conductor (internal neutral point sensor available), trip alarm switch (1 x CO), connection at rear horizontal with internal voltage tap on upper stab of circuit breaker, with voltage tap module VTM680 and power supply of ETU600, able to communication, integrated metering type PMF-2 Basic Power Monitoring, Voltage, Energy, Power, Power factor, Frequency, Unbalance, Temperature, Manual operating mechanism with mechanical closing, without Spring charging motor, Ready-to-close signal. switch, Auxiliary switches 2NO+2NC, without Closing coil (CC), manual operating mechanism with mechanical closing, without Remote trip alarm reset coil (RR), without 2nd shunt trip, without 1st Shunt trip | 199700 | 1 | Z\ | 1
3WA1125-2ME31-0AA0 |  | Withdrawable circuit breaker with guide frame, IEC 60947-2, frame size 1, 3-poles, In=2500A up to 690V AC 50/60Hz, breaking capacity N Icu=55/42kA at 500/690V, Trip unit ETU600 LSI upgrade ready , colordisplay, bluetooth and USB interface, Protection LT, ST, INST, N-protection required an external N-sensor, incl. trip alarm switch (1xCO), rear connection vertical, guide frame with shutter and w/o position signalling switch, with internal voltage tap on upper stab of circuit breaker, with voltage tap module VTM680 and power supply of ETU600, able to communication, integrated metering type PMF-2 Basic Power Monitoring, Voltage, Energy, Power, Power factor, Frequency, Unbalance, Temperature, Manual operating mechanism with mechanical closing, without Spring charging motor, Ready-to-close signal. switch, Auxiliary switches 2NO+2NC, without Closing coil (CC), manual operating mechanism with mechanical closing, without Remote trip alarm reset coil (RR), without 2nd shunt trip, without 1st Shunt trip | 204700 | 1 | Z\ | 1
3WA1125-2ME41-0AA0 |  | Withdrawable circuit breaker with guide frame, IEC 60947-2, frame size 1, 4-poles, N-pole left, In=2500A up to 690V AC 50/60Hz, breaking capacity N Icu=55/42kA at 500/690V, Trip unit ETU600 LSI upgrade ready , colordisplay, bluetooth and USB interface, Protection LT, ST, INST, include N-protection, (internal N-sensor available), incl. trip alarm switch (1xCO), rear connection vertical, guide frame with shutter and w/o position signalling switch, with internal voltage tap on upper stab of circuit breaker, with voltage tap module VTM680 and power supply of ETU600, able to communication, integrated metering type PMF-2 Basic Power Monitoring, Voltage, Energy, Power, Power factor, Frequency, Unbalance, Temperature, Manual operating mechanism with mechanical closing, without Spring charging motor, Ready-to-close signal. switch, Auxiliary switches 2NO+2NC, without Closing coil (CC), manual operating mechanism with mechanical closing, without Remote trip alarm reset coil (RR), without 2nd shunt trip, without 1st Shunt trip | 264700 | 1 | Z\ | 1
3WA1125-2MF01-0AA0 |  | Fixed-mounted circuit breaker IEC 60947-2, frame size 1, 3-poles, In=2500A up to 690V AC 50/60Hz, breaking capacity N Icu=55/42kA at 500/690V, Trip unit ETU600 LSIG upgrade ready , colordisplay, bluetooth and USB interface, Protection LT, ST, INST, GFx, N-protection required an external N-sensor, incl. trip alarm switch (1xCO), rear connection vertical, with internal voltage tap on upper stab of circuit breaker, with voltage tap module VTM680 and power supply of ETU600, able to communication, integrated metering type PMF-2 Basic Power Monitoring, Voltage, Energy, Power, Power factor, Frequency, Unbalance, Temperature, Manual operating mechanism with mechanical closing, without Spring charging motor, Ready-to-close signal. switch, Auxiliary switches 2NO+2NC, without Closing coil (CC), manual operating mechanism with mechanical closing, without Remote trip alarm reset coil (RR), without 2nd shunt trip, without 1st Shunt trip | 170700 | 1 | Z\ | 1
3WA1125-2MF02-0AA0 |  | Fixed-mounted circuit breaker IEC 60947-2, frame size 1, 3-poles, In=2500A up to 690V AC 50/60Hz, breaking capacity N Icu=55/42kA at 500/690V, Trip unit ETU600 LSIG upgrade ready , colordisplay, bluetooth and USB interface, Protection LT, ST, INST, GFx, N-protection required an external N-sensor, incl. trip alarm switch (1xCO), rear connection horizontal, with internal voltage tap on upper stab of circuit breaker, with voltage tap module VTM680 and power supply of ETU600, able to communication, integrated metering type PMF-2 Basic Power Monitoring, Voltage, Energy, Power, Power factor, Frequency, Unbalance, Temperature, Manual operating mechanism with mechanical closing, without Spring charging motor, Ready-to-close signal. switch, Auxiliary switches 2NO+2NC, without Closing coil (CC), manual operating mechanism with mechanical closing, without Remote trip alarm reset coil (RR), without 2nd shunt trip, without 1st Shunt trip | 166700 | 1 | Z\ | 1
3WA1125-2MF11-0AA0 |  | Fixed-mounted circuit breaker IEC 60947-2, frame size 1, 4-poles, N-pole left, In=2500A up to 690V AC 50/60Hz, breaking capacity N Icu=55/42kA at 500/690V, Trip unit ETU600 LSIG upgrade ready , colordisplay, bluetooth and USB interface, Protection LT, ST, INST, GFx, include N-protection, (internal N-sensor available), incl. trip alarm switch (1xCO), rear connection vertical, with internal voltage tap on upper stab of circuit breaker, with voltage tap module VTM680 and power supply of ETU600, able to communication, integrated metering type PMF-2 Basic Power Monitoring, Voltage, Energy, Power, Power factor, Frequency, Unbalance, Temperature, Manual operating mechanism with mechanical closing, without Spring charging motor, Ready-to-close signal. switch, Auxiliary switches 2NO+2NC, without Closing coil (CC), manual operating mechanism with mechanical closing, without Remote trip alarm reset coil (RR), without 2nd shunt trip, without 1st Shunt trip | 216700 | 1 | Z\ | 1
3WA1125-2MF12-0AA0 |  | Fixed-mounted circuit breaker IEC 60947-2, frame size 1, 4-poles, N-pole left, In=2500A up to 690V AC 50/60Hz, breaking capacity N Icu=55/42kA at 500/690V, Trip unit ETU600 LSIG upgrade ready , colordisplay, bluetooth and USB interface, Protection LT, ST, INST, GFx, include N-protection, (internal N-sensor available), incl. trip alarm switch (1xCO), rear connection horizontal, with internal voltage tap on upper stab of circuit breaker, with voltage tap module VTM680 and power supply of ETU600, able to communication, integrated metering type PMF-2 Basic Power Monitoring, Voltage, Energy, Power, Power factor, Frequency, Unbalance, Temperature, Manual operating mechanism with mechanical closing, without Spring charging motor, Ready-to-close signal. switch, Auxiliary switches 2NO+2NC, without Closing coil (CC), manual operating mechanism with mechanical closing, without Remote trip alarm reset coil (RR), without 2nd shunt trip, without 1st Shunt trip | 210700 | 1 | Z\ | 1
3WA1125-2MF21-0AA0 |  | fixed-mounted circuit breaker, IEC 60947-2, size 1, 4-pole, N pole on right, In=2500 A up to 690 V AC 50/60 Hz, breaking capacity N Icc=55/42 kA at 500/690 V, tripping unit ETU600 LSIG upgradeable, color display, Bluetooth, USB interface, basic protection LT, ST, INST, GFx, including protection of the N conductor (internal neutral point sensor available), trip alarm switch (1 x CO), connection at rear vertical, with internal voltage tap on upper stab of circuit breaker, with voltage tap module VTM680 and power supply of ETU600, able to communication, integrated metering type PMF-2 Basic Power Monitoring, Voltage, Energy, Power, Power factor, Frequency, Unbalance, Temperature, Manual operating mechanism with mechanical closing, without Spring charging motor, Ready-to-close signal. switch, Auxiliary switches 2NO+2NC, without Closing coil (CC), manual operating mechanism with mechanical closing, without Remote trip alarm reset coil (RR), without 2nd shunt trip, without 1st Shunt trip | 216700 | 1 | Z\ | 1
3WA1125-2MF22-0AA0 |  | fixed-mounted circuit breaker, IEC 60947-2, size 1, 4-pole, N pole on right, In=2500 A up to 690 V AC 50/60 Hz, breaking capacity N Icc=55/42 kA at 500/690 V, tripping unit ETU600 LSIG upgradeable, color display, Bluetooth, USB interface, basic protection LT, ST, INST, GFx, including protection of the N conductor (internal neutral point sensor available), trip alarm switch (1 x CO), connection at rear horizontal with internal voltage tap on upper stab of circuit breaker, with voltage tap module VTM680 and power supply of ETU600, able to communication, integrated metering type PMF-2 Basic Power Monitoring, Voltage, Energy, Power, Power factor, Frequency, Unbalance, Temperature, Manual operating mechanism with mechanical closing, without Spring charging motor, Ready-to-close signal. switch, Auxiliary switches 2NO+2NC, without Closing coil (CC), manual operating mechanism with mechanical closing, without Remote trip alarm reset coil (RR), without 2nd shunt trip, without 1st Shunt trip | 210700 | 1 | Z\ | 1
3WA1125-2MF31-0AA0 |  | Withdrawable circuit breaker with guide frame, IEC 60947-2, frame size 1, 3-poles, In=2500A up to 690V AC 50/60Hz, breaking capacity N Icu=55/42kA at 500/690V, Trip unit ETU600 LSIG upgrade ready , colordisplay, bluetooth and USB interface, Protection LT, ST, INST, GFx, N-protection required an external N-sensor, incl. trip alarm switch (1xCO), rear connection vertical, guide frame with shutter and w/o position signalling switch, with internal voltage tap on upper stab of circuit breaker, with voltage tap module VTM680 and power supply of ETU600, able to communication, integrated metering type PMF-2 Basic Power Monitoring, Voltage, Energy, Power, Power factor, Frequency, Unbalance, Temperature, Manual operating mechanism with mechanical closing, without Spring charging motor, Ready-to-close signal. switch, Auxiliary switches 2NO+2NC, without Closing coil (CC), manual operating mechanism with mechanical closing, without Remote trip alarm reset coil (RR), without 2nd shunt trip, without 1st Shunt trip | 215700 | 1 | Z\ | 1
3WA1125-2MF41-0AA0 |  | Withdrawable circuit breaker with guide frame, IEC 60947-2, frame size 1, 4-poles, N-pole left, In=2500A up to 690V AC 50/60Hz, breaking capacity N Icu=55/42kA at 500/690V, Trip unit ETU600 LSIG upgrade ready , colordisplay, bluetooth and USB interface, Protection LT, ST, INST, GFx, include N-protection, (internal N-sensor available), incl. trip alarm switch (1xCO), rear connection vertical, guide frame with shutter and w/o position signalling switch, with internal voltage tap on upper stab of circuit breaker, with voltage tap module VTM680 and power supply of ETU600, able to communication, integrated metering type PMF-2 Basic Power Monitoring, Voltage, Energy, Power, Power factor, Frequency, Unbalance, Temperature, Manual operating mechanism with mechanical closing, without Spring charging motor, Ready-to-close signal. switch, Auxiliary switches 2NO+2NC, without Closing coil (CC), manual operating mechanism with mechanical closing, without Remote trip alarm reset coil (RR), without 2nd shunt trip, without 1st Shunt trip | 275700 | 1 | Z\ | 1
3WA1125-2NE01-0AA0 |  | Fixed-mounted circuit breaker IEC 60947-2, frame size 1, 3-poles, In=2500A up to 690V AC 50/60Hz, breaking capacity N Icu=55/42kA at 500/690V, Trip unit ETU600 LSI upgrade ready , colordisplay, bluetooth and USB interface, Protection LT, ST, INST, N-protection required an external N-sensor, incl. trip alarm switch (1xCO), rear connection vertical, with internal voltage tap on upper stab of circuit breaker, with voltage tap module VTM680 and power supply of ETU600, able to communication, integrated metering type PMF-3 Advanced Power Monitor., Voltage, Energy, Power, Power factor, Frequency, Unbalance, Temperature, Power quality, Manual operating mechanism with mechanical closing, without Spring charging motor, Ready-to-close signal. switch, Auxiliary switches 2NO+2NC, without Closing coil (CC), manual operating mechanism with mechanical closing, without Remote trip alarm reset coil (RR), without 2nd shunt trip, without 1st Shunt trip | 166100 | 1 | Z\ | 1
3WA1125-2NE02-0AA0 |  | Fixed-mounted circuit breaker IEC 60947-2, frame size 1, 3-poles, In=2500A up to 690V AC 50/60Hz, breaking capacity N Icu=55/42kA at 500/690V, Trip unit ETU600 LSI upgrade ready , colordisplay, bluetooth and USB interface, Protection LT, ST, INST, N-protection required an external N-sensor, incl. trip alarm switch (1xCO), rear connection horizontal, with internal voltage tap on upper stab of circuit breaker, with voltage tap module VTM680 and power supply of ETU600, able to communication, integrated metering type PMF-3 Advanced Power Monitor., Voltage, Energy, Power, Power factor, Frequency, Unbalance, Temperature, Power quality, Manual operating mechanism with mechanical closing, without Spring charging motor, Ready-to-close signal. switch, Auxiliary switches 2NO+2NC, without Closing coil (CC), manual operating mechanism with mechanical closing, without Remote trip alarm reset coil (RR), without 2nd shunt trip, without 1st Shunt trip | 162100 | 1 | Z\ | 1
3WA1125-2NE11-0AA0 |  | Fixed-mounted circuit breaker IEC 60947-2, frame size 1, 4-poles, N-pole left, In=2500A up to 690V AC 50/60Hz, breaking capacity N Icu=55/42kA at 500/690V, Trip unit ETU600 LSI upgrade ready , colordisplay, bluetooth and USB interface, Protection LT, ST, INST, include N-protection, (internal N-sensor available), incl. trip alarm switch (1xCO), rear connection vertical, with internal voltage tap on upper stab of circuit breaker, with voltage tap module VTM680 and power supply of ETU600, able to communication, integrated metering type PMF-3 Advanced Power Monitor., Voltage, Energy, Power, Power factor, Frequency, Unbalance, Temperature, Power quality, Manual operating mechanism with mechanical closing, without Spring charging motor, Ready-to-close signal. switch, Auxiliary switches 2NO+2NC, without Closing coil (CC), manual operating mechanism with mechanical closing, without Remote trip alarm reset coil (RR), without 2nd shunt trip, without 1st Shunt trip | 212100 | 1 | Z\ | 1
3WA1125-2NE12-0AA0 |  | Fixed-mounted circuit breaker IEC 60947-2, frame size 1, 4-poles, N-pole left, In=2500A up to 690V AC 50/60Hz, breaking capacity N Icu=55/42kA at 500/690V, Trip unit ETU600 LSI upgrade ready , colordisplay, bluetooth and USB interface, Protection LT, ST, INST, include N-protection, (internal N-sensor available), incl. trip alarm switch (1xCO), rear connection horizontal, with internal voltage tap on upper stab of circuit breaker, with voltage tap module VTM680 and power supply of ETU600, able to communication, integrated metering type PMF-3 Advanced Power Monitor., Voltage, Energy, Power, Power factor, Frequency, Unbalance, Temperature, Power quality, Manual operating mechanism with mechanical closing, without Spring charging motor, Ready-to-close signal. switch, Auxiliary switches 2NO+2NC, without Closing coil (CC), manual operating mechanism with mechanical closing, without Remote trip alarm reset coil (RR), without 2nd shunt trip, without 1st Shunt trip | 206100 | 1 | Z\ | 1
3WA1125-2NE21-0AA0 |  | fixed-mounted circuit breaker, IEC 60947-2, size 1, 4-pole, N pole on right, In=2500 A up to 690 V AC 50/60 Hz, breaking capacity N Icc=55/42 kA at 500/690 V, tripping unit ETU600 LSI upgradeable, color display, Bluetooth, USB interface, basic protection LT, ST, INST, including protection of the N conductor (internal neutral point sensor available), trip alarm switch (1 x CO), connection at rear vertical, with internal voltage tap on upper stab of circuit breaker, with voltage tap module VTM680 and power supply of ETU600, able to communication, integrated metering type PMF-3 Advanced Power Monitor., Voltage, Energy, Power, Power factor, Frequency, Unbalance, Temperature, Power quality, Manual operating mechanism with mechanical closing, without Spring charging motor, Ready-to-close signal. switch, Auxiliary switches 2NO+2NC, without Closing coil (CC), manual operating mechanism with mechanical closing, without Remote trip alarm reset coil (RR), without 2nd shunt trip, without 1st Shunt trip | 212100 | 1 | Z\ | 1
3WA1125-2NE22-0AA0 |  | fixed-mounted circuit breaker, IEC 60947-2, size 1, 4-pole, N pole on right, In=2500 A up to 690 V AC 50/60 Hz, breaking capacity N Icc=55/42 kA at 500/690 V, tripping unit ETU600 LSI upgradeable, color display, Bluetooth, USB interface, basic protection LT, ST, INST, including protection of the N conductor (internal neutral point sensor available), trip alarm switch (1 x CO), connection at rear horizontal with internal voltage tap on upper stab of circuit breaker, with voltage tap module VTM680 and power supply of ETU600, able to communication, integrated metering type PMF-3 Advanced Power Monitor., Voltage, Energy, Power, Power factor, Frequency, Unbalance, Temperature, Power quality, Manual operating mechanism with mechanical closing, without Spring charging motor, Ready-to-close signal. switch, Auxiliary switches 2NO+2NC, without Closing coil (CC), manual operating mechanism with mechanical closing, without Remote trip alarm reset coil (RR), without 2nd shunt trip, without 1st Shunt trip | 206100 | 1 | Z\ | 1
3WA1125-2NE31-0AA0 |  | Withdrawable circuit breaker with guide frame, IEC 60947-2, frame size 1, 3-poles, In=2500A up to 690V AC 50/60Hz, breaking capacity N Icu=55/42kA at 500/690V, Trip unit ETU600 LSI upgrade ready , colordisplay, bluetooth and USB interface, Protection LT, ST, INST, N-protection required an external N-sensor, incl. trip alarm switch (1xCO), rear connection vertical, guide frame with shutter and w/o position signalling switch, with internal voltage tap on upper stab of circuit breaker, with voltage tap module VTM680 and power supply of ETU600, able to communication, integrated metering type PMF-3 Advanced Power Monitor., Voltage, Energy, Power, Power factor, Frequency, Unbalance, Temperature, Power quality, Manual operating mechanism with mechanical closing, without Spring charging motor, Ready-to-close signal. switch, Auxiliary switches 2NO+2NC, without Closing coil (CC), manual operating mechanism with mechanical closing, without Remote trip alarm reset coil (RR), without 2nd shunt trip, without 1st Shunt trip | 211100 | 1 | Z\ | 1
3WA1125-2NE41-0AA0 |  | Withdrawable circuit breaker with guide frame, IEC 60947-2, frame size 1, 4-poles, N-pole left, In=2500A up to 690V AC 50/60Hz, breaking capacity N Icu=55/42kA at 500/690V, Trip unit ETU600 LSI upgrade ready , colordisplay, bluetooth and USB interface, Protection LT, ST, INST, include N-protection, (internal N-sensor available), incl. trip alarm switch (1xCO), rear connection vertical, guide frame with shutter and w/o position signalling switch, with internal voltage tap on upper stab of circuit breaker, with voltage tap module VTM680 and power supply of ETU600, able to communication, integrated metering type PMF-3 Advanced Power Monitor., Voltage, Energy, Power, Power factor, Frequency, Unbalance, Temperature, Power quality, Manual operating mechanism with mechanical closing, without Spring charging motor, Ready-to-close signal. switch, Auxiliary switches 2NO+2NC, without Closing coil (CC), manual operating mechanism with mechanical closing, without Remote trip alarm reset coil (RR), without 2nd shunt trip, without 1st Shunt trip | 271100 | 1 | Z\ | 1
3WA1125-2NF01-0AA0 |  | Fixed-mounted circuit breaker IEC 60947-2, frame size 1, 3-poles, In=2500A up to 690V AC 50/60Hz, breaking capacity N Icu=55/42kA at 500/690V, Trip unit ETU600 LSIG upgrade ready , colordisplay, bluetooth and USB interface, Protection LT, ST, INST, GFx, N-protection required an external N-sensor, incl. trip alarm switch (1xCO), rear connection vertical, with internal voltage tap on upper stab of circuit breaker, with voltage tap module VTM680 and power supply of ETU600, able to communication, integrated metering type PMF-3 Advanced Power Monitor., Voltage, Energy, Power, Power factor, Frequency, Unbalance, Temperature, Power quality, Manual operating mechanism with mechanical closing, without Spring charging motor, Ready-to-close signal. switch, Auxiliary switches 2NO+2NC, without Closing coil (CC), manual operating mechanism with mechanical closing, without Remote trip alarm reset coil (RR), without 2nd shunt trip, without 1st Shunt trip | 177100 | 1 | Z\ | 1
3WA1125-2NF02-0AA0 |  | Fixed-mounted circuit breaker IEC 60947-2, frame size 1, 3-poles, In=2500A up to 690V AC 50/60Hz, breaking capacity N Icu=55/42kA at 500/690V, Trip unit ETU600 LSIG upgrade ready , colordisplay, bluetooth and USB interface, Protection LT, ST, INST, GFx, N-protection required an external N-sensor, incl. trip alarm switch (1xCO), rear connection horizontal, with internal voltage tap on upper stab of circuit breaker, with voltage tap module VTM680 and power supply of ETU600, able to communication, integrated metering type PMF-3 Advanced Power Monitor., Voltage, Energy, Power, Power factor, Frequency, Unbalance, Temperature, Power quality, Manual operating mechanism with mechanical closing, without Spring charging motor, Ready-to-close signal. switch, Auxiliary switches 2NO+2NC, without Closing coil (CC), manual operating mechanism with mechanical closing, without Remote trip alarm reset coil (RR), without 2nd shunt trip, without 1st Shunt trip | 173100 | 1 | Z\ | 1
3WA1125-2NF11-0AA0 |  | Fixed-mounted circuit breaker IEC 60947-2, frame size 1, 4-poles, N-pole left, In=2500A up to 690V AC 50/60Hz, breaking capacity N Icu=55/42kA at 500/690V, Trip unit ETU600 LSIG upgrade ready , colordisplay, bluetooth and USB interface, Protection LT, ST, INST, GFx, include N-protection, (internal N-sensor available), incl. trip alarm switch (1xCO), rear connection vertical, with internal voltage tap on upper stab of circuit breaker, with voltage tap module VTM680 and power supply of ETU600, able to communication, integrated metering type PMF-3 Advanced Power Monitor., Voltage, Energy, Power, Power factor, Frequency, Unbalance, Temperature, Power quality, Manual operating mechanism with mechanical closing, without Spring charging motor, Ready-to-close signal. switch, Auxiliary switches 2NO+2NC, without Closing coil (CC), manual operating mechanism with mechanical closing, without Remote trip alarm reset coil (RR), without 2nd shunt trip, without 1st Shunt trip | 223100 | 1 | Z\ | 1
3WA1125-2NF12-0AA0 |  | Fixed-mounted circuit breaker IEC 60947-2, frame size 1, 4-poles, N-pole left, In=2500A up to 690V AC 50/60Hz, breaking capacity N Icu=55/42kA at 500/690V, Trip unit ETU600 LSIG upgrade ready , colordisplay, bluetooth and USB interface, Protection LT, ST, INST, GFx, include N-protection, (internal N-sensor available), incl. trip alarm switch (1xCO), rear connection horizontal, with internal voltage tap on upper stab of circuit breaker, with voltage tap module VTM680 and power supply of ETU600, able to communication, integrated metering type PMF-3 Advanced Power Monitor., Voltage, Energy, Power, Power factor, Frequency, Unbalance, Temperature, Power quality, Manual operating mechanism with mechanical closing, without Spring charging motor, Ready-to-close signal. switch, Auxiliary switches 2NO+2NC, without Closing coil (CC), manual operating mechanism with mechanical closing, without Remote trip alarm reset coil (RR), without 2nd shunt trip, without 1st Shunt trip | 217100 | 1 | Z\ | 1
3WA1125-2NF21-0AA0 |  | fixed-mounted circuit breaker, IEC 60947-2, size 1, 4-pole, N pole on right, In=2500 A up to 690 V AC 50/60 Hz, breaking capacity N Icc=55/42 kA at 500/690 V, tripping unit ETU600 LSIG upgradeable, color display, Bluetooth, USB interface, basic protection LT, ST, INST, GFx, including protection of the N conductor (internal neutral point sensor available), trip alarm switch (1 x CO), connection at rear vertical, with internal voltage tap on upper stab of circuit breaker, with voltage tap module VTM680 and power supply of ETU600, able to communication, integrated metering type PMF-3 Advanced Power Monitor., Voltage, Energy, Power, Power factor, Frequency, Unbalance, Temperature, Power quality, Manual operating mechanism with mechanical closing, without Spring charging motor, Ready-to-close signal. switch, Auxiliary switches 2NO+2NC, without Closing coil (CC), manual operating mechanism with mechanical closing, without Remote trip alarm reset coil (RR), without 2nd shunt trip, without 1st Shunt trip | 223100 | 1 | Z\ | 1
3WA1125-2NF22-0AA0 |  | fixed-mounted circuit breaker, IEC 60947-2, size 1, 4-pole, N pole on right, In=2500 A up to 690 V AC 50/60 Hz, breaking capacity N Icc=55/42 kA at 500/690 V, tripping unit ETU600 LSIG upgradeable, color display, Bluetooth, USB interface, basic protection LT, ST, INST, GFx, including protection of the N conductor (internal neutral point sensor available), trip alarm switch (1 x CO), connection at rear horizontal with internal voltage tap on upper stab of circuit breaker, with voltage tap module VTM680 and power supply of ETU600, able to communication, integrated metering type PMF-3 Advanced Power Monitor., Voltage, Energy, Power, Power factor, Frequency, Unbalance, Temperature, Power quality, Manual operating mechanism with mechanical closing, without Spring charging motor, Ready-to-close signal. switch, Auxiliary switches 2NO+2NC, without Closing coil (CC), manual operating mechanism with mechanical closing, without Remote trip alarm reset coil (RR), without 2nd shunt trip, without 1st Shunt trip | 217100 | 1 | Z\ | 1
3WA1125-2NF31-0AA0 |  | Withdrawable circuit breaker with guide frame, IEC 60947-2, frame size 1, 3-poles, In=2500A up to 690V AC 50/60Hz, breaking capacity N Icu=55/42kA at 500/690V, Trip unit ETU600 LSIG upgrade ready , colordisplay, bluetooth and USB interface, Protection LT, ST, INST, GFx, N-protection required an external N-sensor, incl. trip alarm switch (1xCO), rear connection vertical, guide frame with shutter and w/o position signalling switch, with internal voltage tap on upper stab of circuit breaker, with voltage tap module VTM680 and power supply of ETU600, able to communication, integrated metering type PMF-3 Advanced Power Monitor., Voltage, Energy, Power, Power factor, Frequency, Unbalance, Temperature, Power quality, Manual operating mechanism with mechanical closing, without Spring charging motor, Ready-to-close signal. switch, Auxiliary switches 2NO+2NC, without Closing coil (CC), manual operating mechanism with mechanical closing, without Remote trip alarm reset coil (RR), without 2nd shunt trip, without 1st Shunt trip | 222100 | 1 | Z\ | 1
3WA1125-2NF41-0AA0 |  | Withdrawable circuit breaker with guide frame, IEC 60947-2, frame size 1, 4-poles, N-pole left, In=2500A up to 690V AC 50/60Hz, breaking capacity N Icu=55/42kA at 500/690V, Trip unit ETU600 LSIG upgrade ready , colordisplay, bluetooth and USB interface, Protection LT, ST, INST, GFx, include N-protection, (internal N-sensor available), incl. trip alarm switch (1xCO), rear connection vertical, guide frame with shutter and w/o position signalling switch, with internal voltage tap on upper stab of circuit breaker, with voltage tap module VTM680 and power supply of ETU600, able to communication, integrated metering type PMF-3 Advanced Power Monitor., Voltage, Energy, Power, Power factor, Frequency, Unbalance, Temperature, Power quality, Manual operating mechanism with mechanical closing, without Spring charging motor, Ready-to-close signal. switch, Auxiliary switches 2NO+2NC, without Closing coil (CC), manual operating mechanism with mechanical closing, without Remote trip alarm reset coil (RR), without 2nd shunt trip, without 1st Shunt trip | 282100 | 1 | Z\ | 1
3WA1125-3AA01-0AA0 |  | Non-automatic circuit breaker Fixed-mounted version, IEC 60947-2, frame size 1, 3-poles, In=2500A up to 690V AC 50/60Hz, breaking capacity S Icc=66/50kA at 500/690V, without electr. trip unit ETU, rear connection vertical, without Com & metering function Manual operating mechanism with mechanical closing, without Spring charging motor, Ready-to-close signal. switch, Auxiliary switches 2NO+2NC, without Closing coil (CC), manual operating mechanism with mechanical closing, without Remote trip alarm reset coil (RR), without 2nd shunt trip, without 1st Shunt trip | 134000 | 1 | Z\ | 1
3WA1125-3AA02-0AA0 |  | Non-automatic circuit breaker Fixed-mounted version, IEC 60947-2, frame size 1, 3-poles, In=2500A up to 690V AC 50/60Hz, breaking capacity S Icc=66/50kA at 500/690V, without electr. trip unit ETU, rear connection horizontal, without Com & metering function Manual operating mechanism with mechanical closing, without Spring charging motor, Ready-to-close signal. switch, Auxiliary switches 2NO+2NC, without Closing coil (CC), manual operating mechanism with mechanical closing, without Remote trip alarm reset coil (RR), without 2nd shunt trip, without 1st Shunt trip | 130000 | 1 | Z\ | 1
3WA1125-3AA11-0AA0 |  | Non-automatic circuit breaker Fixed-mounted version, IEC 60947-2, frame size 1, 4-poles, N-pole left, In=2500A up to 690V AC 50/60Hz, breaking capacity S Icc=66/50kA at 500/690V, without electr. trip unit ETU, rear connection vertical, without Com & metering function Manual operating mechanism with mechanical closing, without Spring charging motor, Ready-to-close signal. switch, Auxiliary switches 2NO+2NC, without Closing coil (CC), manual operating mechanism with mechanical closing, without Remote trip alarm reset coil (RR), without 2nd shunt trip, without 1st Shunt trip | 177000 | 1 | Z\ | 1
3WA1125-3AA12-0AA0 |  | Non-automatic circuit breaker Fixed-mounted version, IEC 60947-2, frame size 1, 4-poles, N-pole left, In=2500A up to 690V AC 50/60Hz, breaking capacity S Icc=66/50kA at 500/690V, without electr. trip unit ETU, rear connection horizontal, without Com & metering function Manual operating mechanism with mechanical closing, without Spring charging motor, Ready-to-close signal. switch, Auxiliary switches 2NO+2NC, without Closing coil (CC), manual operating mechanism with mechanical closing, without Remote trip alarm reset coil (RR), without 2nd shunt trip, without 1st Shunt trip | 171000 | 1 | Z\ | 1
3WA1125-3AA21-0AA0 |  | AC non-automatic air circuit breaker 3WA, fixed-mounted version, IEC 60947-2, size 1, 4-pole, N pole on right, In=2500 A up to 690 V AC 50/60 Hz, breaking capacity S, Icc=66/50 kA at 500/690 V, without electronic trip unit ETU, connection at rear vertical, without Com & metering function Manual operating mechanism with mechanical closing, without Spring charging motor, Ready-to-close signal. switch, Auxiliary switches 2NO+2NC, without Closing coil (CC), manual operating mechanism with mechanical closing, without Remote trip alarm reset coil (RR), without 2nd shunt trip, without 1st Shunt trip | 177000 | 1 | Z\ | 1
3WA1125-3AA22-0AA0 |  | AC non-automatic air circuit breaker 3WA, fixed-mounted version, IEC 60947-2, size 1, 4-pole, N pole on right, In=2500 A up to 690 V AC 50/60 Hz, breaking capacity S, Icc=66/50 kA at 500/690 V, without electronic trip unit ETU, connection at rear horizontal without Com & metering function Manual operating mechanism with mechanical closing, without Spring charging motor, Ready-to-close signal. switch, Auxiliary switches 2NO+2NC, without Closing coil (CC), manual operating mechanism with mechanical closing, without Remote trip alarm reset coil (RR), without 2nd shunt trip, without 1st Shunt trip | 171000 | 1 | Z\ | 1
3WA1125-3AA31-0AA0 |  | Non-automatic circuit breaker withdrawable version, with guide frame, IEC 60947-2, frame size 1, 3-poles, In=2500A up to 690V AC 50/60Hz, breaking capacity S Icc=66/50kA at 500/690V, without electr. trip unit ETU, rear connection vertical, guide frame with shutter and w/o position signalling switch, without Com & metering function Manual operating mechanism with mechanical closing, without Spring charging motor, Ready-to-close signal. switch, Auxiliary switches 2NO+2NC, without Closing coil (CC), manual operating mechanism with mechanical closing, without Remote trip alarm reset coil (RR), without 2nd shunt trip, without 1st Shunt trip | 175000 | 1 | Z\ | 1
3WA1125-3AA41-0AA0 |  | Non-automatic circuit breaker withdrawable version, with guide frame, IEC 60947-2, frame size 1, 4-poles, N-pole left, In=2500A up to 690V AC 50/60Hz, breaking capacity S Icc=66/50kA at 500/690V, without electr. trip unit ETU, rear connection vertical, guide frame with shutter and w/o position signalling switch, without Com & metering function Manual operating mechanism with mechanical closing, without Spring charging motor, Ready-to-close signal. switch, Auxiliary switches 2NO+2NC, without Closing coil (CC), manual operating mechanism with mechanical closing, without Remote trip alarm reset coil (RR), without 2nd shunt trip, without 1st Shunt trip | 231000 | 1 | Z\ | 1
3WA1125-3AA61-7DD3 |  | Non-automatic circuit breaker withdrawable version, with guide frame, IEC 60947-2, frame size 1, 3-poles, In=2500A up to 690V AC 50/60Hz, breaking capacity S Icc=66/50kA at 500/690V, without electr. trip unit ETU, rear connection vertical, guide frame with shutter and position signall. switch (3xW), without Com & metering function with manual and motorized operating mechanism (M) 110-127 V AC / 110-125 V DC, Storage status and ready-to- close signaling switches, Auxiliary switches 4NO+4NC, Closing coil (CC) 100% OP 110-127 V AC / 110-125 V DC, applicable for continuous duty, without Remote trip alarm reset coil (RR), Shunt trip (ST2) 100% OP 110-127 V AC / 110-125 V DC, suitable for continuous duty, Shunt trip (ST) 100% OP 110-127 V AC / 110-125 V DC, suitable for continuous duty, | 207470 | 1 | Z\ | 1
3WA1125-3AB01-0AA0 |  | Fixed-mounted circuit breaker IEC 60947-2, frame size 1, 3-poles, In=2500A up to 690V AC 50/60Hz, breaking capacity S Icu=66/50kA at 500/690V, Trip unit ETU300 LSI optimized for standard applica- tions, without display Protection LT, ST, INST, N-protection required an external N-sensor, incl. trip alarm switch (1xCO), rear connection vertical, without Com & metering function Manual operating mechanism with mechanical closing, without Spring charging motor, Ready-to-close signal. switch, Auxiliary switches 2NO+2NC, without Closing coil (CC), manual operating mechanism with mechanical closing, without Remote trip alarm reset coil (RR), without 2nd shunt trip, without 1st Shunt trip | 146000 | 1 | Z\ | 1
3WA1125-3AB02-0AA0 |  | Fixed-mounted circuit breaker IEC 60947-2, frame size 1, 3-poles, In=2500A up to 690V AC 50/60Hz, breaking capacity S Icu=66/50kA at 500/690V, Trip unit ETU300 LSI optimized for standard applica- tions, without display Protection LT, ST, INST, N-protection required an external N-sensor, incl. trip alarm switch (1xCO), rear connection horizontal, without Com & metering function Manual operating mechanism with mechanical closing, without Spring charging motor, Ready-to-close signal. switch, Auxiliary switches 2NO+2NC, without Closing coil (CC), manual operating mechanism with mechanical closing, without Remote trip alarm reset coil (RR), without 2nd shunt trip, without 1st Shunt trip | 142000 | 1 | Z\ | 1
3WA1125-3AB11-0AA0 |  | Fixed-mounted circuit breaker IEC 60947-2, frame size 1, 4-poles, N-pole left, In=2500A up to 690V AC 50/60Hz, breaking capacity S Icu=66/50kA at 500/690V, Trip unit ETU300 LSI optimized for standard applica- tions, without display Protection LT, ST, INST, include N-protection, (internal N-sensor available), incl. trip alarm switch (1xCO), rear connection vertical, without Com & metering function Manual operating mechanism with mechanical closing, without Spring charging motor, Ready-to-close signal. switch, Auxiliary switches 2NO+2NC, without Closing coil (CC), manual operating mechanism with mechanical closing, without Remote trip alarm reset coil (RR), without 2nd shunt trip, without 1st Shunt trip | 195000 | 1 | Z\ | 1
3WA1125-3AB12-0AA0 |  | Fixed-mounted circuit breaker IEC 60947-2, frame size 1, 4-poles, N-pole left, In=2500A up to 690V AC 50/60Hz, breaking capacity S Icu=66/50kA at 500/690V, Trip unit ETU300 LSI optimized for standard applica- tions, without display Protection LT, ST, INST, include N-protection, (internal N-sensor available), incl. trip alarm switch (1xCO), rear connection horizontal, without Com & metering function Manual operating mechanism with mechanical closing, without Spring charging motor, Ready-to-close signal. switch, Auxiliary switches 2NO+2NC, without Closing coil (CC), manual operating mechanism with mechanical closing, without Remote trip alarm reset coil (RR), without 2nd shunt trip, without 1st Shunt trip | 189000 | 1 | Z\ | 1
3WA1125-3AB21-0AA0 |  | fixed-mounted circuit breaker, IEC 60947-2, size 1, 4-pole, N pole on right, In=2500 A up to 690 V AC 50/60 Hz, breaking capacity S Icu=66/50 kA at 500/690 V, tripping unit ETU300 LSI optimized for standard applications, without display, basic protection LT, ST, INST, including protection of the N conductor (internal neutral point sensor available) trip alarm switch (1 x CO), connection at rear vertical, without Com & metering function Manual operating mechanism with mechanical closing, without Spring charging motor, Ready-to-close signal. switch, Auxiliary switches 2NO+2NC, without Closing coil (CC), manual operating mechanism with mechanical closing, without Remote trip alarm reset coil (RR), without 2nd shunt trip, without 1st Shunt trip | 195000 | 1 | Z\ | 1
3WA1125-3AB22-0AA0 |  | fixed-mounted circuit breaker, IEC 60947-2, size 1, 4-pole, N pole on right, In=2500 A up to 690 V AC 50/60 Hz, breaking capacity S Icu=66/50 kA at 500/690 V, tripping unit ETU300 LSI optimized for standard applications, without display, basic protection LT, ST, INST, including protection of the N conductor (internal neutral point sensor available) trip alarm switch (1 x CO), connection at rear horizontal without Com & metering function Manual operating mechanism with mechanical closing, without Spring charging motor, Ready-to-close signal. switch, Auxiliary switches 2NO+2NC, without Closing coil (CC), manual operating mechanism with mechanical closing, without Remote trip alarm reset coil (RR), without 2nd shunt trip, without 1st Shunt trip | 189000 | 1 | Z\ | 1
3WA1125-3AB31-0AA0 |  | Withdrawable circuit breaker with guide frame, IEC 60947-2, frame size 1, 3-poles, In=2500A up to 690V AC 50/60Hz, breaking capacity S Icu=66/50kA at 500/690V, Trip unit ETU300 LSI optimized for standard applica- tions, without display Protection LT, ST, INST, N-protection required an external N-sensor, incl. trip alarm switch (1xCO), rear connection vertical, guide frame with shutter and w/o position signalling switch, without Com & metering function Manual operating mechanism with mechanical closing, without Spring charging motor, Ready-to-close signal. switch, Auxiliary switches 2NO+2NC, without Closing coil (CC), manual operating mechanism with mechanical closing, without Remote trip alarm reset coil (RR), without 2nd shunt trip, without 1st Shunt trip | 193000 | 1 | Z\ | 1
3WA1125-3AB31-7DA3-Z | C01S05T40 | Withdrawable circuit breaker with guide frame, IEC 60947-2, frame size 1, 3-poles, In=2500A up to 690V AC 50/60Hz, breaking capacity S Icu=66/50kA at 500/690V, Trip unit ETU300 LSI optimized for standard applica- tions, without display Protection LT, ST, INST, N-protection required an external N-sensor, incl. trip alarm switch (1xCO), rear connection vertical, guide frame with shutter and w/o position signalling switch, without Com & metering function with manual and motorized operating mechanism (M) 110-127 V AC / 110-125 V DC, Storage status and ready-to- close signaling switches, Auxiliary switches 4NO+4NC, Closing coil (CC) 100% OP 110-127 V AC / 110-125 V DC, applicable for continuous duty, without Remote trip alarm reset coil (RR), without 2nd shunt trip, Shunt trip (ST) 100% OP 110-127 V AC / 110-125 V DC, suitable for continuous duty, Option C01 = Operations counter for circuit breaker Option S05 = Locking provision against unauthorized closing Secured Open; for FORTRESS OR CASTELL lock the lock must be ordered at the manufacturer Option T40 = Door sealing frame IP41 | 225590 | 1 | Z\ | 1
3WA1125-3AB41-0AA0 |  | Withdrawable circuit breaker with guide frame, IEC 60947-2, frame size 1, 4-poles, N-pole left, In=2500A up to 690V AC 50/60Hz, breaking capacity S Icu=66/50kA at 500/690V, Trip unit ETU300 LSI optimized for standard applica- tions, without display Protection LT, ST, INST, include N-protection, (internal N-sensor available), incl. trip alarm switch (1xCO), rear connection vertical, guide frame with shutter and w/o position signalling switch, without Com & metering function Manual operating mechanism with mechanical closing, without Spring charging motor, Ready-to-close signal. switch, Auxiliary switches 2NO+2NC, without Closing coil (CC), manual operating mechanism with mechanical closing, without Remote trip alarm reset coil (RR), without 2nd shunt trip, without 1st Shunt trip | 256000 | 1 | Z\ | 1
3WA1125-3AC01-0AA0 |  | Fixed-mounted circuit breaker IEC 60947-2, frame size 1, 3-poles, In=2500A up to 690V AC 50/60Hz, breaking capacity S Icu=66/50kA at 500/690V, Trip unit ETU300 LSIG optimized for standard applica- tions, without display Protection LT, ST, INST, GF, N-protection required an external N-sensor, incl. trip alarm switch (1xCO), rear connection vertical, without Com & metering function Manual operating mechanism with mechanical closing, without Spring charging motor, Ready-to-close signal. switch, Auxiliary switches 2NO+2NC, without Closing coil (CC), manual operating mechanism with mechanical closing, without Remote trip alarm reset coil (RR), without 2nd shunt trip, without 1st Shunt trip | 152000 | 1 | Z\ | 1
3WA1125-3AC02-0AA0 |  | Fixed-mounted circuit breaker IEC 60947-2, frame size 1, 3-poles, In=2500A up to 690V AC 50/60Hz, breaking capacity S Icu=66/50kA at 500/690V, Trip unit ETU300 LSIG optimized for standard applica- tions, without display Protection LT, ST, INST, GF, N-protection required an external N-sensor, incl. trip alarm switch (1xCO), rear connection horizontal, without Com & metering function Manual operating mechanism with mechanical closing, without Spring charging motor, Ready-to-close signal. switch, Auxiliary switches 2NO+2NC, without Closing coil (CC), manual operating mechanism with mechanical closing, without Remote trip alarm reset coil (RR), without 2nd shunt trip, without 1st Shunt trip | 148000 | 1 | Z\ | 1
3WA1125-3AC11-0AA0 |  | Fixed-mounted circuit breaker IEC 60947-2, frame size 1, 4-poles, N-pole left, In=2500A up to 690V AC 50/60Hz, breaking capacity S Icu=66/50kA at 500/690V, Trip unit ETU300 LSIG optimized for standard applica- tions, without display Protection LT, ST, INST, GF, include N-protection, (internal N-sensor available), incl. trip alarm switch (1xCO), rear connection vertical, without Com & metering function Manual operating mechanism with mechanical closing, without Spring charging motor, Ready-to-close signal. switch, Auxiliary switches 2NO+2NC, without Closing coil (CC), manual operating mechanism with mechanical closing, without Remote trip alarm reset coil (RR), without 2nd shunt trip, without 1st Shunt trip | 201000 | 1 | Z\ | 1
3WA1125-3AC12-0AA0 |  | Fixed-mounted circuit breaker IEC 60947-2, frame size 1, 4-poles, N-pole left, In=2500A up to 690V AC 50/60Hz, breaking capacity S Icu=66/50kA at 500/690V, Trip unit ETU300 LSIG optimized for standard applica- tions, without display Protection LT, ST, INST, GF, include N-protection, (internal N-sensor available), incl. trip alarm switch (1xCO), rear connection horizontal, without Com & metering function Manual operating mechanism with mechanical closing, without Spring charging motor, Ready-to-close signal. switch, Auxiliary switches 2NO+2NC, without Closing coil (CC), manual operating mechanism with mechanical closing, without Remote trip alarm reset coil (RR), without 2nd shunt trip, without 1st Shunt trip | 195000 | 1 | Z\ | 1
3WA1125-3AC21-0AA0 |  | fixed-mounted circuit breaker, IEC 60947-2, size 1, 4-pole, N pole on right, In=2500 A up to 690 V AC 50/60 Hz, breaking capacity S Icu=66/50 kA at 500/690 V, tripping unit ETU300 LSI G optimized for standard applications, without display, basic protection LT, ST, INST, GF, including protection of the N conductor (internal neutral point sensor available), trip alarm switch (1 x CO), connection at rear vertical, without Com & metering function Manual operating mechanism with mechanical closing, without Spring charging motor, Ready-to-close signal. switch, Auxiliary switches 2NO+2NC, without Closing coil (CC), manual operating mechanism with mechanical closing, without Remote trip alarm reset coil (RR), without 2nd shunt trip, without 1st Shunt trip | 201000 | 1 | Z\ | 1
3WA1125-3AC22-0AA0 |  | fixed-mounted circuit breaker, IEC 60947-2, size 1, 4-pole, N pole on right, In=2500 A up to 690 V AC 50/60 Hz, breaking capacity S Icu=66/50 kA at 500/690 V, tripping unit ETU300 LSI G optimized for standard applications, without display, basic protection LT, ST, INST, GF, including protection of the N conductor (internal neutral point sensor available), trip alarm switch (1 x CO), connection at rear horizontal without Com & metering function Manual operating mechanism with mechanical closing, without Spring charging motor, Ready-to-close signal. switch, Auxiliary switches 2NO+2NC, without Closing coil (CC), manual operating mechanism with mechanical closing, without Remote trip alarm reset coil (RR), without 2nd shunt trip, without 1st Shunt trip | 195000 | 1 | Z\ | 1
3WA1125-3AC31-0AA0 |  | Withdrawable circuit breaker with guide frame, IEC 60947-2, frame size 1, 3-poles, In=2500A up to 690V AC 50/60Hz, breaking capacity S Icu=66/50kA at 500/690V, Trip unit ETU300 LSIG optimized for standard applica- tions, without display Protection LT, ST, INST, GF, N-protection required an external N-sensor, incl. trip alarm switch (1xCO), rear connection vertical, guide frame with shutter and w/o position signalling switch, without Com & metering function Manual operating mechanism with mechanical closing, without Spring charging motor, Ready-to-close signal. switch, Auxiliary switches 2NO+2NC, without Closing coil (CC), manual operating mechanism with mechanical closing, without Remote trip alarm reset coil (RR), without 2nd shunt trip, without 1st Shunt trip | 199000 | 1 | Z\ | 1
3WA1125-3AC41-0AA0 |  | Withdrawable circuit breaker with guide frame, IEC 60947-2, frame size 1, 4-poles, N-pole left, In=2500A up to 690V AC 50/60Hz, breaking capacity S Icu=66/50kA at 500/690V, Trip unit ETU300 LSIG optimized for standard applica- tions, without display Protection LT, ST, INST, GF, include N-protection, (internal N-sensor available), incl. trip alarm switch (1xCO), rear connection vertical, guide frame with shutter and w/o position signalling switch, without Com & metering function Manual operating mechanism with mechanical closing, without Spring charging motor, Ready-to-close signal. switch, Auxiliary switches 2NO+2NC, without Closing coil (CC), manual operating mechanism with mechanical closing, without Remote trip alarm reset coil (RR), without 2nd shunt trip, without 1st Shunt trip | 262000 | 1 | Z\ | 1
3WA1125-3AE01-0AA0 |  | Fixed-mounted circuit breaker IEC 60947-2, frame size 1, 3-poles, In=2500A up to 690V AC 50/60Hz, breaking capacity S Icu=66/50kA at 500/690V, Trip unit ETU600 LSI upgrade ready , colordisplay, bluetooth and USB interface, Protection LT, ST, INST, N-protection required an external N-sensor, incl. trip alarm switch (1xCO), rear connection vertical, without Com & metering function Manual operating mechanism with mechanical closing, without Spring charging motor, Ready-to-close signal. switch, Auxiliary switches 2NO+2NC, without Closing coil (CC), manual operating mechanism with mechanical closing, without Remote trip alarm reset coil (RR), without 2nd shunt trip, without 1st Shunt trip | 151000 | 1 | Z\ | 1
3WA1125-3AE02-0AA0 |  | Fixed-mounted circuit breaker IEC 60947-2, frame size 1, 3-poles, In=2500A up to 690V AC 50/60Hz, breaking capacity S Icu=66/50kA at 500/690V, Trip unit ETU600 LSI upgrade ready , colordisplay, bluetooth and USB interface, Protection LT, ST, INST, N-protection required an external N-sensor, incl. trip alarm switch (1xCO), rear connection horizontal, without Com & metering function Manual operating mechanism with mechanical closing, without Spring charging motor, Ready-to-close signal. switch, Auxiliary switches 2NO+2NC, without Closing coil (CC), manual operating mechanism with mechanical closing, without Remote trip alarm reset coil (RR), without 2nd shunt trip, without 1st Shunt trip | 147000 | 1 | Z\ | 1
3WA1125-3AE11-0AA0 |  | Fixed-mounted circuit breaker IEC 60947-2, frame size 1, 4-poles, N-pole left, In=2500A up to 690V AC 50/60Hz, breaking capacity S Icu=66/50kA at 500/690V, Trip unit ETU600 LSI upgrade ready , colordisplay, bluetooth and USB interface, Protection LT, ST, INST, include N-protection, (internal N-sensor available), incl. trip alarm switch (1xCO), rear connection vertical, without Com & metering function Manual operating mechanism with mechanical closing, without Spring charging motor, Ready-to-close signal. switch, Auxiliary switches 2NO+2NC, without Closing coil (CC), manual operating mechanism with mechanical closing, without Remote trip alarm reset coil (RR), without 2nd shunt trip, without 1st Shunt trip | 200000 | 1 | Z\ | 1
3WA1125-3AE12-0AA0 |  | Fixed-mounted circuit breaker IEC 60947-2, frame size 1, 4-poles, N-pole left, In=2500A up to 690V AC 50/60Hz, breaking capacity S Icu=66/50kA at 500/690V, Trip unit ETU600 LSI upgrade ready , colordisplay, bluetooth and USB interface, Protection LT, ST, INST, include N-protection, (internal N-sensor available), incl. trip alarm switch (1xCO), rear connection horizontal, without Com & metering function Manual operating mechanism with mechanical closing, without Spring charging motor, Ready-to-close signal. switch, Auxiliary switches 2NO+2NC, without Closing coil (CC), manual operating mechanism with mechanical closing, without Remote trip alarm reset coil (RR), without 2nd shunt trip, without 1st Shunt trip | 194000 | 1 | Z\ | 1
3WA1125-3AE21-0AA0 |  | fixed-mounted circuit breaker, IEC 60947-2, size 1, 4-pole, N pole on right, In=2500 A up to 690 V AC 50/60 Hz, breaking capacity S Icu=66/50 kA at 500/690 V, tripping unit ETU600 LSI upgradeable, color display, Bluetooth, USB interface, basic protection LT, ST, INST, including protection of the N conductor (internal neutral point sensor available), trip alarm switch (1 x CO), connection at rear vertical, without Com & metering function Manual operating mechanism with mechanical closing, without Spring charging motor, Ready-to-close signal. switch, Auxiliary switches 2NO+2NC, without Closing coil (CC), manual operating mechanism with mechanical closing, without Remote trip alarm reset coil (RR), without 2nd shunt trip, without 1st Shunt trip | 200000 | 1 | Z\ | 1
3WA1125-3AE22-0AA0 |  | fixed-mounted circuit breaker, IEC 60947-2, size 1, 4-pole, N pole on right, In=2500 A up to 690 V AC 50/60 Hz, breaking capacity S Icu=66/50 kA at 500/690 V, tripping unit ETU600 LSI upgradeable, color display, Bluetooth, USB interface, basic protection LT, ST, INST, including protection of the N conductor (internal neutral point sensor available), trip alarm switch (1 x CO), connection at rear horizontal without Com & metering function Manual operating mechanism with mechanical closing, without Spring charging motor, Ready-to-close signal. switch, Auxiliary switches 2NO+2NC, without Closing coil (CC), manual operating mechanism with mechanical closing, without Remote trip alarm reset coil (RR), without 2nd shunt trip, without 1st Shunt trip | 194000 | 1 | Z\ | 1
3WA1125-3AE31-0AA0 |  | Withdrawable circuit breaker with guide frame, IEC 60947-2, frame size 1, 3-poles, In=2500A up to 690V AC 50/60Hz, breaking capacity S Icu=66/50kA at 500/690V, Trip unit ETU600 LSI upgrade ready , colordisplay, bluetooth and USB interface, Protection LT, ST, INST, N-protection required an external N-sensor, incl. trip alarm switch (1xCO), rear connection vertical, guide frame with shutter and w/o position signalling switch, without Com & metering function Manual operating mechanism with mechanical closing, without Spring charging motor, Ready-to-close signal. switch, Auxiliary switches 2NO+2NC, without Closing coil (CC), manual operating mechanism with mechanical closing, without Remote trip alarm reset coil (RR), without 2nd shunt trip, without 1st Shunt trip | 198000 | 1 | Z\ | 1
3WA1125-3AE41-0AA0 |  | Withdrawable circuit breaker with guide frame, IEC 60947-2, frame size 1, 4-poles, N-pole left, In=2500A up to 690V AC 50/60Hz, breaking capacity S Icu=66/50kA at 500/690V, Trip unit ETU600 LSI upgrade ready , colordisplay, bluetooth and USB interface, Protection LT, ST, INST, include N-protection, (internal N-sensor available), incl. trip alarm switch (1xCO), rear connection vertical, guide frame with shutter and w/o position signalling switch, without Com & metering function Manual operating mechanism with mechanical closing, without Spring charging motor, Ready-to-close signal. switch, Auxiliary switches 2NO+2NC, without Closing coil (CC), manual operating mechanism with mechanical closing, without Remote trip alarm reset coil (RR), without 2nd shunt trip, without 1st Shunt trip | 261000 | 1 | Z\ | 1
3WA1125-3AF01-0AA0 |  | Fixed-mounted circuit breaker IEC 60947-2, frame size 1, 3-poles, In=2500A up to 690V AC 50/60Hz, breaking capacity S Icu=66/50kA at 500/690V, Trip unit ETU600 LSIG upgrade ready , colordisplay, bluetooth and USB interface, Protection LT, ST, INST, GFx, N-protection required an external N-sensor, incl. trip alarm switch (1xCO), rear connection vertical, without Com & metering function Manual operating mechanism with mechanical closing, without Spring charging motor, Ready-to-close signal. switch, Auxiliary switches 2NO+2NC, without Closing coil (CC), manual operating mechanism with mechanical closing, without Remote trip alarm reset coil (RR), without 2nd shunt trip, without 1st Shunt trip | 162000 | 1 | Z\ | 1
3WA1125-3AF02-0AA0 |  | Fixed-mounted circuit breaker IEC 60947-2, frame size 1, 3-poles, In=2500A up to 690V AC 50/60Hz, breaking capacity S Icu=66/50kA at 500/690V, Trip unit ETU600 LSIG upgrade ready , colordisplay, bluetooth and USB interface, Protection LT, ST, INST, GFx, N-protection required an external N-sensor, incl. trip alarm switch (1xCO), rear connection horizontal, without Com & metering function Manual operating mechanism with mechanical closing, without Spring charging motor, Ready-to-close signal. switch, Auxiliary switches 2NO+2NC, without Closing coil (CC), manual operating mechanism with mechanical closing, without Remote trip alarm reset coil (RR), without 2nd shunt trip, without 1st Shunt trip | 158000 | 1 | Z\ | 1
3WA1125-3AF11-0AA0 |  | Fixed-mounted circuit breaker IEC 60947-2, frame size 1, 4-poles, N-pole left, In=2500A up to 690V AC 50/60Hz, breaking capacity S Icu=66/50kA at 500/690V, Trip unit ETU600 LSIG upgrade ready , colordisplay, bluetooth and USB interface, Protection LT, ST, INST, GFx, include N-protection, (internal N-sensor available), incl. trip alarm switch (1xCO), rear connection vertical, without Com & metering function Manual operating mechanism with mechanical closing, without Spring charging motor, Ready-to-close signal. switch, Auxiliary switches 2NO+2NC, without Closing coil (CC), manual operating mechanism with mechanical closing, without Remote trip alarm reset coil (RR), without 2nd shunt trip, without 1st Shunt trip | 210000 | 1 | Z\ | 1
3WA1125-3AF12-0AA0 |  | Fixed-mounted circuit breaker IEC 60947-2, frame size 1, 4-poles, N-pole left, In=2500A up to 690V AC 50/60Hz, breaking capacity S Icu=66/50kA at 500/690V, Trip unit ETU600 LSIG upgrade ready , colordisplay, bluetooth and USB interface, Protection LT, ST, INST, GFx, include N-protection, (internal N-sensor available), incl. trip alarm switch (1xCO), rear connection horizontal, without Com & metering function Manual operating mechanism with mechanical closing, without Spring charging motor, Ready-to-close signal. switch, Auxiliary switches 2NO+2NC, without Closing coil (CC), manual operating mechanism with mechanical closing, without Remote trip alarm reset coil (RR), without 2nd shunt trip, without 1st Shunt trip | 205000 | 1 | Z\ | 1
3WA1125-3AF21-0AA0 |  | fixed-mounted circuit breaker, IEC 60947-2, size 1, 4-pole, N pole on right, In=2500 A up to 690 V AC 50/60 Hz, breaking capacity S Icu=66/50 kA at 500/690 V, tripping unit ETU600 LSIG upgradeable, color display, Bluetooth, USB interface, basic protection LT, ST, INST, GFx, including protection of the N conductor (internal neutral point sensor available), trip alarm switch (1 x CO), connection at rear vertical, without Com & metering function Manual operating mechanism with mechanical closing, without Spring charging motor, Ready-to-close signal. switch, Auxiliary switches 2NO+2NC, without Closing coil (CC), manual operating mechanism with mechanical closing, without Remote trip alarm reset coil (RR), without 2nd shunt trip, without 1st Shunt trip | 210000 | 1 | Z\ | 1
3WA1125-3AF22-0AA0 |  | fixed-mounted circuit breaker, IEC 60947-2, size 1, 4-pole, N pole on right, In=2500 A up to 690 V AC 50/60 Hz, breaking capacity S Icu=66/50 kA at 500/690 V, tripping unit ETU600 LSIG upgradeable, color display, Bluetooth, USB interface, basic protection LT, ST, INST, GFx, including protection of the N conductor (internal neutral point sensor available), trip alarm switch (1 x CO), connection at rear horizontal without Com & metering function Manual operating mechanism with mechanical closing, without Spring charging motor, Ready-to-close signal. switch, Auxiliary switches 2NO+2NC, without Closing coil (CC), manual operating mechanism with mechanical closing, without Remote trip alarm reset coil (RR), without 2nd shunt trip, without 1st Shunt trip | 205000 | 1 | Z\ | 1
3WA1125-3AF31-0AA0 |  | Withdrawable circuit breaker with guide frame, IEC 60947-2, frame size 1, 3-poles, In=2500A up to 690V AC 50/60Hz, breaking capacity S Icu=66/50kA at 500/690V, Trip unit ETU600 LSIG upgrade ready , colordisplay, bluetooth and USB interface, Protection LT, ST, INST, GFx, N-protection required an external N-sensor, incl. trip alarm switch (1xCO), rear connection vertical, guide frame with shutter and w/o position signalling switch, without Com & metering function Manual operating mechanism with mechanical closing, without Spring charging motor, Ready-to-close signal. switch, Auxiliary switches 2NO+2NC, without Closing coil (CC), manual operating mechanism with mechanical closing, without Remote trip alarm reset coil (RR), without 2nd shunt trip, without 1st Shunt trip | 209000 | 1 | Z\ | 1
3WA1125-3AF41-0AA0 |  | Withdrawable circuit breaker with guide frame, IEC 60947-2, frame size 1, 4-poles, N-pole left, In=2500A up to 690V AC 50/60Hz, breaking capacity S Icu=66/50kA at 500/690V, Trip unit ETU600 LSIG upgrade ready , colordisplay, bluetooth and USB interface, Protection LT, ST, INST, GFx, include N-protection, (internal N-sensor available), incl. trip alarm switch (1xCO), rear connection vertical, guide frame with shutter and w/o position signalling switch, without Com & metering function Manual operating mechanism with mechanical closing, without Spring charging motor, Ready-to-close signal. switch, Auxiliary switches 2NO+2NC, without Closing coil (CC), manual operating mechanism with mechanical closing, without Remote trip alarm reset coil (RR), without 2nd shunt trip, without 1st Shunt trip | 272000 | 1 | Z\ | 1
3WA1125-3CA01-0AA0 |  | Non-automatic circuit breaker Fixed-mounted version, IEC 60947-2, frame size 1, 3-poles, In=2500A up to 690V AC 50/60Hz, breaking capacity S Icc=66/50kA at 500/690V, without electr. trip unit ETU, rear connection vertical, able to communication, Manual operating mechanism with mechanical closing, without Spring charging motor, Ready-to-close signal. switch, Auxiliary switches 2NO+2NC, without Closing coil (CC), manual operating mechanism with mechanical closing, without Remote trip alarm reset coil (RR), without 2nd shunt trip, without 1st Shunt trip | 138430 | 1 | Z\ | 1
3WA1125-3CA02-0AA0 |  | Non-automatic circuit breaker Fixed-mounted version, IEC 60947-2, frame size 1, 3-poles, In=2500A up to 690V AC 50/60Hz, breaking capacity S Icc=66/50kA at 500/690V, without electr. trip unit ETU, rear connection horizontal, able to communication, Manual operating mechanism with mechanical closing, without Spring charging motor, Ready-to-close signal. switch, Auxiliary switches 2NO+2NC, without Closing coil (CC), manual operating mechanism with mechanical closing, without Remote trip alarm reset coil (RR), without 2nd shunt trip, without 1st Shunt trip | 134430 | 1 | Z\ | 1
3WA1125-3CA11-0AA0 |  | Non-automatic circuit breaker Fixed-mounted version, IEC 60947-2, frame size 1, 4-poles, N-pole left, In=2500A up to 690V AC 50/60Hz, breaking capacity S Icc=66/50kA at 500/690V, without electr. trip unit ETU, rear connection vertical, able to communication, Manual operating mechanism with mechanical closing, without Spring charging motor, Ready-to-close signal. switch, Auxiliary switches 2NO+2NC, without Closing coil (CC), manual operating mechanism with mechanical closing, without Remote trip alarm reset coil (RR), without 2nd shunt trip, without 1st Shunt trip | 181430 | 1 | Z\ | 1
3WA1125-3CA12-0AA0 |  | Non-automatic circuit breaker Fixed-mounted version, IEC 60947-2, frame size 1, 4-poles, N-pole left, In=2500A up to 690V AC 50/60Hz, breaking capacity S Icc=66/50kA at 500/690V, without electr. trip unit ETU, rear connection horizontal, able to communication, Manual operating mechanism with mechanical closing, without Spring charging motor, Ready-to-close signal. switch, Auxiliary switches 2NO+2NC, without Closing coil (CC), manual operating mechanism with mechanical closing, without Remote trip alarm reset coil (RR), without 2nd shunt trip, without 1st Shunt trip | 175430 | 1 | Z\ | 1
3WA1125-3CA21-0AA0 |  | AC non-automatic air circuit breaker 3WA, fixed-mounted version, IEC 60947-2, size 1, 4-pole, N pole on right, In=2500 A up to 690 V AC 50/60 Hz, breaking capacity S, Icc=66/50 kA at 500/690 V, without electronic trip unit ETU, connection at rear vertical, able to communication, Manual operating mechanism with mechanical closing, without Spring charging motor, Ready-to-close signal. switch, Auxiliary switches 2NO+2NC, without Closing coil (CC), manual operating mechanism with mechanical closing, without Remote trip alarm reset coil (RR), without 2nd shunt trip, without 1st Shunt trip | 181430 | 1 | Z\ | 1
3WA1125-3CA22-0AA0 |  | AC non-automatic air circuit breaker 3WA, fixed-mounted version, IEC 60947-2, size 1, 4-pole, N pole on right, In=2500 A up to 690 V AC 50/60 Hz, breaking capacity S, Icc=66/50 kA at 500/690 V, without electronic trip unit ETU, connection at rear horizontal able to communication, Manual operating mechanism with mechanical closing, without Spring charging motor, Ready-to-close signal. switch, Auxiliary switches 2NO+2NC, without Closing coil (CC), manual operating mechanism with mechanical closing, without Remote trip alarm reset coil (RR), without 2nd shunt trip, without 1st Shunt trip | 175430 | 1 | Z\ | 1
3WA1125-3CA31-0AA0 |  | Non-automatic circuit breaker withdrawable version, with guide frame, IEC 60947-2, frame size 1, 3-poles, In=2500A up to 690V AC 50/60Hz, breaking capacity S Icc=66/50kA at 500/690V, without electr. trip unit ETU, rear connection vertical, guide frame with shutter and w/o position signalling switch, able to communication, Manual operating mechanism with mechanical closing, without Spring charging motor, Ready-to-close signal. switch, Auxiliary switches 2NO+2NC, without Closing coil (CC), manual operating mechanism with mechanical closing, without Remote trip alarm reset coil (RR), without 2nd shunt trip, without 1st Shunt trip | 179430 | 1 | Z\ | 1
3WA1125-3CA41-0AA0 |  | Non-automatic circuit breaker withdrawable version, with guide frame, IEC 60947-2, frame size 1, 4-poles, N-pole left, In=2500A up to 690V AC 50/60Hz, breaking capacity S Icc=66/50kA at 500/690V, without electr. trip unit ETU, rear connection vertical, guide frame with shutter and w/o position signalling switch, able to communication, Manual operating mechanism with mechanical closing, without Spring charging motor, Ready-to-close signal. switch, Auxiliary switches 2NO+2NC, without Closing coil (CC), manual operating mechanism with mechanical closing, without Remote trip alarm reset coil (RR), without 2nd shunt trip, without 1st Shunt trip | 235430 | 1 | Z\ | 1
3WA1125-3EE01-0AA0 |  | Fixed-mounted circuit breaker IEC 60947-2, frame size 1, 3-poles, In=2500A up to 690V AC 50/60Hz, breaking capacity S Icu=66/50kA at 500/690V, Trip unit ETU600 LSI upgrade ready , colordisplay, bluetooth and USB interface, Protection LT, ST, INST, N-protection required an external N-sensor, incl. trip alarm switch (1xCO), rear connection vertical, with internal voltage tap on lower stab of circuit breaker, with voltage tap module VTM680 and power supply of ETU600, able to communication, integrated metering type PMF-1 Energy Efficiency, Voltage, Active energy Ea Manual operating mechanism with mechanical closing, without Spring charging motor, Ready-to-close signal. switch, Auxiliary switches 2NO+2NC, without Closing coil (CC), manual operating mechanism with mechanical closing, without Remote trip alarm reset coil (RR), without 2nd shunt trip, without 1st Shunt trip | 159870 | 1 | Z\ | 1
3WA1125-3EE02-0AA0 |  | Fixed-mounted circuit breaker IEC 60947-2, frame size 1, 3-poles, In=2500A up to 690V AC 50/60Hz, breaking capacity S Icu=66/50kA at 500/690V, Trip unit ETU600 LSI upgrade ready , colordisplay, bluetooth and USB interface, Protection LT, ST, INST, N-protection required an external N-sensor, incl. trip alarm switch (1xCO), rear connection horizontal, with internal voltage tap on lower stab of circuit breaker, with voltage tap module VTM680 and power supply of ETU600, able to communication, integrated metering type PMF-1 Energy Efficiency, Voltage, Active energy Ea Manual operating mechanism with mechanical closing, without Spring charging motor, Ready-to-close signal. switch, Auxiliary switches 2NO+2NC, without Closing coil (CC), manual operating mechanism with mechanical closing, without Remote trip alarm reset coil (RR), without 2nd shunt trip, without 1st Shunt trip | 155870 | 1 | Z\ | 1
3WA1125-3EE11-0AA0 |  | Fixed-mounted circuit breaker IEC 60947-2, frame size 1, 4-poles, N-pole left, In=2500A up to 690V AC 50/60Hz, breaking capacity S Icu=66/50kA at 500/690V, Trip unit ETU600 LSI upgrade ready , colordisplay, bluetooth and USB interface, Protection LT, ST, INST, include N-protection, (internal N-sensor available), incl. trip alarm switch (1xCO), rear connection vertical, with internal voltage tap on lower stab of circuit breaker, with voltage tap module VTM680 and power supply of ETU600, able to communication, integrated metering type PMF-1 Energy Efficiency, Voltage, Active energy Ea Manual operating mechanism with mechanical closing, without Spring charging motor, Ready-to-close signal. switch, Auxiliary switches 2NO+2NC, without Closing coil (CC), manual operating mechanism with mechanical closing, without Remote trip alarm reset coil (RR), without 2nd shunt trip, without 1st Shunt trip | 208870 | 1 | Z\ | 1
3WA1125-3EE12-0AA0 |  | Fixed-mounted circuit breaker IEC 60947-2, frame size 1, 4-poles, N-pole left, In=2500A up to 690V AC 50/60Hz, breaking capacity S Icu=66/50kA at 500/690V, Trip unit ETU600 LSI upgrade ready , colordisplay, bluetooth and USB interface, Protection LT, ST, INST, include N-protection, (internal N-sensor available), incl. trip alarm switch (1xCO), rear connection horizontal, with internal voltage tap on lower stab of circuit breaker, with voltage tap module VTM680 and power supply of ETU600, able to communication, integrated metering type PMF-1 Energy Efficiency, Voltage, Active energy Ea Manual operating mechanism with mechanical closing, without Spring charging motor, Ready-to-close signal. switch, Auxiliary switches 2NO+2NC, without Closing coil (CC), manual operating mechanism with mechanical closing, without Remote trip alarm reset coil (RR), without 2nd shunt trip, without 1st Shunt trip | 202870 | 1 | Z\ | 1
3WA1125-3EE21-0AA0 |  | fixed-mounted circuit breaker, IEC 60947-2, size 1, 4-pole, N pole on right, In=2500 A up to 690 V AC 50/60 Hz, breaking capacity S Icu=66/50 kA at 500/690 V, tripping unit ETU600 LSI upgradeable, color display, Bluetooth, USB interface, basic protection LT, ST, INST, including protection of the N conductor (internal neutral point sensor available), trip alarm switch (1 x CO), connection at rear vertical, with internal voltage tap on lower stab of circuit breaker, with voltage tap module VTM680 and power supply of ETU600, able to communication, integrated metering type PMF-1 Energy Efficiency, Voltage, Active energy Ea Manual operating mechanism with mechanical closing, without Spring charging motor, Ready-to-close signal. switch, Auxiliary switches 2NO+2NC, without Closing coil (CC), manual operating mechanism with mechanical closing, without Remote trip alarm reset coil (RR), without 2nd shunt trip, without 1st Shunt trip | 208870 | 1 | Z\ | 1
3WA1125-3EE22-0AA0 |  | fixed-mounted circuit breaker, IEC 60947-2, size 1, 4-pole, N pole on right, In=2500 A up to 690 V AC 50/60 Hz, breaking capacity S Icu=66/50 kA at 500/690 V, tripping unit ETU600 LSI upgradeable, color display, Bluetooth, USB interface, basic protection LT, ST, INST, including protection of the N conductor (internal neutral point sensor available), trip alarm switch (1 x CO), connection at rear horizontal with internal voltage tap on lower stab of circuit breaker, with voltage tap module VTM680 and power supply of ETU600, able to communication, integrated metering type PMF-1 Energy Efficiency, Voltage, Active energy Ea Manual operating mechanism with mechanical closing, without Spring charging motor, Ready-to-close signal. switch, Auxiliary switches 2NO+2NC, without Closing coil (CC), manual operating mechanism with mechanical closing, without Remote trip alarm reset coil (RR), without 2nd shunt trip, without 1st Shunt trip | 202870 | 1 | Z\ | 1
3WA1125-3EE31-0AA0 |  | Withdrawable circuit breaker with guide frame, IEC 60947-2, frame size 1, 3-poles, In=2500A up to 690V AC 50/60Hz, breaking capacity S Icu=66/50kA at 500/690V, Trip unit ETU600 LSI upgrade ready , colordisplay, bluetooth and USB interface, Protection LT, ST, INST, N-protection required an external N-sensor, incl. trip alarm switch (1xCO), rear connection vertical, guide frame with shutter and w/o position signalling switch, with internal voltage tap on lower stab of circuit breaker, with voltage tap module VTM680 and power supply of ETU600, able to communication, integrated metering type PMF-1 Energy Efficiency, Voltage, Active energy Ea Manual operating mechanism with mechanical closing, without Spring charging motor, Ready-to-close signal. switch, Auxiliary switches 2NO+2NC, without Closing coil (CC), manual operating mechanism with mechanical closing, without Remote trip alarm reset coil (RR), without 2nd shunt trip, without 1st Shunt trip | 206870 | 1 | Z\ | 1
3WA1125-3EE41-0AA0 |  | Withdrawable circuit breaker with guide frame, IEC 60947-2, frame size 1, 4-poles, N-pole left, In=2500A up to 690V AC 50/60Hz, breaking capacity S Icu=66/50kA at 500/690V, Trip unit ETU600 LSI upgrade ready , colordisplay, bluetooth and USB interface, Protection LT, ST, INST, include N-protection, (internal N-sensor available), incl. trip alarm switch (1xCO), rear connection vertical, guide frame with shutter and w/o position signalling switch, with internal voltage tap on lower stab of circuit breaker, with voltage tap module VTM680 and power supply of ETU600, able to communication, integrated metering type PMF-1 Energy Efficiency, Voltage, Active energy Ea Manual operating mechanism with mechanical closing, without Spring charging motor, Ready-to-close signal. switch, Auxiliary switches 2NO+2NC, without Closing coil (CC), manual operating mechanism with mechanical closing, without Remote trip alarm reset coil (RR), without 2nd shunt trip, without 1st Shunt trip | 269870 | 1 | Z\ | 1
3WA1125-3EF01-0AA0 |  | Fixed-mounted circuit breaker IEC 60947-2, frame size 1, 3-poles, In=2500A up to 690V AC 50/60Hz, breaking capacity S Icu=66/50kA at 500/690V, Trip unit ETU600 LSIG upgrade ready , colordisplay, bluetooth and USB interface, Protection LT, ST, INST, GFx, N-protection required an external N-sensor, incl. trip alarm switch (1xCO), rear connection vertical, with internal voltage tap on lower stab of circuit breaker, with voltage tap module VTM680 and power supply of ETU600, able to communication, integrated metering type PMF-1 Energy Efficiency, Voltage, Active energy Ea Manual operating mechanism with mechanical closing, without Spring charging motor, Ready-to-close signal. switch, Auxiliary switches 2NO+2NC, without Closing coil (CC), manual operating mechanism with mechanical closing, without Remote trip alarm reset coil (RR), without 2nd shunt trip, without 1st Shunt trip | 170870 | 1 | Z\ | 1
3WA1125-3EF02-0AA0 |  | Fixed-mounted circuit breaker IEC 60947-2, frame size 1, 3-poles, In=2500A up to 690V AC 50/60Hz, breaking capacity S Icu=66/50kA at 500/690V, Trip unit ETU600 LSIG upgrade ready , colordisplay, bluetooth and USB interface, Protection LT, ST, INST, GFx, N-protection required an external N-sensor, incl. trip alarm switch (1xCO), rear connection horizontal, with internal voltage tap on lower stab of circuit breaker, with voltage tap module VTM680 and power supply of ETU600, able to communication, integrated metering type PMF-1 Energy Efficiency, Voltage, Active energy Ea Manual operating mechanism with mechanical closing, without Spring charging motor, Ready-to-close signal. switch, Auxiliary switches 2NO+2NC, without Closing coil (CC), manual operating mechanism with mechanical closing, without Remote trip alarm reset coil (RR), without 2nd shunt trip, without 1st Shunt trip | 166870 | 1 | Z\ | 1
3WA1125-3EF11-0AA0 |  | Fixed-mounted circuit breaker IEC 60947-2, frame size 1, 4-poles, N-pole left, In=2500A up to 690V AC 50/60Hz, breaking capacity S Icu=66/50kA at 500/690V, Trip unit ETU600 LSIG upgrade ready , colordisplay, bluetooth and USB interface, Protection LT, ST, INST, GFx, include N-protection, (internal N-sensor available), incl. trip alarm switch (1xCO), rear connection vertical, with internal voltage tap on lower stab of circuit breaker, with voltage tap module VTM680 and power supply of ETU600, able to communication, integrated metering type PMF-1 Energy Efficiency, Voltage, Active energy Ea Manual operating mechanism with mechanical closing, without Spring charging motor, Ready-to-close signal. switch, Auxiliary switches 2NO+2NC, without Closing coil (CC), manual operating mechanism with mechanical closing, without Remote trip alarm reset coil (RR), without 2nd shunt trip, without 1st Shunt trip | 218870 | 1 | Z\ | 1
3WA1125-3EF12-0AA0 |  | Fixed-mounted circuit breaker IEC 60947-2, frame size 1, 4-poles, N-pole left, In=2500A up to 690V AC 50/60Hz, breaking capacity S Icu=66/50kA at 500/690V, Trip unit ETU600 LSIG upgrade ready , colordisplay, bluetooth and USB interface, Protection LT, ST, INST, GFx, include N-protection, (internal N-sensor available), incl. trip alarm switch (1xCO), rear connection horizontal, with internal voltage tap on lower stab of circuit breaker, with voltage tap module VTM680 and power supply of ETU600, able to communication, integrated metering type PMF-1 Energy Efficiency, Voltage, Active energy Ea Manual operating mechanism with mechanical closing, without Spring charging motor, Ready-to-close signal. switch, Auxiliary switches 2NO+2NC, without Closing coil (CC), manual operating mechanism with mechanical closing, without Remote trip alarm reset coil (RR), without 2nd shunt trip, without 1st Shunt trip | 213870 | 1 | Z\ | 1
3WA1125-3EF21-0AA0 |  | fixed-mounted circuit breaker, IEC 60947-2, size 1, 4-pole, N pole on right, In=2500 A up to 690 V AC 50/60 Hz, breaking capacity S Icu=66/50 kA at 500/690 V, tripping unit ETU600 LSIG upgradeable, color display, Bluetooth, USB interface, basic protection LT, ST, INST, GFx, including protection of the N conductor (internal neutral point sensor available), trip alarm switch (1 x CO), connection at rear vertical, with internal voltage tap on lower stab of circuit breaker, with voltage tap module VTM680 and power supply of ETU600, able to communication, integrated metering type PMF-1 Energy Efficiency, Voltage, Active energy Ea Manual operating mechanism with mechanical closing, without Spring charging motor, Ready-to-close signal. switch, Auxiliary switches 2NO+2NC, without Closing coil (CC), manual operating mechanism with mechanical closing, without Remote trip alarm reset coil (RR), without 2nd shunt trip, without 1st Shunt trip | 218870 | 1 | Z\ | 1
3WA1125-3EF22-0AA0 |  | fixed-mounted circuit breaker, IEC 60947-2, size 1, 4-pole, N pole on right, In=2500 A up to 690 V AC 50/60 Hz, breaking capacity S Icu=66/50 kA at 500/690 V, tripping unit ETU600 LSIG upgradeable, color display, Bluetooth, USB interface, basic protection LT, ST, INST, GFx, including protection of the N conductor (internal neutral point sensor available), trip alarm switch (1 x CO), connection at rear horizontal with internal voltage tap on lower stab of circuit breaker, with voltage tap module VTM680 and power supply of ETU600, able to communication, integrated metering type PMF-1 Energy Efficiency, Voltage, Active energy Ea Manual operating mechanism with mechanical closing, without Spring charging motor, Ready-to-close signal. switch, Auxiliary switches 2NO+2NC, without Closing coil (CC), manual operating mechanism with mechanical closing, without Remote trip alarm reset coil (RR), without 2nd shunt trip, without 1st Shunt trip | 213870 | 1 | Z\ | 1
3WA1125-3EF31-0AA0 |  | Withdrawable circuit breaker with guide frame, IEC 60947-2, frame size 1, 3-poles, In=2500A up to 690V AC 50/60Hz, breaking capacity S Icu=66/50kA at 500/690V, Trip unit ETU600 LSIG upgrade ready , colordisplay, bluetooth and USB interface, Protection LT, ST, INST, GFx, N-protection required an external N-sensor, incl. trip alarm switch (1xCO), rear connection vertical, guide frame with shutter and w/o position signalling switch, with internal voltage tap on lower stab of circuit breaker, with voltage tap module VTM680 and power supply of ETU600, able to communication, integrated metering type PMF-1 Energy Efficiency, Voltage, Active energy Ea Manual operating mechanism with mechanical closing, without Spring charging motor, Ready-to-close signal. switch, Auxiliary switches 2NO+2NC, without Closing coil (CC), manual operating mechanism with mechanical closing, without Remote trip alarm reset coil (RR), without 2nd shunt trip, without 1st Shunt trip | 217870 | 1 | Z\ | 1
3WA1125-3EF41-0AA0 |  | Withdrawable circuit breaker with guide frame, IEC 60947-2, frame size 1, 4-poles, N-pole left, In=2500A up to 690V AC 50/60Hz, breaking capacity S Icu=66/50kA at 500/690V, Trip unit ETU600 LSIG upgrade ready , colordisplay, bluetooth and USB interface, Protection LT, ST, INST, GFx, include N-protection, (internal N-sensor available), incl. trip alarm switch (1xCO), rear connection vertical, guide frame with shutter and w/o position signalling switch, with internal voltage tap on lower stab of circuit breaker, with voltage tap module VTM680 and power supply of ETU600, able to communication, integrated metering type PMF-1 Energy Efficiency, Voltage, Active energy Ea Manual operating mechanism with mechanical closing, without Spring charging motor, Ready-to-close signal. switch, Auxiliary switches 2NO+2NC, without Closing coil (CC), manual operating mechanism with mechanical closing, without Remote trip alarm reset coil (RR), without 2nd shunt trip, without 1st Shunt trip | 280870 | 1 | Z\ | 1
3WA1125-3FE01-0AA0 |  | Fixed-mounted circuit breaker IEC 60947-2, frame size 1, 3-poles, In=2500A up to 690V AC 50/60Hz, breaking capacity S Icu=66/50kA at 500/690V, Trip unit ETU600 LSI upgrade ready , colordisplay, bluetooth and USB interface, Protection LT, ST, INST, N-protection required an external N-sensor, incl. trip alarm switch (1xCO), rear connection vertical, with internal voltage tap on lower stab of circuit breaker, with voltage tap module VTM680 and power supply of ETU600, able to communication, integrated metering type PMF-2 Basic Power Monitoring, Voltage, Energy, Power, Power factor, Frequency, Unbalance, Temperature, Manual operating mechanism with mechanical closing, without Spring charging motor, Ready-to-close signal. switch, Auxiliary switches 2NO+2NC, without Closing coil (CC), manual operating mechanism with mechanical closing, without Remote trip alarm reset coil (RR), without 2nd shunt trip, without 1st Shunt trip | 168700 | 1 | Z\ | 1
3WA1125-3FE02-0AA0 |  | Fixed-mounted circuit breaker IEC 60947-2, frame size 1, 3-poles, In=2500A up to 690V AC 50/60Hz, breaking capacity S Icu=66/50kA at 500/690V, Trip unit ETU600 LSI upgrade ready , colordisplay, bluetooth and USB interface, Protection LT, ST, INST, N-protection required an external N-sensor, incl. trip alarm switch (1xCO), rear connection horizontal, with internal voltage tap on lower stab of circuit breaker, with voltage tap module VTM680 and power supply of ETU600, able to communication, integrated metering type PMF-2 Basic Power Monitoring, Voltage, Energy, Power, Power factor, Frequency, Unbalance, Temperature, Manual operating mechanism with mechanical closing, without Spring charging motor, Ready-to-close signal. switch, Auxiliary switches 2NO+2NC, without Closing coil (CC), manual operating mechanism with mechanical closing, without Remote trip alarm reset coil (RR), without 2nd shunt trip, without 1st Shunt trip | 164700 | 1 | Z\ | 1
3WA1125-3FE11-0AA0 |  | Fixed-mounted circuit breaker IEC 60947-2, frame size 1, 4-poles, N-pole left, In=2500A up to 690V AC 50/60Hz, breaking capacity S Icu=66/50kA at 500/690V, Trip unit ETU600 LSI upgrade ready , colordisplay, bluetooth and USB interface, Protection LT, ST, INST, include N-protection, (internal N-sensor available), incl. trip alarm switch (1xCO), rear connection vertical, with internal voltage tap on lower stab of circuit breaker, with voltage tap module VTM680 and power supply of ETU600, able to communication, integrated metering type PMF-2 Basic Power Monitoring, Voltage, Energy, Power, Power factor, Frequency, Unbalance, Temperature, Manual operating mechanism with mechanical closing, without Spring charging motor, Ready-to-close signal. switch, Auxiliary switches 2NO+2NC, without Closing coil (CC), manual operating mechanism with mechanical closing, without Remote trip alarm reset coil (RR), without 2nd shunt trip, without 1st Shunt trip | 217700 | 1 | Z\ | 1
3WA1125-3FE12-0AA0 |  | Fixed-mounted circuit breaker IEC 60947-2, frame size 1, 4-poles, N-pole left, In=2500A up to 690V AC 50/60Hz, breaking capacity S Icu=66/50kA at 500/690V, Trip unit ETU600 LSI upgrade ready , colordisplay, bluetooth and USB interface, Protection LT, ST, INST, include N-protection, (internal N-sensor available), incl. trip alarm switch (1xCO), rear connection horizontal, with internal voltage tap on lower stab of circuit breaker, with voltage tap module VTM680 and power supply of ETU600, able to communication, integrated metering type PMF-2 Basic Power Monitoring, Voltage, Energy, Power, Power factor, Frequency, Unbalance, Temperature, Manual operating mechanism with mechanical closing, without Spring charging motor, Ready-to-close signal. switch, Auxiliary switches 2NO+2NC, without Closing coil (CC), manual operating mechanism with mechanical closing, without Remote trip alarm reset coil (RR), without 2nd shunt trip, without 1st Shunt trip | 211700 | 1 | Z\ | 1
3WA1125-3FE21-0AA0 |  | fixed-mounted circuit breaker, IEC 60947-2, size 1, 4-pole, N pole on right, In=2500 A up to 690 V AC 50/60 Hz, breaking capacity S Icu=66/50 kA at 500/690 V, tripping unit ETU600 LSI upgradeable, color display, Bluetooth, USB interface, basic protection LT, ST, INST, including protection of the N conductor (internal neutral point sensor available), trip alarm switch (1 x CO), connection at rear vertical, with internal voltage tap on lower stab of circuit breaker, with voltage tap module VTM680 and power supply of ETU600, able to communication, integrated metering type PMF-2 Basic Power Monitoring, Voltage, Energy, Power, Power factor, Frequency, Unbalance, Temperature, Manual operating mechanism with mechanical closing, without Spring charging motor, Ready-to-close signal. switch, Auxiliary switches 2NO+2NC, without Closing coil (CC), manual operating mechanism with mechanical closing, without Remote trip alarm reset coil (RR), without 2nd shunt trip, without 1st Shunt trip | 217700 | 1 | Z\ | 1
3WA1125-3FE22-0AA0 |  | fixed-mounted circuit breaker, IEC 60947-2, size 1, 4-pole, N pole on right, In=2500 A up to 690 V AC 50/60 Hz, breaking capacity S Icu=66/50 kA at 500/690 V, tripping unit ETU600 LSI upgradeable, color display, Bluetooth, USB interface, basic protection LT, ST, INST, including protection of the N conductor (internal neutral point sensor available), trip alarm switch (1 x CO), connection at rear horizontal with internal voltage tap on lower stab of circuit breaker, with voltage tap module VTM680 and power supply of ETU600, able to communication, integrated metering type PMF-2 Basic Power Monitoring, Voltage, Energy, Power, Power factor, Frequency, Unbalance, Temperature, Manual operating mechanism with mechanical closing, without Spring charging motor, Ready-to-close signal. switch, Auxiliary switches 2NO+2NC, without Closing coil (CC), manual operating mechanism with mechanical closing, without Remote trip alarm reset coil (RR), without 2nd shunt trip, without 1st Shunt trip | 211700 | 1 | Z\ | 1
3WA1125-3FE31-0AA0 |  | Withdrawable circuit breaker with guide frame, IEC 60947-2, frame size 1, 3-poles, In=2500A up to 690V AC 50/60Hz, breaking capacity S Icu=66/50kA at 500/690V, Trip unit ETU600 LSI upgrade ready , colordisplay, bluetooth and USB interface, Protection LT, ST, INST, N-protection required an external N-sensor, incl. trip alarm switch (1xCO), rear connection vertical, guide frame with shutter and w/o position signalling switch, with internal voltage tap on lower stab of circuit breaker, with voltage tap module VTM680 and power supply of ETU600, able to communication, integrated metering type PMF-2 Basic Power Monitoring, Voltage, Energy, Power, Power factor, Frequency, Unbalance, Temperature, Manual operating mechanism with mechanical closing, without Spring charging motor, Ready-to-close signal. switch, Auxiliary switches 2NO+2NC, without Closing coil (CC), manual operating mechanism with mechanical closing, without Remote trip alarm reset coil (RR), without 2nd shunt trip, without 1st Shunt trip | 215700 | 1 | Z\ | 1
3WA1125-3FE41-0AA0 |  | Withdrawable circuit breaker with guide frame, IEC 60947-2, frame size 1, 4-poles, N-pole left, In=2500A up to 690V AC 50/60Hz, breaking capacity S Icu=66/50kA at 500/690V, Trip unit ETU600 LSI upgrade ready , colordisplay, bluetooth and USB interface, Protection LT, ST, INST, include N-protection, (internal N-sensor available), incl. trip alarm switch (1xCO), rear connection vertical, guide frame with shutter and w/o position signalling switch, with internal voltage tap on lower stab of circuit breaker, with voltage tap module VTM680 and power supply of ETU600, able to communication, integrated metering type PMF-2 Basic Power Monitoring, Voltage, Energy, Power, Power factor, Frequency, Unbalance, Temperature, Manual operating mechanism with mechanical closing, without Spring charging motor, Ready-to-close signal. switch, Auxiliary switches 2NO+2NC, without Closing coil (CC), manual operating mechanism with mechanical closing, without Remote trip alarm reset coil (RR), without 2nd shunt trip, without 1st Shunt trip | 278700 | 1 | Z\ | 1
3WA1125-3FF01-0AA0 |  | Fixed-mounted circuit breaker IEC 60947-2, frame size 1, 3-poles, In=2500A up to 690V AC 50/60Hz, breaking capacity S Icu=66/50kA at 500/690V, Trip unit ETU600 LSIG upgrade ready , colordisplay, bluetooth and USB interface, Protection LT, ST, INST, GFx, N-protection required an external N-sensor, incl. trip alarm switch (1xCO), rear connection vertical, with internal voltage tap on lower stab of circuit breaker, with voltage tap module VTM680 and power supply of ETU600, able to communication, integrated metering type PMF-2 Basic Power Monitoring, Voltage, Energy, Power, Power factor, Frequency, Unbalance, Temperature, Manual operating mechanism with mechanical closing, without Spring charging motor, Ready-to-close signal. switch, Auxiliary switches 2NO+2NC, without Closing coil (CC), manual operating mechanism with mechanical closing, without Remote trip alarm reset coil (RR), without 2nd shunt trip, without 1st Shunt trip | 179700 | 1 | Z\ | 1
3WA1125-3FF02-0AA0 |  | Fixed-mounted circuit breaker IEC 60947-2, frame size 1, 3-poles, In=2500A up to 690V AC 50/60Hz, breaking capacity S Icu=66/50kA at 500/690V, Trip unit ETU600 LSIG upgrade ready , colordisplay, bluetooth and USB interface, Protection LT, ST, INST, GFx, N-protection required an external N-sensor, incl. trip alarm switch (1xCO), rear connection horizontal, with internal voltage tap on lower stab of circuit breaker, with voltage tap module VTM680 and power supply of ETU600, able to communication, integrated metering type PMF-2 Basic Power Monitoring, Voltage, Energy, Power, Power factor, Frequency, Unbalance, Temperature, Manual operating mechanism with mechanical closing, without Spring charging motor, Ready-to-close signal. switch, Auxiliary switches 2NO+2NC, without Closing coil (CC), manual operating mechanism with mechanical closing, without Remote trip alarm reset coil (RR), without 2nd shunt trip, without 1st Shunt trip | 175700 | 1 | Z\ | 1
3WA1125-3FF11-0AA0 |  | Fixed-mounted circuit breaker IEC 60947-2, frame size 1, 4-poles, N-pole left, In=2500A up to 690V AC 50/60Hz, breaking capacity S Icu=66/50kA at 500/690V, Trip unit ETU600 LSIG upgrade ready , colordisplay, bluetooth and USB interface, Protection LT, ST, INST, GFx, include N-protection, (internal N-sensor available), incl. trip alarm switch (1xCO), rear connection vertical, with internal voltage tap on lower stab of circuit breaker, with voltage tap module VTM680 and power supply of ETU600, able to communication, integrated metering type PMF-2 Basic Power Monitoring, Voltage, Energy, Power, Power factor, Frequency, Unbalance, Temperature, Manual operating mechanism with mechanical closing, without Spring charging motor, Ready-to-close signal. switch, Auxiliary switches 2NO+2NC, without Closing coil (CC), manual operating mechanism with mechanical closing, without Remote trip alarm reset coil (RR), without 2nd shunt trip, without 1st Shunt trip | 227700 | 1 | Z\ | 1
3WA1125-3FF12-0AA0 |  | Fixed-mounted circuit breaker IEC 60947-2, frame size 1, 4-poles, N-pole left, In=2500A up to 690V AC 50/60Hz, breaking capacity S Icu=66/50kA at 500/690V, Trip unit ETU600 LSIG upgrade ready , colordisplay, bluetooth and USB interface, Protection LT, ST, INST, GFx, include N-protection, (internal N-sensor available), incl. trip alarm switch (1xCO), rear connection horizontal, with internal voltage tap on lower stab of circuit breaker, with voltage tap module VTM680 and power supply of ETU600, able to communication, integrated metering type PMF-2 Basic Power Monitoring, Voltage, Energy, Power, Power factor, Frequency, Unbalance, Temperature, Manual operating mechanism with mechanical closing, without Spring charging motor, Ready-to-close signal. switch, Auxiliary switches 2NO+2NC, without Closing coil (CC), manual operating mechanism with mechanical closing, without Remote trip alarm reset coil (RR), without 2nd shunt trip, without 1st Shunt trip | 222700 | 1 | Z\ | 1
3WA1125-3FF21-0AA0 |  | fixed-mounted circuit breaker, IEC 60947-2, size 1, 4-pole, N pole on right, In=2500 A up to 690 V AC 50/60 Hz, breaking capacity S Icu=66/50 kA at 500/690 V, tripping unit ETU600 LSIG upgradeable, color display, Bluetooth, USB interface, basic protection LT, ST, INST, GFx, including protection of the N conductor (internal neutral point sensor available), trip alarm switch (1 x CO), connection at rear vertical, with internal voltage tap on lower stab of circuit breaker, with voltage tap module VTM680 and power supply of ETU600, able to communication, integrated metering type PMF-2 Basic Power Monitoring, Voltage, Energy, Power, Power factor, Frequency, Unbalance, Temperature, Manual operating mechanism with mechanical closing, without Spring charging motor, Ready-to-close signal. switch, Auxiliary switches 2NO+2NC, without Closing coil (CC), manual operating mechanism with mechanical closing, without Remote trip alarm reset coil (RR), without 2nd shunt trip, without 1st Shunt trip | 227700 | 1 | Z\ | 1
3WA1125-3FF22-0AA0 |  | fixed-mounted circuit breaker, IEC 60947-2, size 1, 4-pole, N pole on right, In=2500 A up to 690 V AC 50/60 Hz, breaking capacity S Icu=66/50 kA at 500/690 V, tripping unit ETU600 LSIG upgradeable, color display, Bluetooth, USB interface, basic protection LT, ST, INST, GFx, including protection of the N conductor (internal neutral point sensor available), trip alarm switch (1 x CO), connection at rear horizontal with internal voltage tap on lower stab of circuit breaker, with voltage tap module VTM680 and power supply of ETU600, able to communication, integrated metering type PMF-2 Basic Power Monitoring, Voltage, Energy, Power, Power factor, Frequency, Unbalance, Temperature, Manual operating mechanism with mechanical closing, without Spring charging motor, Ready-to-close signal. switch, Auxiliary switches 2NO+2NC, without Closing coil (CC), manual operating mechanism with mechanical closing, without Remote trip alarm reset coil (RR), without 2nd shunt trip, without 1st Shunt trip | 222700 | 1 | Z\ | 1
3WA1125-3FF31-0AA0 |  | Withdrawable circuit breaker with guide frame, IEC 60947-2, frame size 1, 3-poles, In=2500A up to 690V AC 50/60Hz, breaking capacity S Icu=66/50kA at 500/690V, Trip unit ETU600 LSIG upgrade ready , colordisplay, bluetooth and USB interface, Protection LT, ST, INST, GFx, N-protection required an external N-sensor, incl. trip alarm switch (1xCO), rear connection vertical, guide frame with shutter and w/o position signalling switch, with internal voltage tap on lower stab of circuit breaker, with voltage tap module VTM680 and power supply of ETU600, able to communication, integrated metering type PMF-2 Basic Power Monitoring, Voltage, Energy, Power, Power factor, Frequency, Unbalance, Temperature, Manual operating mechanism with mechanical closing, without Spring charging motor, Ready-to-close signal. switch, Auxiliary switches 2NO+2NC, without Closing coil (CC), manual operating mechanism with mechanical closing, without Remote trip alarm reset coil (RR), without 2nd shunt trip, without 1st Shunt trip | 226700 | 1 | Z\ | 1
3WA1125-3FF41-0AA0 |  | Withdrawable circuit breaker with guide frame, IEC 60947-2, frame size 1, 4-poles, N-pole left, In=2500A up to 690V AC 50/60Hz, breaking capacity S Icu=66/50kA at 500/690V, Trip unit ETU600 LSIG upgrade ready , colordisplay, bluetooth and USB interface, Protection LT, ST, INST, GFx, include N-protection, (internal N-sensor available), incl. trip alarm switch (1xCO), rear connection vertical, guide frame with shutter and w/o position signalling switch, with internal voltage tap on lower stab of circuit breaker, with voltage tap module VTM680 and power supply of ETU600, able to communication, integrated metering type PMF-2 Basic Power Monitoring, Voltage, Energy, Power, Power factor, Frequency, Unbalance, Temperature, Manual operating mechanism with mechanical closing, without Spring charging motor, Ready-to-close signal. switch, Auxiliary switches 2NO+2NC, without Closing coil (CC), manual operating mechanism with mechanical closing, without Remote trip alarm reset coil (RR), without 2nd shunt trip, without 1st Shunt trip | 289700 | 1 | Z\ | 1
3WA1125-3GE01-0AA0 |  | Fixed-mounted circuit breaker IEC 60947-2, frame size 1, 3-poles, In=2500A up to 690V AC 50/60Hz, breaking capacity S Icu=66/50kA at 500/690V, Trip unit ETU600 LSI upgrade ready , colordisplay, bluetooth and USB interface, Protection LT, ST, INST, N-protection required an external N-sensor, incl. trip alarm switch (1xCO), rear connection vertical, with internal voltage tap on lower stab of circuit breaker, with voltage tap module VTM680 and power supply of ETU600, able to communication, integrated metering type PMF-3 Advanced Power Monitor., Voltage, Energy, Power, Power factor, Frequency, Unbalance, Temperature, Power quality, Manual operating mechanism with mechanical closing, without Spring charging motor, Ready-to-close signal. switch, Auxiliary switches 2NO+2NC, without Closing coil (CC), manual operating mechanism with mechanical closing, without Remote trip alarm reset coil (RR), without 2nd shunt trip, without 1st Shunt trip | 175100 | 1 | Z\ | 1
3WA1125-3GE02-0AA0 |  | Fixed-mounted circuit breaker IEC 60947-2, frame size 1, 3-poles, In=2500A up to 690V AC 50/60Hz, breaking capacity S Icu=66/50kA at 500/690V, Trip unit ETU600 LSI upgrade ready , colordisplay, bluetooth and USB interface, Protection LT, ST, INST, N-protection required an external N-sensor, incl. trip alarm switch (1xCO), rear connection horizontal, with internal voltage tap on lower stab of circuit breaker, with voltage tap module VTM680 and power supply of ETU600, able to communication, integrated metering type PMF-3 Advanced Power Monitor., Voltage, Energy, Power, Power factor, Frequency, Unbalance, Temperature, Power quality, Manual operating mechanism with mechanical closing, without Spring charging motor, Ready-to-close signal. switch, Auxiliary switches 2NO+2NC, without Closing coil (CC), manual operating mechanism with mechanical closing, without Remote trip alarm reset coil (RR), without 2nd shunt trip, without 1st Shunt trip | 171100 | 1 | Z\ | 1
3WA1125-3GE11-0AA0 |  | Fixed-mounted circuit breaker IEC 60947-2, frame size 1, 4-poles, N-pole left, In=2500A up to 690V AC 50/60Hz, breaking capacity S Icu=66/50kA at 500/690V, Trip unit ETU600 LSI upgrade ready , colordisplay, bluetooth and USB interface, Protection LT, ST, INST, include N-protection, (internal N-sensor available), incl. trip alarm switch (1xCO), rear connection vertical, with internal voltage tap on lower stab of circuit breaker, with voltage tap module VTM680 and power supply of ETU600, able to communication, integrated metering type PMF-3 Advanced Power Monitor., Voltage, Energy, Power, Power factor, Frequency, Unbalance, Temperature, Power quality, Manual operating mechanism with mechanical closing, without Spring charging motor, Ready-to-close signal. switch, Auxiliary switches 2NO+2NC, without Closing coil (CC), manual operating mechanism with mechanical closing, without Remote trip alarm reset coil (RR), without 2nd shunt trip, without 1st Shunt trip | 224100 | 1 | Z\ | 1
3WA1125-3GE12-0AA0 |  | Fixed-mounted circuit breaker IEC 60947-2, frame size 1, 4-poles, N-pole left, In=2500A up to 690V AC 50/60Hz, breaking capacity S Icu=66/50kA at 500/690V, Trip unit ETU600 LSI upgrade ready , colordisplay, bluetooth and USB interface, Protection LT, ST, INST, include N-protection, (internal N-sensor available), incl. trip alarm switch (1xCO), rear connection horizontal, with internal voltage tap on lower stab of circuit breaker, with voltage tap module VTM680 and power supply of ETU600, able to communication, integrated metering type PMF-3 Advanced Power Monitor., Voltage, Energy, Power, Power factor, Frequency, Unbalance, Temperature, Power quality, Manual operating mechanism with mechanical closing, without Spring charging motor, Ready-to-close signal. switch, Auxiliary switches 2NO+2NC, without Closing coil (CC), manual operating mechanism with mechanical closing, without Remote trip alarm reset coil (RR), without 2nd shunt trip, without 1st Shunt trip | 218100 | 1 | Z\ | 1
3WA1125-3GE21-0AA0 |  | fixed-mounted circuit breaker, IEC 60947-2, size 1, 4-pole, N pole on right, In=2500 A up to 690 V AC 50/60 Hz, breaking capacity S Icu=66/50 kA at 500/690 V, tripping unit ETU600 LSI upgradeable, color display, Bluetooth, USB interface, basic protection LT, ST, INST, including protection of the N conductor (internal neutral point sensor available), trip alarm switch (1 x CO), connection at rear vertical, with internal voltage tap on lower stab of circuit breaker, with voltage tap module VTM680 and power supply of ETU600, able to communication, integrated metering type PMF-3 Advanced Power Monitor., Voltage, Energy, Power, Power factor, Frequency, Unbalance, Temperature, Power quality, Manual operating mechanism with mechanical closing, without Spring charging motor, Ready-to-close signal. switch, Auxiliary switches 2NO+2NC, without Closing coil (CC), manual operating mechanism with mechanical closing, without Remote trip alarm reset coil (RR), without 2nd shunt trip, without 1st Shunt trip | 224100 | 1 | Z\ | 1
3WA1125-3GE22-0AA0 |  | fixed-mounted circuit breaker, IEC 60947-2, size 1, 4-pole, N pole on right, In=2500 A up to 690 V AC 50/60 Hz, breaking capacity S Icu=66/50 kA at 500/690 V, tripping unit ETU600 LSI upgradeable, color display, Bluetooth, USB interface, basic protection LT, ST, INST, including protection of the N conductor (internal neutral point sensor available), trip alarm switch (1 x CO), connection at rear horizontal with internal voltage tap on lower stab of circuit breaker, with voltage tap module VTM680 and power supply of ETU600, able to communication, integrated metering type PMF-3 Advanced Power Monitor., Voltage, Energy, Power, Power factor, Frequency, Unbalance, Temperature, Power quality, Manual operating mechanism with mechanical closing, without Spring charging motor, Ready-to-close signal. switch, Auxiliary switches 2NO+2NC, without Closing coil (CC), manual operating mechanism with mechanical closing, without Remote trip alarm reset coil (RR), without 2nd shunt trip, without 1st Shunt trip | 218100 | 1 | Z\ | 1
3WA1125-3GE31-0AA0 |  | Withdrawable circuit breaker with guide frame, IEC 60947-2, frame size 1, 3-poles, In=2500A up to 690V AC 50/60Hz, breaking capacity S Icu=66/50kA at 500/690V, Trip unit ETU600 LSI upgrade ready , colordisplay, bluetooth and USB interface, Protection LT, ST, INST, N-protection required an external N-sensor, incl. trip alarm switch (1xCO), rear connection vertical, guide frame with shutter and w/o position signalling switch, with internal voltage tap on lower stab of circuit breaker, with voltage tap module VTM680 and power supply of ETU600, able to communication, integrated metering type PMF-3 Advanced Power Monitor., Voltage, Energy, Power, Power factor, Frequency, Unbalance, Temperature, Power quality, Manual operating mechanism with mechanical closing, without Spring charging motor, Ready-to-close signal. switch, Auxiliary switches 2NO+2NC, without Closing coil (CC), manual operating mechanism with mechanical closing, without Remote trip alarm reset coil (RR), without 2nd shunt trip, without 1st Shunt trip | 222100 | 1 | Z\ | 1
3WA1125-3GE41-0AA0 |  | Withdrawable circuit breaker with guide frame, IEC 60947-2, frame size 1, 4-poles, N-pole left, In=2500A up to 690V AC 50/60Hz, breaking capacity S Icu=66/50kA at 500/690V, Trip unit ETU600 LSI upgrade ready , colordisplay, bluetooth and USB interface, Protection LT, ST, INST, include N-protection, (internal N-sensor available), incl. trip alarm switch (1xCO), rear connection vertical, guide frame with shutter and w/o position signalling switch, with internal voltage tap on lower stab of circuit breaker, with voltage tap module VTM680 and power supply of ETU600, able to communication, integrated metering type PMF-3 Advanced Power Monitor., Voltage, Energy, Power, Power factor, Frequency, Unbalance, Temperature, Power quality, Manual operating mechanism with mechanical closing, without Spring charging motor, Ready-to-close signal. switch, Auxiliary switches 2NO+2NC, without Closing coil (CC), manual operating mechanism with mechanical closing, without Remote trip alarm reset coil (RR), without 2nd shunt trip, without 1st Shunt trip | 285100 | 1 | Z\ | 1
3WA1125-3GF01-0AA0 |  | Fixed-mounted circuit breaker IEC 60947-2, frame size 1, 3-poles, In=2500A up to 690V AC 50/60Hz, breaking capacity S Icu=66/50kA at 500/690V, Trip unit ETU600 LSIG upgrade ready , colordisplay, bluetooth and USB interface, Protection LT, ST, INST, GFx, N-protection required an external N-sensor, incl. trip alarm switch (1xCO), rear connection vertical, with internal voltage tap on lower stab of circuit breaker, with voltage tap module VTM680 and power supply of ETU600, able to communication, integrated metering type PMF-3 Advanced Power Monitor., Voltage, Energy, Power, Power factor, Frequency, Unbalance, Temperature, Power quality, Manual operating mechanism with mechanical closing, without Spring charging motor, Ready-to-close signal. switch, Auxiliary switches 2NO+2NC, without Closing coil (CC), manual operating mechanism with mechanical closing, without Remote trip alarm reset coil (RR), without 2nd shunt trip, without 1st Shunt trip | 186100 | 1 | Z\ | 1
3WA1125-3GF02-0AA0 |  | Fixed-mounted circuit breaker IEC 60947-2, frame size 1, 3-poles, In=2500A up to 690V AC 50/60Hz, breaking capacity S Icu=66/50kA at 500/690V, Trip unit ETU600 LSIG upgrade ready , colordisplay, bluetooth and USB interface, Protection LT, ST, INST, GFx, N-protection required an external N-sensor, incl. trip alarm switch (1xCO), rear connection horizontal, with internal voltage tap on lower stab of circuit breaker, with voltage tap module VTM680 and power supply of ETU600, able to communication, integrated metering type PMF-3 Advanced Power Monitor., Voltage, Energy, Power, Power factor, Frequency, Unbalance, Temperature, Power quality, Manual operating mechanism with mechanical closing, without Spring charging motor, Ready-to-close signal. switch, Auxiliary switches 2NO+2NC, without Closing coil (CC), manual operating mechanism with mechanical closing, without Remote trip alarm reset coil (RR), without 2nd shunt trip, without 1st Shunt trip | 182100 | 1 | Z\ | 1
3WA1125-3GF11-0AA0 |  | Fixed-mounted circuit breaker IEC 60947-2, frame size 1, 4-poles, N-pole left, In=2500A up to 690V AC 50/60Hz, breaking capacity S Icu=66/50kA at 500/690V, Trip unit ETU600 LSIG upgrade ready , colordisplay, bluetooth and USB interface, Protection LT, ST, INST, GFx, include N-protection, (internal N-sensor available), incl. trip alarm switch (1xCO), rear connection vertical, with internal voltage tap on lower stab of circuit breaker, with voltage tap module VTM680 and power supply of ETU600, able to communication, integrated metering type PMF-3 Advanced Power Monitor., Voltage, Energy, Power, Power factor, Frequency, Unbalance, Temperature, Power quality, Manual operating mechanism with mechanical closing, without Spring charging motor, Ready-to-close signal. switch, Auxiliary switches 2NO+2NC, without Closing coil (CC), manual operating mechanism with mechanical closing, without Remote trip alarm reset coil (RR), without 2nd shunt trip, without 1st Shunt trip | 234100 | 1 | Z\ | 1
3WA1125-3GF12-0AA0 |  | Fixed-mounted circuit breaker IEC 60947-2, frame size 1, 4-poles, N-pole left, In=2500A up to 690V AC 50/60Hz, breaking capacity S Icu=66/50kA at 500/690V, Trip unit ETU600 LSIG upgrade ready , colordisplay, bluetooth and USB interface, Protection LT, ST, INST, GFx, include N-protection, (internal N-sensor available), incl. trip alarm switch (1xCO), rear connection horizontal, with internal voltage tap on lower stab of circuit breaker, with voltage tap module VTM680 and power supply of ETU600, able to communication, integrated metering type PMF-3 Advanced Power Monitor., Voltage, Energy, Power, Power factor, Frequency, Unbalance, Temperature, Power quality, Manual operating mechanism with mechanical closing, without Spring charging motor, Ready-to-close signal. switch, Auxiliary switches 2NO+2NC, without Closing coil (CC), manual operating mechanism with mechanical closing, without Remote trip alarm reset coil (RR), without 2nd shunt trip, without 1st Shunt trip | 229100 | 1 | Z\ | 1
3WA1125-3GF21-0AA0 |  | fixed-mounted circuit breaker, IEC 60947-2, size 1, 4-pole, N pole on right, In=2500 A up to 690 V AC 50/60 Hz, breaking capacity S Icu=66/50 kA at 500/690 V, tripping unit ETU600 LSIG upgradeable, color display, Bluetooth, USB interface, basic protection LT, ST, INST, GFx, including protection of the N conductor (internal neutral point sensor available), trip alarm switch (1 x CO), connection at rear vertical, with internal voltage tap on lower stab of circuit breaker, with voltage tap module VTM680 and power supply of ETU600, able to communication, integrated metering type PMF-3 Advanced Power Monitor., Voltage, Energy, Power, Power factor, Frequency, Unbalance, Temperature, Power quality, Manual operating mechanism with mechanical closing, without Spring charging motor, Ready-to-close signal. switch, Auxiliary switches 2NO+2NC, without Closing coil (CC), manual operating mechanism with mechanical closing, without Remote trip alarm reset coil (RR), without 2nd shunt trip, without 1st Shunt trip | 234100 | 1 | Z\ | 1
3WA1125-3GF22-0AA0 |  | fixed-mounted circuit breaker, IEC 60947-2, size 1, 4-pole, N pole on right, In=2500 A up to 690 V AC 50/60 Hz, breaking capacity S Icu=66/50 kA at 500/690 V, tripping unit ETU600 LSIG upgradeable, color display, Bluetooth, USB interface, basic protection LT, ST, INST, GFx, including protection of the N conductor (internal neutral point sensor available), trip alarm switch (1 x CO), connection at rear horizontal with internal voltage tap on lower stab of circuit breaker, with voltage tap module VTM680 and power supply of ETU600, able to communication, integrated metering type PMF-3 Advanced Power Monitor., Voltage, Energy, Power, Power factor, Frequency, Unbalance, Temperature, Power quality, Manual operating mechanism with mechanical closing, without Spring charging motor, Ready-to-close signal. switch, Auxiliary switches 2NO+2NC, without Closing coil (CC), manual operating mechanism with mechanical closing, without Remote trip alarm reset coil (RR), without 2nd shunt trip, without 1st Shunt trip | 229100 | 1 | Z\ | 1
3WA1125-3GF31-0AA0 |  | Withdrawable circuit breaker with guide frame, IEC 60947-2, frame size 1, 3-poles, In=2500A up to 690V AC 50/60Hz, breaking capacity S Icu=66/50kA at 500/690V, Trip unit ETU600 LSIG upgrade ready , colordisplay, bluetooth and USB interface, Protection LT, ST, INST, GFx, N-protection required an external N-sensor, incl. trip alarm switch (1xCO), rear connection vertical, guide frame with shutter and w/o position signalling switch, with internal voltage tap on lower stab of circuit breaker, with voltage tap module VTM680 and power supply of ETU600, able to communication, integrated metering type PMF-3 Advanced Power Monitor., Voltage, Energy, Power, Power factor, Frequency, Unbalance, Temperature, Power quality, Manual operating mechanism with mechanical closing, without Spring charging motor, Ready-to-close signal. switch, Auxiliary switches 2NO+2NC, without Closing coil (CC), manual operating mechanism with mechanical closing, without Remote trip alarm reset coil (RR), without 2nd shunt trip, without 1st Shunt trip | 233100 | 1 | Z\ | 1
3WA1125-3GF41-0AA0 |  | Withdrawable circuit breaker with guide frame, IEC 60947-2, frame size 1, 4-poles, N-pole left, In=2500A up to 690V AC 50/60Hz, breaking capacity S Icu=66/50kA at 500/690V, Trip unit ETU600 LSIG upgrade ready , colordisplay, bluetooth and USB interface, Protection LT, ST, INST, GFx, include N-protection, (internal N-sensor available), incl. trip alarm switch (1xCO), rear connection vertical, guide frame with shutter and w/o position signalling switch, with internal voltage tap on lower stab of circuit breaker, with voltage tap module VTM680 and power supply of ETU600, able to communication, integrated metering type PMF-3 Advanced Power Monitor., Voltage, Energy, Power, Power factor, Frequency, Unbalance, Temperature, Power quality, Manual operating mechanism with mechanical closing, without Spring charging motor, Ready-to-close signal. switch, Auxiliary switches 2NO+2NC, without Closing coil (CC), manual operating mechanism with mechanical closing, without Remote trip alarm reset coil (RR), without 2nd shunt trip, without 1st Shunt trip | 296100 | 1 | Z\ | 1
3WA1125-3LE01-0AA0 |  | Fixed-mounted circuit breaker IEC 60947-2, frame size 1, 3-poles, In=2500A up to 690V AC 50/60Hz, breaking capacity S Icu=66/50kA at 500/690V, Trip unit ETU600 LSI upgrade ready , colordisplay, bluetooth and USB interface, Protection LT, ST, INST, N-protection required an external N-sensor, incl. trip alarm switch (1xCO), rear connection vertical, with internal voltage tap on upper stab of circuit breaker, with voltage tap module VTM680 and power supply of ETU600, able to communication, integrated metering type PMF-1 Energy Efficiency, Voltage, Active energy Ea Manual operating mechanism with mechanical closing, without Spring charging motor, Ready-to-close signal. switch, Auxiliary switches 2NO+2NC, without Closing coil (CC), manual operating mechanism with mechanical closing, without Remote trip alarm reset coil (RR), without 2nd shunt trip, without 1st Shunt trip | 159870 | 1 | Z\ | 1
3WA1125-3LE02-0AA0 |  | Fixed-mounted circuit breaker IEC 60947-2, frame size 1, 3-poles, In=2500A up to 690V AC 50/60Hz, breaking capacity S Icu=66/50kA at 500/690V, Trip unit ETU600 LSI upgrade ready , colordisplay, bluetooth and USB interface, Protection LT, ST, INST, N-protection required an external N-sensor, incl. trip alarm switch (1xCO), rear connection horizontal, with internal voltage tap on upper stab of circuit breaker, with voltage tap module VTM680 and power supply of ETU600, able to communication, integrated metering type PMF-1 Energy Efficiency, Voltage, Active energy Ea Manual operating mechanism with mechanical closing, without Spring charging motor, Ready-to-close signal. switch, Auxiliary switches 2NO+2NC, without Closing coil (CC), manual operating mechanism with mechanical closing, without Remote trip alarm reset coil (RR), without 2nd shunt trip, without 1st Shunt trip | 155870 | 1 | Z\ | 1
3WA1125-3LE11-0AA0 |  | Fixed-mounted circuit breaker IEC 60947-2, frame size 1, 4-poles, N-pole left, In=2500A up to 690V AC 50/60Hz, breaking capacity S Icu=66/50kA at 500/690V, Trip unit ETU600 LSI upgrade ready , colordisplay, bluetooth and USB interface, Protection LT, ST, INST, include N-protection, (internal N-sensor available), incl. trip alarm switch (1xCO), rear connection vertical, with internal voltage tap on upper stab of circuit breaker, with voltage tap module VTM680 and power supply of ETU600, able to communication, integrated metering type PMF-1 Energy Efficiency, Voltage, Active energy Ea Manual operating mechanism with mechanical closing, without Spring charging motor, Ready-to-close signal. switch, Auxiliary switches 2NO+2NC, without Closing coil (CC), manual operating mechanism with mechanical closing, without Remote trip alarm reset coil (RR), without 2nd shunt trip, without 1st Shunt trip | 208870 | 1 | Z\ | 1
3WA1125-3LE12-0AA0 |  | Fixed-mounted circuit breaker IEC 60947-2, frame size 1, 4-poles, N-pole left, In=2500A up to 690V AC 50/60Hz, breaking capacity S Icu=66/50kA at 500/690V, Trip unit ETU600 LSI upgrade ready , colordisplay, bluetooth and USB interface, Protection LT, ST, INST, include N-protection, (internal N-sensor available), incl. trip alarm switch (1xCO), rear connection horizontal, with internal voltage tap on upper stab of circuit breaker, with voltage tap module VTM680 and power supply of ETU600, able to communication, integrated metering type PMF-1 Energy Efficiency, Voltage, Active energy Ea Manual operating mechanism with mechanical closing, without Spring charging motor, Ready-to-close signal. switch, Auxiliary switches 2NO+2NC, without Closing coil (CC), manual operating mechanism with mechanical closing, without Remote trip alarm reset coil (RR), without 2nd shunt trip, without 1st Shunt trip | 202870 | 1 | Z\ | 1
3WA1125-3LE21-0AA0 |  | fixed-mounted circuit breaker, IEC 60947-2, size 1, 4-pole, N pole on right, In=2500 A up to 690 V AC 50/60 Hz, breaking capacity S Icu=66/50 kA at 500/690 V, tripping unit ETU600 LSI upgradeable, color display, Bluetooth, USB interface, basic protection LT, ST, INST, including protection of the N conductor (internal neutral point sensor available), trip alarm switch (1 x CO), connection at rear vertical, with internal voltage tap on upper stab of circuit breaker, with voltage tap module VTM680 and power supply of ETU600, able to communication, integrated metering type PMF-1 Energy Efficiency, Voltage, Active energy Ea Manual operating mechanism with mechanical closing, without Spring charging motor, Ready-to-close signal. switch, Auxiliary switches 2NO+2NC, without Closing coil (CC), manual operating mechanism with mechanical closing, without Remote trip alarm reset coil (RR), without 2nd shunt trip, without 1st Shunt trip | 208870 | 1 | Z\ | 1
3WA1125-3LE22-0AA0 |  | fixed-mounted circuit breaker, IEC 60947-2, size 1, 4-pole, N pole on right, In=2500 A up to 690 V AC 50/60 Hz, breaking capacity S Icu=66/50 kA at 500/690 V, tripping unit ETU600 LSI upgradeable, color display, Bluetooth, USB interface, basic protection LT, ST, INST, including protection of the N conductor (internal neutral point sensor available), trip alarm switch (1 x CO), connection at rear horizontal with internal voltage tap on upper stab of circuit breaker, with voltage tap module VTM680 and power supply of ETU600, able to communication, integrated metering type PMF-1 Energy Efficiency, Voltage, Active energy Ea Manual operating mechanism with mechanical closing, without Spring charging motor, Ready-to-close signal. switch, Auxiliary switches 2NO+2NC, without Closing coil (CC), manual operating mechanism with mechanical closing, without Remote trip alarm reset coil (RR), without 2nd shunt trip, without 1st Shunt trip | 202870 | 1 | Z\ | 1
3WA1125-3LE31-0AA0 |  | Withdrawable circuit breaker with guide frame, IEC 60947-2, frame size 1, 3-poles, In=2500A up to 690V AC 50/60Hz, breaking capacity S Icu=66/50kA at 500/690V, Trip unit ETU600 LSI upgrade ready , colordisplay, bluetooth and USB interface, Protection LT, ST, INST, N-protection required an external N-sensor, incl. trip alarm switch (1xCO), rear connection vertical, guide frame with shutter and w/o position signalling switch, with internal voltage tap on upper stab of circuit breaker, with voltage tap module VTM680 and power supply of ETU600, able to communication, integrated metering type PMF-1 Energy Efficiency, Voltage, Active energy Ea Manual operating mechanism with mechanical closing, without Spring charging motor, Ready-to-close signal. switch, Auxiliary switches 2NO+2NC, without Closing coil (CC), manual operating mechanism with mechanical closing, without Remote trip alarm reset coil (RR), without 2nd shunt trip, without 1st Shunt trip | 206870 | 1 | Z\ | 1
3WA1125-3LE41-0AA0 |  | Withdrawable circuit breaker with guide frame, IEC 60947-2, frame size 1, 4-poles, N-pole left, In=2500A up to 690V AC 50/60Hz, breaking capacity S Icu=66/50kA at 500/690V, Trip unit ETU600 LSI upgrade ready , colordisplay, bluetooth and USB interface, Protection LT, ST, INST, include N-protection, (internal N-sensor available), incl. trip alarm switch (1xCO), rear connection vertical, guide frame with shutter and w/o position signalling switch, with internal voltage tap on upper stab of circuit breaker, with voltage tap module VTM680 and power supply of ETU600, able to communication, integrated metering type PMF-1 Energy Efficiency, Voltage, Active energy Ea Manual operating mechanism with mechanical closing, without Spring charging motor, Ready-to-close signal. switch, Auxiliary switches 2NO+2NC, without Closing coil (CC), manual operating mechanism with mechanical closing, without Remote trip alarm reset coil (RR), without 2nd shunt trip, without 1st Shunt trip | 269870 | 1 | Z\ | 1
3WA1125-3LF01-0AA0 |  | Fixed-mounted circuit breaker IEC 60947-2, frame size 1, 3-poles, In=2500A up to 690V AC 50/60Hz, breaking capacity S Icu=66/50kA at 500/690V, Trip unit ETU600 LSIG upgrade ready , colordisplay, bluetooth and USB interface, Protection LT, ST, INST, GFx, N-protection required an external N-sensor, incl. trip alarm switch (1xCO), rear connection vertical, with internal voltage tap on upper stab of circuit breaker, with voltage tap module VTM680 and power supply of ETU600, able to communication, integrated metering type PMF-1 Energy Efficiency, Voltage, Active energy Ea Manual operating mechanism with mechanical closing, without Spring charging motor, Ready-to-close signal. switch, Auxiliary switches 2NO+2NC, without Closing coil (CC), manual operating mechanism with mechanical closing, without Remote trip alarm reset coil (RR), without 2nd shunt trip, without 1st Shunt trip | 170870 | 1 | Z\ | 1
3WA1125-3LF02-0AA0 |  | Fixed-mounted circuit breaker IEC 60947-2, frame size 1, 3-poles, In=2500A up to 690V AC 50/60Hz, breaking capacity S Icu=66/50kA at 500/690V, Trip unit ETU600 LSIG upgrade ready , colordisplay, bluetooth and USB interface, Protection LT, ST, INST, GFx, N-protection required an external N-sensor, incl. trip alarm switch (1xCO), rear connection horizontal, with internal voltage tap on upper stab of circuit breaker, with voltage tap module VTM680 and power supply of ETU600, able to communication, integrated metering type PMF-1 Energy Efficiency, Voltage, Active energy Ea Manual operating mechanism with mechanical closing, without Spring charging motor, Ready-to-close signal. switch, Auxiliary switches 2NO+2NC, without Closing coil (CC), manual operating mechanism with mechanical closing, without Remote trip alarm reset coil (RR), without 2nd shunt trip, without 1st Shunt trip | 166870 | 1 | Z\ | 1
3WA1125-3LF11-0AA0 |  | Fixed-mounted circuit breaker IEC 60947-2, frame size 1, 4-poles, N-pole left, In=2500A up to 690V AC 50/60Hz, breaking capacity S Icu=66/50kA at 500/690V, Trip unit ETU600 LSIG upgrade ready , colordisplay, bluetooth and USB interface, Protection LT, ST, INST, GFx, include N-protection, (internal N-sensor available), incl. trip alarm switch (1xCO), rear connection vertical, with internal voltage tap on upper stab of circuit breaker, with voltage tap module VTM680 and power supply of ETU600, able to communication, integrated metering type PMF-1 Energy Efficiency, Voltage, Active energy Ea Manual operating mechanism with mechanical closing, without Spring charging motor, Ready-to-close signal. switch, Auxiliary switches 2NO+2NC, without Closing coil (CC), manual operating mechanism with mechanical closing, without Remote trip alarm reset coil (RR), without 2nd shunt trip, without 1st Shunt trip | 218870 | 1 | Z\ | 1
3WA1125-3LF12-0AA0 |  | Fixed-mounted circuit breaker IEC 60947-2, frame size 1, 4-poles, N-pole left, In=2500A up to 690V AC 50/60Hz, breaking capacity S Icu=66/50kA at 500/690V, Trip unit ETU600 LSIG upgrade ready , colordisplay, bluetooth and USB interface, Protection LT, ST, INST, GFx, include N-protection, (internal N-sensor available), incl. trip alarm switch (1xCO), rear connection horizontal, with internal voltage tap on upper stab of circuit breaker, with voltage tap module VTM680 and power supply of ETU600, able to communication, integrated metering type PMF-1 Energy Efficiency, Voltage, Active energy Ea Manual operating mechanism with mechanical closing, without Spring charging motor, Ready-to-close signal. switch, Auxiliary switches 2NO+2NC, without Closing coil (CC), manual operating mechanism with mechanical closing, without Remote trip alarm reset coil (RR), without 2nd shunt trip, without 1st Shunt trip | 213870 | 1 | Z\ | 1
3WA1125-3LF21-0AA0 |  | fixed-mounted circuit breaker, IEC 60947-2, size 1, 4-pole, N pole on right, In=2500 A up to 690 V AC 50/60 Hz, breaking capacity S Icu=66/50 kA at 500/690 V, tripping unit ETU600 LSIG upgradeable, color display, Bluetooth, USB interface, basic protection LT, ST, INST, GFx, including protection of the N conductor (internal neutral point sensor available), trip alarm switch (1 x CO), connection at rear vertical, with internal voltage tap on upper stab of circuit breaker, with voltage tap module VTM680 and power supply of ETU600, able to communication, integrated metering type PMF-1 Energy Efficiency, Voltage, Active energy Ea Manual operating mechanism with mechanical closing, without Spring charging motor, Ready-to-close signal. switch, Auxiliary switches 2NO+2NC, without Closing coil (CC), manual operating mechanism with mechanical closing, without Remote trip alarm reset coil (RR), without 2nd shunt trip, without 1st Shunt trip | 218870 | 1 | Z\ | 1
3WA1125-3LF22-0AA0 |  | fixed-mounted circuit breaker, IEC 60947-2, size 1, 4-pole, N pole on right, In=2500 A up to 690 V AC 50/60 Hz, breaking capacity S Icu=66/50 kA at 500/690 V, tripping unit ETU600 LSIG upgradeable, color display, Bluetooth, USB interface, basic protection LT, ST, INST, GFx, including protection of the N conductor (internal neutral point sensor available), trip alarm switch (1 x CO), connection at rear horizontal with internal voltage tap on upper stab of circuit breaker, with voltage tap module VTM680 and power supply of ETU600, able to communication, integrated metering type PMF-1 Energy Efficiency, Voltage, Active energy Ea Manual operating mechanism with mechanical closing, without Spring charging motor, Ready-to-close signal. switch, Auxiliary switches 2NO+2NC, without Closing coil (CC), manual operating mechanism with mechanical closing, without Remote trip alarm reset coil (RR), without 2nd shunt trip, without 1st Shunt trip | 213870 | 1 | Z\ | 1
3WA1125-3LF31-0AA0 |  | Withdrawable circuit breaker with guide frame, IEC 60947-2, frame size 1, 3-poles, In=2500A up to 690V AC 50/60Hz, breaking capacity S Icu=66/50kA at 500/690V, Trip unit ETU600 LSIG upgrade ready , colordisplay, bluetooth and USB interface, Protection LT, ST, INST, GFx, N-protection required an external N-sensor, incl. trip alarm switch (1xCO), rear connection vertical, guide frame with shutter and w/o position signalling switch, with internal voltage tap on upper stab of circuit breaker, with voltage tap module VTM680 and power supply of ETU600, able to communication, integrated metering type PMF-1 Energy Efficiency, Voltage, Active energy Ea Manual operating mechanism with mechanical closing, without Spring charging motor, Ready-to-close signal. switch, Auxiliary switches 2NO+2NC, without Closing coil (CC), manual operating mechanism with mechanical closing, without Remote trip alarm reset coil (RR), without 2nd shunt trip, without 1st Shunt trip | 217870 | 1 | Z\ | 1
3WA1125-3LF41-0AA0 |  | Withdrawable circuit breaker with guide frame, IEC 60947-2, frame size 1, 4-poles, N-pole left, In=2500A up to 690V AC 50/60Hz, breaking capacity S Icu=66/50kA at 500/690V, Trip unit ETU600 LSIG upgrade ready , colordisplay, bluetooth and USB interface, Protection LT, ST, INST, GFx, include N-protection, (internal N-sensor available), incl. trip alarm switch (1xCO), rear connection vertical, guide frame with shutter and w/o position signalling switch, with internal voltage tap on upper stab of circuit breaker, with voltage tap module VTM680 and power supply of ETU600, able to communication, integrated metering type PMF-1 Energy Efficiency, Voltage, Active energy Ea Manual operating mechanism with mechanical closing, without Spring charging motor, Ready-to-close signal. switch, Auxiliary switches 2NO+2NC, without Closing coil (CC), manual operating mechanism with mechanical closing, without Remote trip alarm reset coil (RR), without 2nd shunt trip, without 1st Shunt trip | 280870 | 1 | Z\ | 1
3WA1125-3ME01-0AA0 |  | Fixed-mounted circuit breaker IEC 60947-2, frame size 1, 3-poles, In=2500A up to 690V AC 50/60Hz, breaking capacity S Icu=66/50kA at 500/690V, Trip unit ETU600 LSI upgrade ready , colordisplay, bluetooth and USB interface, Protection LT, ST, INST, N-protection required an external N-sensor, incl. trip alarm switch (1xCO), rear connection vertical, with internal voltage tap on upper stab of circuit breaker, with voltage tap module VTM680 and power supply of ETU600, able to communication, integrated metering type PMF-2 Basic Power Monitoring, Voltage, Energy, Power, Power factor, Frequency, Unbalance, Temperature, Manual operating mechanism with mechanical closing, without Spring charging motor, Ready-to-close signal. switch, Auxiliary switches 2NO+2NC, without Closing coil (CC), manual operating mechanism with mechanical closing, without Remote trip alarm reset coil (RR), without 2nd shunt trip, without 1st Shunt trip | 168700 | 1 | Z\ | 1
3WA1125-3ME02-0AA0 |  | Fixed-mounted circuit breaker IEC 60947-2, frame size 1, 3-poles, In=2500A up to 690V AC 50/60Hz, breaking capacity S Icu=66/50kA at 500/690V, Trip unit ETU600 LSI upgrade ready , colordisplay, bluetooth and USB interface, Protection LT, ST, INST, N-protection required an external N-sensor, incl. trip alarm switch (1xCO), rear connection horizontal, with internal voltage tap on upper stab of circuit breaker, with voltage tap module VTM680 and power supply of ETU600, able to communication, integrated metering type PMF-2 Basic Power Monitoring, Voltage, Energy, Power, Power factor, Frequency, Unbalance, Temperature, Manual operating mechanism with mechanical closing, without Spring charging motor, Ready-to-close signal. switch, Auxiliary switches 2NO+2NC, without Closing coil (CC), manual operating mechanism with mechanical closing, without Remote trip alarm reset coil (RR), without 2nd shunt trip, without 1st Shunt trip | 164700 | 1 | Z\ | 1
3WA1125-3ME11-0AA0 |  | Fixed-mounted circuit breaker IEC 60947-2, frame size 1, 4-poles, N-pole left, In=2500A up to 690V AC 50/60Hz, breaking capacity S Icu=66/50kA at 500/690V, Trip unit ETU600 LSI upgrade ready , colordisplay, bluetooth and USB interface, Protection LT, ST, INST, include N-protection, (internal N-sensor available), incl. trip alarm switch (1xCO), rear connection vertical, with internal voltage tap on upper stab of circuit breaker, with voltage tap module VTM680 and power supply of ETU600, able to communication, integrated metering type PMF-2 Basic Power Monitoring, Voltage, Energy, Power, Power factor, Frequency, Unbalance, Temperature, Manual operating mechanism with mechanical closing, without Spring charging motor, Ready-to-close signal. switch, Auxiliary switches 2NO+2NC, without Closing coil (CC), manual operating mechanism with mechanical closing, without Remote trip alarm reset coil (RR), without 2nd shunt trip, without 1st Shunt trip | 217700 | 1 | Z\ | 1
3WA1125-3ME12-0AA0 |  | Fixed-mounted circuit breaker IEC 60947-2, frame size 1, 4-poles, N-pole left, In=2500A up to 690V AC 50/60Hz, breaking capacity S Icu=66/50kA at 500/690V, Trip unit ETU600 LSI upgrade ready , colordisplay, bluetooth and USB interface, Protection LT, ST, INST, include N-protection, (internal N-sensor available), incl. trip alarm switch (1xCO), rear connection horizontal, with internal voltage tap on upper stab of circuit breaker, with voltage tap module VTM680 and power supply of ETU600, able to communication, integrated metering type PMF-2 Basic Power Monitoring, Voltage, Energy, Power, Power factor, Frequency, Unbalance, Temperature, Manual operating mechanism with mechanical closing, without Spring charging motor, Ready-to-close signal. switch, Auxiliary switches 2NO+2NC, without Closing coil (CC), manual operating mechanism with mechanical closing, without Remote trip alarm reset coil (RR), without 2nd shunt trip, without 1st Shunt trip | 211700 | 1 | Z\ | 1
3WA1125-3ME21-0AA0 |  | fixed-mounted circuit breaker, IEC 60947-2, size 1, 4-pole, N pole on right, In=2500 A up to 690 V AC 50/60 Hz, breaking capacity S Icu=66/50 kA at 500/690 V, tripping unit ETU600 LSI upgradeable, color display, Bluetooth, USB interface, basic protection LT, ST, INST, including protection of the N conductor (internal neutral point sensor available), trip alarm switch (1 x CO), connection at rear vertical, with internal voltage tap on upper stab of circuit breaker, with voltage tap module VTM680 and power supply of ETU600, able to communication, integrated metering type PMF-2 Basic Power Monitoring, Voltage, Energy, Power, Power factor, Frequency, Unbalance, Temperature, Manual operating mechanism with mechanical closing, without Spring charging motor, Ready-to-close signal. switch, Auxiliary switches 2NO+2NC, without Closing coil (CC), manual operating mechanism with mechanical closing, without Remote trip alarm reset coil (RR), without 2nd shunt trip, without 1st Shunt trip | 217700 | 1 | Z\ | 1
3WA1125-3ME22-0AA0 |  | fixed-mounted circuit breaker, IEC 60947-2, size 1, 4-pole, N pole on right, In=2500 A up to 690 V AC 50/60 Hz, breaking capacity S Icu=66/50 kA at 500/690 V, tripping unit ETU600 LSI upgradeable, color display, Bluetooth, USB interface, basic protection LT, ST, INST, including protection of the N conductor (internal neutral point sensor available), trip alarm switch (1 x CO), connection at rear horizontal with internal voltage tap on upper stab of circuit breaker, with voltage tap module VTM680 and power supply of ETU600, able to communication, integrated metering type PMF-2 Basic Power Monitoring, Voltage, Energy, Power, Power factor, Frequency, Unbalance, Temperature, Manual operating mechanism with mechanical closing, without Spring charging motor, Ready-to-close signal. switch, Auxiliary switches 2NO+2NC, without Closing coil (CC), manual operating mechanism with mechanical closing, without Remote trip alarm reset coil (RR), without 2nd shunt trip, without 1st Shunt trip | 211700 | 1 | Z\ | 1
3WA1125-3ME31-0AA0 |  | Withdrawable circuit breaker with guide frame, IEC 60947-2, frame size 1, 3-poles, In=2500A up to 690V AC 50/60Hz, breaking capacity S Icu=66/50kA at 500/690V, Trip unit ETU600 LSI upgrade ready , colordisplay, bluetooth and USB interface, Protection LT, ST, INST, N-protection required an external N-sensor, incl. trip alarm switch (1xCO), rear connection vertical, guide frame with shutter and w/o position signalling switch, with internal voltage tap on upper stab of circuit breaker, with voltage tap module VTM680 and power supply of ETU600, able to communication, integrated metering type PMF-2 Basic Power Monitoring, Voltage, Energy, Power, Power factor, Frequency, Unbalance, Temperature, Manual operating mechanism with mechanical closing, without Spring charging motor, Ready-to-close signal. switch, Auxiliary switches 2NO+2NC, without Closing coil (CC), manual operating mechanism with mechanical closing, without Remote trip alarm reset coil (RR), without 2nd shunt trip, without 1st Shunt trip | 215700 | 1 | Z\ | 1
3WA1125-3ME41-0AA0 |  | Withdrawable circuit breaker with guide frame, IEC 60947-2, frame size 1, 4-poles, N-pole left, In=2500A up to 690V AC 50/60Hz, breaking capacity S Icu=66/50kA at 500/690V, Trip unit ETU600 LSI upgrade ready , colordisplay, bluetooth and USB interface, Protection LT, ST, INST, include N-protection, (internal N-sensor available), incl. trip alarm switch (1xCO), rear connection vertical, guide frame with shutter and w/o position signalling switch, with internal voltage tap on upper stab of circuit breaker, with voltage tap module VTM680 and power supply of ETU600, able to communication, integrated metering type PMF-2 Basic Power Monitoring, Voltage, Energy, Power, Power factor, Frequency, Unbalance, Temperature, Manual operating mechanism with mechanical closing, without Spring charging motor, Ready-to-close signal. switch, Auxiliary switches 2NO+2NC, without Closing coil (CC), manual operating mechanism with mechanical closing, without Remote trip alarm reset coil (RR), without 2nd shunt trip, without 1st Shunt trip | 278700 | 1 | Z\ | 1
3WA1125-3MF01-0AA0 |  | Fixed-mounted circuit breaker IEC 60947-2, frame size 1, 3-poles, In=2500A up to 690V AC 50/60Hz, breaking capacity S Icu=66/50kA at 500/690V, Trip unit ETU600 LSIG upgrade ready , colordisplay, bluetooth and USB interface, Protection LT, ST, INST, GFx, N-protection required an external N-sensor, incl. trip alarm switch (1xCO), rear connection vertical, with internal voltage tap on upper stab of circuit breaker, with voltage tap module VTM680 and power supply of ETU600, able to communication, integrated metering type PMF-2 Basic Power Monitoring, Voltage, Energy, Power, Power factor, Frequency, Unbalance, Temperature, Manual operating mechanism with mechanical closing, without Spring charging motor, Ready-to-close signal. switch, Auxiliary switches 2NO+2NC, without Closing coil (CC), manual operating mechanism with mechanical closing, without Remote trip alarm reset coil (RR), without 2nd shunt trip, without 1st Shunt trip | 179700 | 1 | Z\ | 1
3WA1125-3MF02-0AA0 |  | Fixed-mounted circuit breaker IEC 60947-2, frame size 1, 3-poles, In=2500A up to 690V AC 50/60Hz, breaking capacity S Icu=66/50kA at 500/690V, Trip unit ETU600 LSIG upgrade ready , colordisplay, bluetooth and USB interface, Protection LT, ST, INST, GFx, N-protection required an external N-sensor, incl. trip alarm switch (1xCO), rear connection horizontal, with internal voltage tap on upper stab of circuit breaker, with voltage tap module VTM680 and power supply of ETU600, able to communication, integrated metering type PMF-2 Basic Power Monitoring, Voltage, Energy, Power, Power factor, Frequency, Unbalance, Temperature, Manual operating mechanism with mechanical closing, without Spring charging motor, Ready-to-close signal. switch, Auxiliary switches 2NO+2NC, without Closing coil (CC), manual operating mechanism with mechanical closing, without Remote trip alarm reset coil (RR), without 2nd shunt trip, without 1st Shunt trip | 175700 | 1 | Z\ | 1
3WA1125-3MF11-0AA0 |  | Fixed-mounted circuit breaker IEC 60947-2, frame size 1, 4-poles, N-pole left, In=2500A up to 690V AC 50/60Hz, breaking capacity S Icu=66/50kA at 500/690V, Trip unit ETU600 LSIG upgrade ready , colordisplay, bluetooth and USB interface, Protection LT, ST, INST, GFx, include N-protection, (internal N-sensor available), incl. trip alarm switch (1xCO), rear connection vertical, with internal voltage tap on upper stab of circuit breaker, with voltage tap module VTM680 and power supply of ETU600, able to communication, integrated metering type PMF-2 Basic Power Monitoring, Voltage, Energy, Power, Power factor, Frequency, Unbalance, Temperature, Manual operating mechanism with mechanical closing, without Spring charging motor, Ready-to-close signal. switch, Auxiliary switches 2NO+2NC, without Closing coil (CC), manual operating mechanism with mechanical closing, without Remote trip alarm reset coil (RR), without 2nd shunt trip, without 1st Shunt trip | 227700 | 1 | Z\ | 1
3WA1125-3MF12-0AA0 |  | Fixed-mounted circuit breaker IEC 60947-2, frame size 1, 4-poles, N-pole left, In=2500A up to 690V AC 50/60Hz, breaking capacity S Icu=66/50kA at 500/690V, Trip unit ETU600 LSIG upgrade ready , colordisplay, bluetooth and USB interface, Protection LT, ST, INST, GFx, include N-protection, (internal N-sensor available), incl. trip alarm switch (1xCO), rear connection horizontal, with internal voltage tap on upper stab of circuit breaker, with voltage tap module VTM680 and power supply of ETU600, able to communication, integrated metering type PMF-2 Basic Power Monitoring, Voltage, Energy, Power, Power factor, Frequency, Unbalance, Temperature, Manual operating mechanism with mechanical closing, without Spring charging motor, Ready-to-close signal. switch, Auxiliary switches 2NO+2NC, without Closing coil (CC), manual operating mechanism with mechanical closing, without Remote trip alarm reset coil (RR), without 2nd shunt trip, without 1st Shunt trip | 222700 | 1 | Z\ | 1
3WA1125-3MF21-0AA0 |  | fixed-mounted circuit breaker, IEC 60947-2, size 1, 4-pole, N pole on right, In=2500 A up to 690 V AC 50/60 Hz, breaking capacity S Icu=66/50 kA at 500/690 V, tripping unit ETU600 LSIG upgradeable, color display, Bluetooth, USB interface, basic protection LT, ST, INST, GFx, including protection of the N conductor (internal neutral point sensor available), trip alarm switch (1 x CO), connection at rear vertical, with internal voltage tap on upper stab of circuit breaker, with voltage tap module VTM680 and power supply of ETU600, able to communication, integrated metering type PMF-2 Basic Power Monitoring, Voltage, Energy, Power, Power factor, Frequency, Unbalance, Temperature, Manual operating mechanism with mechanical closing, without Spring charging motor, Ready-to-close signal. switch, Auxiliary switches 2NO+2NC, without Closing coil (CC), manual operating mechanism with mechanical closing, without Remote trip alarm reset coil (RR), without 2nd shunt trip, without 1st Shunt trip | 227700 | 1 | Z\ | 1
3WA1125-3MF22-0AA0 |  | fixed-mounted circuit breaker, IEC 60947-2, size 1, 4-pole, N pole on right, In=2500 A up to 690 V AC 50/60 Hz, breaking capacity S Icu=66/50 kA at 500/690 V, tripping unit ETU600 LSIG upgradeable, color display, Bluetooth, USB interface, basic protection LT, ST, INST, GFx, including protection of the N conductor (internal neutral point sensor available), trip alarm switch (1 x CO), connection at rear horizontal with internal voltage tap on upper stab of circuit breaker, with voltage tap module VTM680 and power supply of ETU600, able to communication, integrated metering type PMF-2 Basic Power Monitoring, Voltage, Energy, Power, Power factor, Frequency, Unbalance, Temperature, Manual operating mechanism with mechanical closing, without Spring charging motor, Ready-to-close signal. switch, Auxiliary switches 2NO+2NC, without Closing coil (CC), manual operating mechanism with mechanical closing, without Remote trip alarm reset coil (RR), without 2nd shunt trip, without 1st Shunt trip | 222700 | 1 | Z\ | 1
3WA1125-3MF31-0AA0 |  | Withdrawable circuit breaker with guide frame, IEC 60947-2, frame size 1, 3-poles, In=2500A up to 690V AC 50/60Hz, breaking capacity S Icu=66/50kA at 500/690V, Trip unit ETU600 LSIG upgrade ready , colordisplay, bluetooth and USB interface, Protection LT, ST, INST, GFx, N-protection required an external N-sensor, incl. trip alarm switch (1xCO), rear connection vertical, guide frame with shutter and w/o position signalling switch, with internal voltage tap on upper stab of circuit breaker, with voltage tap module VTM680 and power supply of ETU600, able to communication, integrated metering type PMF-2 Basic Power Monitoring, Voltage, Energy, Power, Power factor, Frequency, Unbalance, Temperature, Manual operating mechanism with mechanical closing, without Spring charging motor, Ready-to-close signal. switch, Auxiliary switches 2NO+2NC, without Closing coil (CC), manual operating mechanism with mechanical closing, without Remote trip alarm reset coil (RR), without 2nd shunt trip, without 1st Shunt trip | 226700 | 1 | Z\ | 1
3WA1125-3MF41-0AA0 |  | Withdrawable circuit breaker with guide frame, IEC 60947-2, frame size 1, 4-poles, N-pole left, In=2500A up to 690V AC 50/60Hz, breaking capacity S Icu=66/50kA at 500/690V, Trip unit ETU600 LSIG upgrade ready , colordisplay, bluetooth and USB interface, Protection LT, ST, INST, GFx, include N-protection, (internal N-sensor available), incl. trip alarm switch (1xCO), rear connection vertical, guide frame with shutter and w/o position signalling switch, with internal voltage tap on upper stab of circuit breaker, with voltage tap module VTM680 and power supply of ETU600, able to communication, integrated metering type PMF-2 Basic Power Monitoring, Voltage, Energy, Power, Power factor, Frequency, Unbalance, Temperature, Manual operating mechanism with mechanical closing, without Spring charging motor, Ready-to-close signal. switch, Auxiliary switches 2NO+2NC, without Closing coil (CC), manual operating mechanism with mechanical closing, without Remote trip alarm reset coil (RR), without 2nd shunt trip, without 1st Shunt trip | 289700 | 1 | Z\ | 1
3WA1125-3NE01-0AA0 |  | Fixed-mounted circuit breaker IEC 60947-2, frame size 1, 3-poles, In=2500A up to 690V AC 50/60Hz, breaking capacity S Icu=66/50kA at 500/690V, Trip unit ETU600 LSI upgrade ready , colordisplay, bluetooth and USB interface, Protection LT, ST, INST, N-protection required an external N-sensor, incl. trip alarm switch (1xCO), rear connection vertical, with internal voltage tap on upper stab of circuit breaker, with voltage tap module VTM680 and power supply of ETU600, able to communication, integrated metering type PMF-3 Advanced Power Monitor., Voltage, Energy, Power, Power factor, Frequency, Unbalance, Temperature, Power quality, Manual operating mechanism with mechanical closing, without Spring charging motor, Ready-to-close signal. switch, Auxiliary switches 2NO+2NC, without Closing coil (CC), manual operating mechanism with mechanical closing, without Remote trip alarm reset coil (RR), without 2nd shunt trip, without 1st Shunt trip | 175100 | 1 | Z\ | 1
3WA1125-3NE02-0AA0 |  | Fixed-mounted circuit breaker IEC 60947-2, frame size 1, 3-poles, In=2500A up to 690V AC 50/60Hz, breaking capacity S Icu=66/50kA at 500/690V, Trip unit ETU600 LSI upgrade ready , colordisplay, bluetooth and USB interface, Protection LT, ST, INST, N-protection required an external N-sensor, incl. trip alarm switch (1xCO), rear connection horizontal, with internal voltage tap on upper stab of circuit breaker, with voltage tap module VTM680 and power supply of ETU600, able to communication, integrated metering type PMF-3 Advanced Power Monitor., Voltage, Energy, Power, Power factor, Frequency, Unbalance, Temperature, Power quality, Manual operating mechanism with mechanical closing, without Spring charging motor, Ready-to-close signal. switch, Auxiliary switches 2NO+2NC, without Closing coil (CC), manual operating mechanism with mechanical closing, without Remote trip alarm reset coil (RR), without 2nd shunt trip, without 1st Shunt trip | 171100 | 1 | Z\ | 1
3WA1125-3NE11-0AA0 |  | Fixed-mounted circuit breaker IEC 60947-2, frame size 1, 4-poles, N-pole left, In=2500A up to 690V AC 50/60Hz, breaking capacity S Icu=66/50kA at 500/690V, Trip unit ETU600 LSI upgrade ready , colordisplay, bluetooth and USB interface, Protection LT, ST, INST, include N-protection, (internal N-sensor available), incl. trip alarm switch (1xCO), rear connection vertical, with internal voltage tap on upper stab of circuit breaker, with voltage tap module VTM680 and power supply of ETU600, able to communication, integrated metering type PMF-3 Advanced Power Monitor., Voltage, Energy, Power, Power factor, Frequency, Unbalance, Temperature, Power quality, Manual operating mechanism with mechanical closing, without Spring charging motor, Ready-to-close signal. switch, Auxiliary switches 2NO+2NC, without Closing coil (CC), manual operating mechanism with mechanical closing, without Remote trip alarm reset coil (RR), without 2nd shunt trip, without 1st Shunt trip | 224100 | 1 | Z\ | 1
3WA1125-3NE12-0AA0 |  | Fixed-mounted circuit breaker IEC 60947-2, frame size 1, 4-poles, N-pole left, In=2500A up to 690V AC 50/60Hz, breaking capacity S Icu=66/50kA at 500/690V, Trip unit ETU600 LSI upgrade ready , colordisplay, bluetooth and USB interface, Protection LT, ST, INST, include N-protection, (internal N-sensor available), incl. trip alarm switch (1xCO), rear connection horizontal, with internal voltage tap on upper stab of circuit breaker, with voltage tap module VTM680 and power supply of ETU600, able to communication, integrated metering type PMF-3 Advanced Power Monitor., Voltage, Energy, Power, Power factor, Frequency, Unbalance, Temperature, Power quality, Manual operating mechanism with mechanical closing, without Spring charging motor, Ready-to-close signal. switch, Auxiliary switches 2NO+2NC, without Closing coil (CC), manual operating mechanism with mechanical closing, without Remote trip alarm reset coil (RR), without 2nd shunt trip, without 1st Shunt trip | 218100 | 1 | Z\ | 1
3WA1125-3NE21-0AA0 |  | fixed-mounted circuit breaker, IEC 60947-2, size 1, 4-pole, N pole on right, In=2500 A up to 690 V AC 50/60 Hz, breaking capacity S Icu=66/50 kA at 500/690 V, tripping unit ETU600 LSI upgradeable, color display, Bluetooth, USB interface, basic protection LT, ST, INST, including protection of the N conductor (internal neutral point sensor available), trip alarm switch (1 x CO), connection at rear vertical, with internal voltage tap on upper stab of circuit breaker, with voltage tap module VTM680 and power supply of ETU600, able to communication, integrated metering type PMF-3 Advanced Power Monitor., Voltage, Energy, Power, Power factor, Frequency, Unbalance, Temperature, Power quality, Manual operating mechanism with mechanical closing, without Spring charging motor, Ready-to-close signal. switch, Auxiliary switches 2NO+2NC, without Closing coil (CC), manual operating mechanism with mechanical closing, without Remote trip alarm reset coil (RR), without 2nd shunt trip, without 1st Shunt trip | 224100 | 1 | Z\ | 1
3WA1125-3NE22-0AA0 |  | fixed-mounted circuit breaker, IEC 60947-2, size 1, 4-pole, N pole on right, In=2500 A up to 690 V AC 50/60 Hz, breaking capacity S Icu=66/50 kA at 500/690 V, tripping unit ETU600 LSI upgradeable, color display, Bluetooth, USB interface, basic protection LT, ST, INST, including protection of the N conductor (internal neutral point sensor available), trip alarm switch (1 x CO), connection at rear horizontal with internal voltage tap on upper stab of circuit breaker, with voltage tap module VTM680 and power supply of ETU600, able to communication, integrated metering type PMF-3 Advanced Power Monitor., Voltage, Energy, Power, Power factor, Frequency, Unbalance, Temperature, Power quality, Manual operating mechanism with mechanical closing, without Spring charging motor, Ready-to-close signal. switch, Auxiliary switches 2NO+2NC, without Closing coil (CC), manual operating mechanism with mechanical closing, without Remote trip alarm reset coil (RR), without 2nd shunt trip, without 1st Shunt trip | 218100 | 1 | Z\ | 1
3WA1125-3NE31-0AA0 |  | Withdrawable circuit breaker with guide frame, IEC 60947-2, frame size 1, 3-poles, In=2500A up to 690V AC 50/60Hz, breaking capacity S Icu=66/50kA at 500/690V, Trip unit ETU600 LSI upgrade ready , colordisplay, bluetooth and USB interface, Protection LT, ST, INST, N-protection required an external N-sensor, incl. trip alarm switch (1xCO), rear connection vertical, guide frame with shutter and w/o position signalling switch, with internal voltage tap on upper stab of circuit breaker, with voltage tap module VTM680 and power supply of ETU600, able to communication, integrated metering type PMF-3 Advanced Power Monitor., Voltage, Energy, Power, Power factor, Frequency, Unbalance, Temperature, Power quality, Manual operating mechanism with mechanical closing, without Spring charging motor, Ready-to-close signal. switch, Auxiliary switches 2NO+2NC, without Closing coil (CC), manual operating mechanism with mechanical closing, without Remote trip alarm reset coil (RR), without 2nd shunt trip, without 1st Shunt trip | 222100 | 1 | Z\ | 1
3WA1125-3NE41-0AA0 |  | Withdrawable circuit breaker with guide frame, IEC 60947-2, frame size 1, 4-poles, N-pole left, In=2500A up to 690V AC 50/60Hz, breaking capacity S Icu=66/50kA at 500/690V, Trip unit ETU600 LSI upgrade ready , colordisplay, bluetooth and USB interface, Protection LT, ST, INST, include N-protection, (internal N-sensor available), incl. trip alarm switch (1xCO), rear connection vertical, guide frame with shutter and w/o position signalling switch, with internal voltage tap on upper stab of circuit breaker, with voltage tap module VTM680 and power supply of ETU600, able to communication, integrated metering type PMF-3 Advanced Power Monitor., Voltage, Energy, Power, Power factor, Frequency, Unbalance, Temperature, Power quality, Manual operating mechanism with mechanical closing, without Spring charging motor, Ready-to-close signal. switch, Auxiliary switches 2NO+2NC, without Closing coil (CC), manual operating mechanism with mechanical closing, without Remote trip alarm reset coil (RR), without 2nd shunt trip, without 1st Shunt trip | 285100 | 1 | Z\ | 1
3WA1125-3NF01-0AA0 |  | Fixed-mounted circuit breaker IEC 60947-2, frame size 1, 3-poles, In=2500A up to 690V AC 50/60Hz, breaking capacity S Icu=66/50kA at 500/690V, Trip unit ETU600 LSIG upgrade ready , colordisplay, bluetooth and USB interface, Protection LT, ST, INST, GFx, N-protection required an external N-sensor, incl. trip alarm switch (1xCO), rear connection vertical, with internal voltage tap on upper stab of circuit breaker, with voltage tap module VTM680 and power supply of ETU600, able to communication, integrated metering type PMF-3 Advanced Power Monitor., Voltage, Energy, Power, Power factor, Frequency, Unbalance, Temperature, Power quality, Manual operating mechanism with mechanical closing, without Spring charging motor, Ready-to-close signal. switch, Auxiliary switches 2NO+2NC, without Closing coil (CC), manual operating mechanism with mechanical closing, without Remote trip alarm reset coil (RR), without 2nd shunt trip, without 1st Shunt trip | 186100 | 1 | Z\ | 1
3WA1125-3NF02-0AA0 |  | Fixed-mounted circuit breaker IEC 60947-2, frame size 1, 3-poles, In=2500A up to 690V AC 50/60Hz, breaking capacity S Icu=66/50kA at 500/690V, Trip unit ETU600 LSIG upgrade ready , colordisplay, bluetooth and USB interface, Protection LT, ST, INST, GFx, N-protection required an external N-sensor, incl. trip alarm switch (1xCO), rear connection horizontal, with internal voltage tap on upper stab of circuit breaker, with voltage tap module VTM680 and power supply of ETU600, able to communication, integrated metering type PMF-3 Advanced Power Monitor., Voltage, Energy, Power, Power factor, Frequency, Unbalance, Temperature, Power quality, Manual operating mechanism with mechanical closing, without Spring charging motor, Ready-to-close signal. switch, Auxiliary switches 2NO+2NC, without Closing coil (CC), manual operating mechanism with mechanical closing, without Remote trip alarm reset coil (RR), without 2nd shunt trip, without 1st Shunt trip | 182100 | 1 | Z\ | 1
3WA1125-3NF11-0AA0 |  | Fixed-mounted circuit breaker IEC 60947-2, frame size 1, 4-poles, N-pole left, In=2500A up to 690V AC 50/60Hz, breaking capacity S Icu=66/50kA at 500/690V, Trip unit ETU600 LSIG upgrade ready , colordisplay, bluetooth and USB interface, Protection LT, ST, INST, GFx, include N-protection, (internal N-sensor available), incl. trip alarm switch (1xCO), rear connection vertical, with internal voltage tap on upper stab of circuit breaker, with voltage tap module VTM680 and power supply of ETU600, able to communication, integrated metering type PMF-3 Advanced Power Monitor., Voltage, Energy, Power, Power factor, Frequency, Unbalance, Temperature, Power quality, Manual operating mechanism with mechanical closing, without Spring charging motor, Ready-to-close signal. switch, Auxiliary switches 2NO+2NC, without Closing coil (CC), manual operating mechanism with mechanical closing, without Remote trip alarm reset coil (RR), without 2nd shunt trip, without 1st Shunt trip | 234100 | 1 | Z\ | 1
3WA1125-3NF12-0AA0 |  | Fixed-mounted circuit breaker IEC 60947-2, frame size 1, 4-poles, N-pole left, In=2500A up to 690V AC 50/60Hz, breaking capacity S Icu=66/50kA at 500/690V, Trip unit ETU600 LSIG upgrade ready , colordisplay, bluetooth and USB interface, Protection LT, ST, INST, GFx, include N-protection, (internal N-sensor available), incl. trip alarm switch (1xCO), rear connection horizontal, with internal voltage tap on upper stab of circuit breaker, with voltage tap module VTM680 and power supply of ETU600, able to communication, integrated metering type PMF-3 Advanced Power Monitor., Voltage, Energy, Power, Power factor, Frequency, Unbalance, Temperature, Power quality, Manual operating mechanism with mechanical closing, without Spring charging motor, Ready-to-close signal. switch, Auxiliary switches 2NO+2NC, without Closing coil (CC), manual operating mechanism with mechanical closing, without Remote trip alarm reset coil (RR), without 2nd shunt trip, without 1st Shunt trip | 229100 | 1 | Z\ | 1
3WA1125-3NF21-0AA0 |  | fixed-mounted circuit breaker, IEC 60947-2, size 1, 4-pole, N pole on right, In=2500 A up to 690 V AC 50/60 Hz, breaking capacity S Icu=66/50 kA at 500/690 V, tripping unit ETU600 LSIG upgradeable, color display, Bluetooth, USB interface, basic protection LT, ST, INST, GFx, including protection of the N conductor (internal neutral point sensor available), trip alarm switch (1 x CO), connection at rear vertical, with internal voltage tap on upper stab of circuit breaker, with voltage tap module VTM680 and power supply of ETU600, able to communication, integrated metering type PMF-3 Advanced Power Monitor., Voltage, Energy, Power, Power factor, Frequency, Unbalance, Temperature, Power quality, Manual operating mechanism with mechanical closing, without Spring charging motor, Ready-to-close signal. switch, Auxiliary switches 2NO+2NC, without Closing coil (CC), manual operating mechanism with mechanical closing, without Remote trip alarm reset coil (RR), without 2nd shunt trip, without 1st Shunt trip | 234100 | 1 | Z\ | 1
3WA1125-3NF22-0AA0 |  | fixed-mounted circuit breaker, IEC 60947-2, size 1, 4-pole, N pole on right, In=2500 A up to 690 V AC 50/60 Hz, breaking capacity S Icu=66/50 kA at 500/690 V, tripping unit ETU600 LSIG upgradeable, color display, Bluetooth, USB interface, basic protection LT, ST, INST, GFx, including protection of the N conductor (internal neutral point sensor available), trip alarm switch (1 x CO), connection at rear horizontal with internal voltage tap on upper stab of circuit breaker, with voltage tap module VTM680 and power supply of ETU600, able to communication, integrated metering type PMF-3 Advanced Power Monitor., Voltage, Energy, Power, Power factor, Frequency, Unbalance, Temperature, Power quality, Manual operating mechanism with mechanical closing, without Spring charging motor, Ready-to-close signal. switch, Auxiliary switches 2NO+2NC, without Closing coil (CC), manual operating mechanism with mechanical closing, without Remote trip alarm reset coil (RR), without 2nd shunt trip, without 1st Shunt trip | 229100 | 1 | Z\ | 1
3WA1125-3NF31-0AA0 |  | Withdrawable circuit breaker with guide frame, IEC 60947-2, frame size 1, 3-poles, In=2500A up to 690V AC 50/60Hz, breaking capacity S Icu=66/50kA at 500/690V, Trip unit ETU600 LSIG upgrade ready , colordisplay, bluetooth and USB interface, Protection LT, ST, INST, GFx, N-protection required an external N-sensor, incl. trip alarm switch (1xCO), rear connection vertical, guide frame with shutter and w/o position signalling switch, with internal voltage tap on upper stab of circuit breaker, with voltage tap module VTM680 and power supply of ETU600, able to communication, integrated metering type PMF-3 Advanced Power Monitor., Voltage, Energy, Power, Power factor, Frequency, Unbalance, Temperature, Power quality, Manual operating mechanism with mechanical closing, without Spring charging motor, Ready-to-close signal. switch, Auxiliary switches 2NO+2NC, without Closing coil (CC), manual operating mechanism with mechanical closing, without Remote trip alarm reset coil (RR), without 2nd shunt trip, without 1st Shunt trip | 233100 | 1 | Z\ | 1
3WA1125-3NF41-0AA0 |  | Withdrawable circuit breaker with guide frame, IEC 60947-2, frame size 1, 4-poles, N-pole left, In=2500A up to 690V AC 50/60Hz, breaking capacity S Icu=66/50kA at 500/690V, Trip unit ETU600 LSIG upgrade ready , colordisplay, bluetooth and USB interface, Protection LT, ST, INST, GFx, include N-protection, (internal N-sensor available), incl. trip alarm switch (1xCO), rear connection vertical, guide frame with shutter and w/o position signalling switch, with internal voltage tap on upper stab of circuit breaker, with voltage tap module VTM680 and power supply of ETU600, able to communication, integrated metering type PMF-3 Advanced Power Monitor., Voltage, Energy, Power, Power factor, Frequency, Unbalance, Temperature, Power quality, Manual operating mechanism with mechanical closing, without Spring charging motor, Ready-to-close signal. switch, Auxiliary switches 2NO+2NC, without Closing coil (CC), manual operating mechanism with mechanical closing, without Remote trip alarm reset coil (RR), without 2nd shunt trip, without 1st Shunt trip | 296100 | 1 | Z\ | 1
3WA1125-4AA01-0AA0 |  | Non-automatic circuit breaker Fixed-mounted version, IEC 60947-2, frame size 1, 3-poles, In=2500A up to 690V AC 50/60Hz, breaking capacity M Icc=85/66kA at 500/690V, without electr. trip unit ETU, rear connection vertical, without Com & metering function Manual operating mechanism with mechanical closing, without Spring charging motor, Ready-to-close signal. switch, Auxiliary switches 2NO+2NC, without Closing coil (CC), manual operating mechanism with mechanical closing, without Remote trip alarm reset coil (RR), without 2nd shunt trip, without 1st Shunt trip | 149000 | 1 | Z\ | 1
3WA1125-4AA02-0AA0 |  | Non-automatic circuit breaker Fixed-mounted version, IEC 60947-2, frame size 1, 3-poles, In=2500A up to 690V AC 50/60Hz, breaking capacity M Icc=85/66kA at 500/690V, without electr. trip unit ETU, rear connection horizontal, without Com & metering function Manual operating mechanism with mechanical closing, without Spring charging motor, Ready-to-close signal. switch, Auxiliary switches 2NO+2NC, without Closing coil (CC), manual operating mechanism with mechanical closing, without Remote trip alarm reset coil (RR), without 2nd shunt trip, without 1st Shunt trip | 145000 | 1 | Z\ | 1
3WA1125-4AA11-0AA0 |  | Non-automatic circuit breaker Fixed-mounted version, IEC 60947-2, frame size 1, 4-poles, N-pole left, In=2500A up to 690V AC 50/60Hz, breaking capacity M Icc=85/66kA at 500/690V, without electr. trip unit ETU, rear connection vertical, without Com & metering function Manual operating mechanism with mechanical closing, without Spring charging motor, Ready-to-close signal. switch, Auxiliary switches 2NO+2NC, without Closing coil (CC), manual operating mechanism with mechanical closing, without Remote trip alarm reset coil (RR), without 2nd shunt trip, without 1st Shunt trip | 197000 | 1 | Z\ | 1
3WA1125-4AA12-0AA0 |  | Non-automatic circuit breaker Fixed-mounted version, IEC 60947-2, frame size 1, 4-poles, N-pole left, In=2500A up to 690V AC 50/60Hz, breaking capacity M Icc=85/66kA at 500/690V, without electr. trip unit ETU, rear connection horizontal, without Com & metering function Manual operating mechanism with mechanical closing, without Spring charging motor, Ready-to-close signal. switch, Auxiliary switches 2NO+2NC, without Closing coil (CC), manual operating mechanism with mechanical closing, without Remote trip alarm reset coil (RR), without 2nd shunt trip, without 1st Shunt trip | 191000 | 1 | Z\ | 1
3WA1125-4AA21-0AA0 |  | AC non-automatic air circuit breaker 3WA, fixed-mounted version, IEC 60947-2, size 1, 4-pole, N pole on right, In=2500 A up to 690 V AC 50/60 Hz, breaking capacity M, Icc=85/66 kA at 500/690 V, without electronic trip unit ETU, connection at rear vertical, without Com & metering function Manual operating mechanism with mechanical closing, without Spring charging motor, Ready-to-close signal. switch, Auxiliary switches 2NO+2NC, without Closing coil (CC), manual operating mechanism with mechanical closing, without Remote trip alarm reset coil (RR), without 2nd shunt trip, without 1st Shunt trip | 197000 | 1 | Z\ | 1
3WA1125-4AA22-0AA0 |  | AC non-automatic air circuit breaker 3WA, fixed-mounted version, IEC 60947-2, size 1, 4-pole, N pole on right, In=2500 A up to 690 V AC 50/60 Hz, breaking capacity M, Icc=85/66 kA at 500/690 V, without electronic trip unit ETU, connection at rear horizontal without Com & metering function Manual operating mechanism with mechanical closing, without Spring charging motor, Ready-to-close signal. switch, Auxiliary switches 2NO+2NC, without Closing coil (CC), manual operating mechanism with mechanical closing, without Remote trip alarm reset coil (RR), without 2nd shunt trip, without 1st Shunt trip | 191000 | 1 | Z\ | 1
3WA1125-4AA31-0AA0 |  | Non-automatic circuit breaker withdrawable version, with guide frame, IEC 60947-2, frame size 1, 3-poles, In=2500A up to 690V AC 50/60Hz, breaking capacity M Icc=85/66kA at 500/690V, without electr. trip unit ETU, rear connection vertical, guide frame with shutter and w/o position signalling switch, without Com & metering function Manual operating mechanism with mechanical closing, without Spring charging motor, Ready-to-close signal. switch, Auxiliary switches 2NO+2NC, without Closing coil (CC), manual operating mechanism with mechanical closing, without Remote trip alarm reset coil (RR), without 2nd shunt trip, without 1st Shunt trip | 182000 | 1 | Z\ | 1
3WA1125-4AA41-0AA0 |  | Non-automatic circuit breaker withdrawable version, with guide frame, IEC 60947-2, frame size 1, 4-poles, N-pole left, In=2500A up to 690V AC 50/60Hz, breaking capacity M Icc=85/66kA at 500/690V, without electr. trip unit ETU, rear connection vertical, guide frame with shutter and w/o position signalling switch, without Com & metering function Manual operating mechanism with mechanical closing, without Spring charging motor, Ready-to-close signal. switch, Auxiliary switches 2NO+2NC, without Closing coil (CC), manual operating mechanism with mechanical closing, without Remote trip alarm reset coil (RR), without 2nd shunt trip, without 1st Shunt trip | 240000 | 1 | Z\ | 1
3WA1125-4AB01-0AA0 |  | Fixed-mounted circuit breaker IEC 60947-2, frame size 1, 3-poles, In=2500A up to 690V AC 50/60Hz, breaking capacity M Icu=85/66kA at 500/690V, Trip unit ETU300 LSI optimized for standard applica- tions, without display Protection LT, ST, INST, N-protection required an external N-sensor, incl. trip alarm switch (1xCO), rear connection vertical, without Com & metering function Manual operating mechanism with mechanical closing, without Spring charging motor, Ready-to-close signal. switch, Auxiliary switches 2NO+2NC, without Closing coil (CC), manual operating mechanism with mechanical closing, without Remote trip alarm reset coil (RR), without 2nd shunt trip, without 1st Shunt trip | 162000 | 1 | Z\ | 1
3WA1125-4AB02-0AA0 |  | Fixed-mounted circuit breaker IEC 60947-2, frame size 1, 3-poles, In=2500A up to 690V AC 50/60Hz, breaking capacity M Icu=85/66kA at 500/690V, Trip unit ETU300 LSI optimized for standard applica- tions, without display Protection LT, ST, INST, N-protection required an external N-sensor, incl. trip alarm switch (1xCO), rear connection horizontal, without Com & metering function Manual operating mechanism with mechanical closing, without Spring charging motor, Ready-to-close signal. switch, Auxiliary switches 2NO+2NC, without Closing coil (CC), manual operating mechanism with mechanical closing, without Remote trip alarm reset coil (RR), without 2nd shunt trip, without 1st Shunt trip | 157000 | 1 | Z\ | 1
3WA1125-4AB11-0AA0 |  | Fixed-mounted circuit breaker IEC 60947-2, frame size 1, 4-poles, N-pole left, In=2500A up to 690V AC 50/60Hz, breaking capacity M Icu=85/66kA at 500/690V, Trip unit ETU300 LSI optimized for standard applica- tions, without display Protection LT, ST, INST, include N-protection, (internal N-sensor available), incl. trip alarm switch (1xCO), rear connection vertical, without Com & metering function Manual operating mechanism with mechanical closing, without Spring charging motor, Ready-to-close signal. switch, Auxiliary switches 2NO+2NC, without Closing coil (CC), manual operating mechanism with mechanical closing, without Remote trip alarm reset coil (RR), without 2nd shunt trip, without 1st Shunt trip | 215000 | 1 | Z\ | 1
3WA1125-4AB12-0AA0 |  | Fixed-mounted circuit breaker IEC 60947-2, frame size 1, 4-poles, N-pole left, In=2500A up to 690V AC 50/60Hz, breaking capacity M Icu=85/66kA at 500/690V, Trip unit ETU300 LSI optimized for standard applica- tions, without display Protection LT, ST, INST, include N-protection, (internal N-sensor available), incl. trip alarm switch (1xCO), rear connection horizontal, without Com & metering function Manual operating mechanism with mechanical closing, without Spring charging motor, Ready-to-close signal. switch, Auxiliary switches 2NO+2NC, without Closing coil (CC), manual operating mechanism with mechanical closing, without Remote trip alarm reset coil (RR), without 2nd shunt trip, without 1st Shunt trip | 209000 | 1 | Z\ | 1
3WA1125-4AB21-0AA0 |  | fixed-mounted circuit breaker, IEC 60947-2, size 1, 4-pole, N pole on right, In=2500 A up to 690 V AC 50/60 Hz, breaking capacity M Icu=85/66 kA at 500/690 V, tripping unit ETU300 LSI optimized for standard applications, without display, basic protection LT, ST, INST, including protection of the N conductor (internal neutral point sensor available) trip alarm switch (1 x CO), connection at rear vertical, without Com & metering function Manual operating mechanism with mechanical closing, without Spring charging motor, Ready-to-close signal. switch, Auxiliary switches 2NO+2NC, without Closing coil (CC), manual operating mechanism with mechanical closing, without Remote trip alarm reset coil (RR), without 2nd shunt trip, without 1st Shunt trip | 215000 | 1 | Z\ | 1
3WA1125-4AB22-0AA0 |  | fixed-mounted circuit breaker, IEC 60947-2, size 1, 4-pole, N pole on right, In=2500 A up to 690 V AC 50/60 Hz, breaking capacity M Icu=85/66 kA at 500/690 V, tripping unit ETU300 LSI optimized for standard applications, without display, basic protection LT, ST, INST, including protection of the N conductor (internal neutral point sensor available) trip alarm switch (1 x CO), connection at rear horizontal without Com & metering function Manual operating mechanism with mechanical closing, without Spring charging motor, Ready-to-close signal. switch, Auxiliary switches 2NO+2NC, without Closing coil (CC), manual operating mechanism with mechanical closing, without Remote trip alarm reset coil (RR), without 2nd shunt trip, without 1st Shunt trip | 209000 | 1 | Z\ | 1
3WA1125-4AB31-0AA0 |  | Withdrawable circuit breaker with guide frame, IEC 60947-2, frame size 1, 3-poles, In=2500A up to 690V AC 50/60Hz, breaking capacity M Icu=85/66kA at 500/690V, Trip unit ETU300 LSI optimized for standard applica- tions, without display Protection LT, ST, INST, N-protection required an external N-sensor, incl. trip alarm switch (1xCO), rear connection vertical, guide frame with shutter and w/o position signalling switch, without Com & metering function Manual operating mechanism with mechanical closing, without Spring charging motor, Ready-to-close signal. switch, Auxiliary switches 2NO+2NC, without Closing coil (CC), manual operating mechanism with mechanical closing, without Remote trip alarm reset coil (RR), without 2nd shunt trip, without 1st Shunt trip | 198000 | 1 | Z\ | 1
3WA1125-4AB41-0AA0 |  | Withdrawable circuit breaker with guide frame, IEC 60947-2, frame size 1, 4-poles, N-pole left, In=2500A up to 690V AC 50/60Hz, breaking capacity M Icu=85/66kA at 500/690V, Trip unit ETU300 LSI optimized for standard applica- tions, without display Protection LT, ST, INST, include N-protection, (internal N-sensor available), incl. trip alarm switch (1xCO), rear connection vertical, guide frame with shutter and w/o position signalling switch, without Com & metering function Manual operating mechanism with mechanical closing, without Spring charging motor, Ready-to-close signal. switch, Auxiliary switches 2NO+2NC, without Closing coil (CC), manual operating mechanism with mechanical closing, without Remote trip alarm reset coil (RR), without 2nd shunt trip, without 1st Shunt trip | 263000 | 1 | Z\ | 1
3WA1125-4AC01-0AA0 |  | Fixed-mounted circuit breaker IEC 60947-2, frame size 1, 3-poles, In=2500A up to 690V AC 50/60Hz, breaking capacity M Icu=85/66kA at 500/690V, Trip unit ETU300 LSIG optimized for standard applica- tions, without display Protection LT, ST, INST, GF, N-protection required an external N-sensor, incl. trip alarm switch (1xCO), rear connection vertical, without Com & metering function Manual operating mechanism with mechanical closing, without Spring charging motor, Ready-to-close signal. switch, Auxiliary switches 2NO+2NC, without Closing coil (CC), manual operating mechanism with mechanical closing, without Remote trip alarm reset coil (RR), without 2nd shunt trip, without 1st Shunt trip | 168000 | 1 | Z\ | 1
3WA1125-4AC02-0AA0 |  | Fixed-mounted circuit breaker IEC 60947-2, frame size 1, 3-poles, In=2500A up to 690V AC 50/60Hz, breaking capacity M Icu=85/66kA at 500/690V, Trip unit ETU300 LSIG optimized for standard applica- tions, without display Protection LT, ST, INST, GF, N-protection required an external N-sensor, incl. trip alarm switch (1xCO), rear connection horizontal, without Com & metering function Manual operating mechanism with mechanical closing, without Spring charging motor, Ready-to-close signal. switch, Auxiliary switches 2NO+2NC, without Closing coil (CC), manual operating mechanism with mechanical closing, without Remote trip alarm reset coil (RR), without 2nd shunt trip, without 1st Shunt trip | 163000 | 1 | Z\ | 1
3WA1125-4AC11-0AA0 |  | Fixed-mounted circuit breaker IEC 60947-2, frame size 1, 4-poles, N-pole left, In=2500A up to 690V AC 50/60Hz, breaking capacity M Icu=85/66kA at 500/690V, Trip unit ETU300 LSIG optimized for standard applica- tions, without display Protection LT, ST, INST, GF, include N-protection, (internal N-sensor available), incl. trip alarm switch (1xCO), rear connection vertical, without Com & metering function Manual operating mechanism with mechanical closing, without Spring charging motor, Ready-to-close signal. switch, Auxiliary switches 2NO+2NC, without Closing coil (CC), manual operating mechanism with mechanical closing, without Remote trip alarm reset coil (RR), without 2nd shunt trip, without 1st Shunt trip | 221000 | 1 | Z\ | 1
3WA1125-4AC12-0AA0 |  | Fixed-mounted circuit breaker IEC 60947-2, frame size 1, 4-poles, N-pole left, In=2500A up to 690V AC 50/60Hz, breaking capacity M Icu=85/66kA at 500/690V, Trip unit ETU300 LSIG optimized for standard applica- tions, without display Protection LT, ST, INST, GF, include N-protection, (internal N-sensor available), incl. trip alarm switch (1xCO), rear connection horizontal, without Com & metering function Manual operating mechanism with mechanical closing, without Spring charging motor, Ready-to-close signal. switch, Auxiliary switches 2NO+2NC, without Closing coil (CC), manual operating mechanism with mechanical closing, without Remote trip alarm reset coil (RR), without 2nd shunt trip, without 1st Shunt trip | 215000 | 1 | Z\ | 1
3WA1125-4AC21-0AA0 |  | fixed-mounted circuit breaker, IEC 60947-2, size 1, 4-pole, N pole on right, In=2500 A up to 690 V AC 50/60 Hz, breaking capacity M Icu=85/66 kA at 500/690 V, tripping unit ETU300 LSI G optimized for standard applications, without display, basic protection LT, ST, INST, GF, including protection of the N conductor (internal neutral point sensor available), trip alarm switch (1 x CO), connection at rear vertical, without Com & metering function Manual operating mechanism with mechanical closing, without Spring charging motor, Ready-to-close signal. switch, Auxiliary switches 2NO+2NC, without Closing coil (CC), manual operating mechanism with mechanical closing, without Remote trip alarm reset coil (RR), without 2nd shunt trip, without 1st Shunt trip | 221000 | 1 | Z\ | 1
3WA1125-4AC22-0AA0 |  | fixed-mounted circuit breaker, IEC 60947-2, size 1, 4-pole, N pole on right, In=2500 A up to 690 V AC 50/60 Hz, breaking capacity M Icu=85/66 kA at 500/690 V, tripping unit ETU300 LSI G optimized for standard applications, without display, basic protection LT, ST, INST, GF, including protection of the N conductor (internal neutral point sensor available), trip alarm switch (1 x CO), connection at rear horizontal without Com & metering function Manual operating mechanism with mechanical closing, without Spring charging motor, Ready-to-close signal. switch, Auxiliary switches 2NO+2NC, without Closing coil (CC), manual operating mechanism with mechanical closing, without Remote trip alarm reset coil (RR), without 2nd shunt trip, without 1st Shunt trip | 215000 | 1 | Z\ | 1
3WA1125-4AC31-0AA0 |  | Withdrawable circuit breaker with guide frame, IEC 60947-2, frame size 1, 3-poles, In=2500A up to 690V AC 50/60Hz, breaking capacity M Icu=85/66kA at 500/690V, Trip unit ETU300 LSIG optimized for standard applica- tions, without display Protection LT, ST, INST, GF, N-protection required an external N-sensor, incl. trip alarm switch (1xCO), rear connection vertical, guide frame with shutter and w/o position signalling switch, without Com & metering function Manual operating mechanism with mechanical closing, without Spring charging motor, Ready-to-close signal. switch, Auxiliary switches 2NO+2NC, without Closing coil (CC), manual operating mechanism with mechanical closing, without Remote trip alarm reset coil (RR), without 2nd shunt trip, without 1st Shunt trip | 204000 | 1 | Z\ | 1
3WA1125-4AC41-0AA0 |  | Withdrawable circuit breaker with guide frame, IEC 60947-2, frame size 1, 4-poles, N-pole left, In=2500A up to 690V AC 50/60Hz, breaking capacity M Icu=85/66kA at 500/690V, Trip unit ETU300 LSIG optimized for standard applica- tions, without display Protection LT, ST, INST, GF, include N-protection, (internal N-sensor available), incl. trip alarm switch (1xCO), rear connection vertical, guide frame with shutter and w/o position signalling switch, without Com & metering function Manual operating mechanism with mechanical closing, without Spring charging motor, Ready-to-close signal. switch, Auxiliary switches 2NO+2NC, without Closing coil (CC), manual operating mechanism with mechanical closing, without Remote trip alarm reset coil (RR), without 2nd shunt trip, without 1st Shunt trip | 269000 | 1 | Z\ | 1
3WA1125-4AE01-0AA0 |  | Fixed-mounted circuit breaker IEC 60947-2, frame size 1, 3-poles, In=2500A up to 690V AC 50/60Hz, breaking capacity M Icu=85/66kA at 500/690V, Trip unit ETU600 LSI upgrade ready , colordisplay, bluetooth and USB interface, Protection LT, ST, INST, N-protection required an external N-sensor, incl. trip alarm switch (1xCO), rear connection vertical, without Com & metering function Manual operating mechanism with mechanical closing, without Spring charging motor, Ready-to-close signal. switch, Auxiliary switches 2NO+2NC, without Closing coil (CC), manual operating mechanism with mechanical closing, without Remote trip alarm reset coil (RR), without 2nd shunt trip, without 1st Shunt trip | 167000 | 1 | Z\ | 1
3WA1125-4AE02-0AA0 |  | Fixed-mounted circuit breaker IEC 60947-2, frame size 1, 3-poles, In=2500A up to 690V AC 50/60Hz, breaking capacity M Icu=85/66kA at 500/690V, Trip unit ETU600 LSI upgrade ready , colordisplay, bluetooth and USB interface, Protection LT, ST, INST, N-protection required an external N-sensor, incl. trip alarm switch (1xCO), rear connection horizontal, without Com & metering function Manual operating mechanism with mechanical closing, without Spring charging motor, Ready-to-close signal. switch, Auxiliary switches 2NO+2NC, without Closing coil (CC), manual operating mechanism with mechanical closing, without Remote trip alarm reset coil (RR), without 2nd shunt trip, without 1st Shunt trip | 162000 | 1 | Z\ | 1
3WA1125-4AE11-0AA0 |  | Fixed-mounted circuit breaker IEC 60947-2, frame size 1, 4-poles, N-pole left, In=2500A up to 690V AC 50/60Hz, breaking capacity M Icu=85/66kA at 500/690V, Trip unit ETU600 LSI upgrade ready , colordisplay, bluetooth and USB interface, Protection LT, ST, INST, include N-protection, (internal N-sensor available), incl. trip alarm switch (1xCO), rear connection vertical, without Com & metering function Manual operating mechanism with mechanical closing, without Spring charging motor, Ready-to-close signal. switch, Auxiliary switches 2NO+2NC, without Closing coil (CC), manual operating mechanism with mechanical closing, without Remote trip alarm reset coil (RR), without 2nd shunt trip, without 1st Shunt trip | 220000 | 1 | Z\ | 1
3WA1125-4AE12-0AA0 |  | Fixed-mounted circuit breaker IEC 60947-2, frame size 1, 4-poles, N-pole left, In=2500A up to 690V AC 50/60Hz, breaking capacity M Icu=85/66kA at 500/690V, Trip unit ETU600 LSI upgrade ready , colordisplay, bluetooth and USB interface, Protection LT, ST, INST, include N-protection, (internal N-sensor available), incl. trip alarm switch (1xCO), rear connection horizontal, without Com & metering function Manual operating mechanism with mechanical closing, without Spring charging motor, Ready-to-close signal. switch, Auxiliary switches 2NO+2NC, without Closing coil (CC), manual operating mechanism with mechanical closing, without Remote trip alarm reset coil (RR), without 2nd shunt trip, without 1st Shunt trip | 214000 | 1 | Z\ | 1
3WA1125-4AE21-0AA0 |  | fixed-mounted circuit breaker, IEC 60947-2, size 1, 4-pole, N pole on right, In=2500 A up to 690 V AC 50/60 Hz, breaking capacity M Icu=85/66 kA at 500/690 V, tripping unit ETU600 LSI upgradeable, color display, Bluetooth, USB interface, basic protection LT, ST, INST, including protection of the N conductor (internal neutral point sensor available), trip alarm switch (1 x CO), connection at rear vertical, without Com & metering function Manual operating mechanism with mechanical closing, without Spring charging motor, Ready-to-close signal. switch, Auxiliary switches 2NO+2NC, without Closing coil (CC), manual operating mechanism with mechanical closing, without Remote trip alarm reset coil (RR), without 2nd shunt trip, without 1st Shunt trip | 220000 | 1 | Z\ | 1
3WA1125-4AE22-0AA0 |  | fixed-mounted circuit breaker, IEC 60947-2, size 1, 4-pole, N pole on right, In=2500 A up to 690 V AC 50/60 Hz, breaking capacity M Icu=85/66 kA at 500/690 V, tripping unit ETU600 LSI upgradeable, color display, Bluetooth, USB interface, basic protection LT, ST, INST, including protection of the N conductor (internal neutral point sensor available), trip alarm switch (1 x CO), connection at rear horizontal without Com & metering function Manual operating mechanism with mechanical closing, without Spring charging motor, Ready-to-close signal. switch, Auxiliary switches 2NO+2NC, without Closing coil (CC), manual operating mechanism with mechanical closing, without Remote trip alarm reset coil (RR), without 2nd shunt trip, without 1st Shunt trip | 214000 | 1 | Z\ | 1
3WA1125-4AE31-0AA0 |  | Withdrawable circuit breaker with guide frame, IEC 60947-2, frame size 1, 3-poles, In=2500A up to 690V AC 50/60Hz, breaking capacity M Icu=85/66kA at 500/690V, Trip unit ETU600 LSI upgrade ready , colordisplay, bluetooth and USB interface, Protection LT, ST, INST, N-protection required an external N-sensor, incl. trip alarm switch (1xCO), rear connection vertical, guide frame with shutter and w/o position signalling switch, without Com & metering function Manual operating mechanism with mechanical closing, without Spring charging motor, Ready-to-close signal. switch, Auxiliary switches 2NO+2NC, without Closing coil (CC), manual operating mechanism with mechanical closing, without Remote trip alarm reset coil (RR), without 2nd shunt trip, without 1st Shunt trip | 203000 | 1 | Z\ | 1
3WA1125-4AE41-0AA0 |  | Withdrawable circuit breaker with guide frame, IEC 60947-2, frame size 1, 4-poles, N-pole left, In=2500A up to 690V AC 50/60Hz, breaking capacity M Icu=85/66kA at 500/690V, Trip unit ETU600 LSI upgrade ready , colordisplay, bluetooth and USB interface, Protection LT, ST, INST, include N-protection, (internal N-sensor available), incl. trip alarm switch (1xCO), rear connection vertical, guide frame with shutter and w/o position signalling switch, without Com & metering function Manual operating mechanism with mechanical closing, without Spring charging motor, Ready-to-close signal. switch, Auxiliary switches 2NO+2NC, without Closing coil (CC), manual operating mechanism with mechanical closing, without Remote trip alarm reset coil (RR), without 2nd shunt trip, without 1st Shunt trip | 268000 | 1 | Z\ | 1
3WA1125-4AF01-0AA0 |  | Fixed-mounted circuit breaker IEC 60947-2, frame size 1, 3-poles, In=2500A up to 690V AC 50/60Hz, breaking capacity M Icu=85/66kA at 500/690V, Trip unit ETU600 LSIG upgrade ready , colordisplay, bluetooth and USB interface, Protection LT, ST, INST, GFx, N-protection required an external N-sensor, incl. trip alarm switch (1xCO), rear connection vertical, without Com & metering function Manual operating mechanism with mechanical closing, without Spring charging motor, Ready-to-close signal. switch, Auxiliary switches 2NO+2NC, without Closing coil (CC), manual operating mechanism with mechanical closing, without Remote trip alarm reset coil (RR), without 2nd shunt trip, without 1st Shunt trip | 177000 | 1 | Z\ | 1
3WA1125-4AF02-0AA0 |  | Fixed-mounted circuit breaker IEC 60947-2, frame size 1, 3-poles, In=2500A up to 690V AC 50/60Hz, breaking capacity M Icu=85/66kA at 500/690V, Trip unit ETU600 LSIG upgrade ready , colordisplay, bluetooth and USB interface, Protection LT, ST, INST, GFx, N-protection required an external N-sensor, incl. trip alarm switch (1xCO), rear connection horizontal, without Com & metering function Manual operating mechanism with mechanical closing, without Spring charging motor, Ready-to-close signal. switch, Auxiliary switches 2NO+2NC, without Closing coil (CC), manual operating mechanism with mechanical closing, without Remote trip alarm reset coil (RR), without 2nd shunt trip, without 1st Shunt trip | 173000 | 1 | Z\ | 1
3WA1125-4AF11-0AA0 |  | Fixed-mounted circuit breaker IEC 60947-2, frame size 1, 4-poles, N-pole left, In=2500A up to 690V AC 50/60Hz, breaking capacity M Icu=85/66kA at 500/690V, Trip unit ETU600 LSIG upgrade ready , colordisplay, bluetooth and USB interface, Protection LT, ST, INST, GFx, include N-protection, (internal N-sensor available), incl. trip alarm switch (1xCO), rear connection vertical, without Com & metering function Manual operating mechanism with mechanical closing, without Spring charging motor, Ready-to-close signal. switch, Auxiliary switches 2NO+2NC, without Closing coil (CC), manual operating mechanism with mechanical closing, without Remote trip alarm reset coil (RR), without 2nd shunt trip, without 1st Shunt trip | 231000 | 1 | Z\ | 1
3WA1125-4AF12-0AA0 |  | Fixed-mounted circuit breaker IEC 60947-2, frame size 1, 4-poles, N-pole left, In=2500A up to 690V AC 50/60Hz, breaking capacity M Icu=85/66kA at 500/690V, Trip unit ETU600 LSIG upgrade ready , colordisplay, bluetooth and USB interface, Protection LT, ST, INST, GFx, include N-protection, (internal N-sensor available), incl. trip alarm switch (1xCO), rear connection horizontal, without Com & metering function Manual operating mechanism with mechanical closing, without Spring charging motor, Ready-to-close signal. switch, Auxiliary switches 2NO+2NC, without Closing coil (CC), manual operating mechanism with mechanical closing, without Remote trip alarm reset coil (RR), without 2nd shunt trip, without 1st Shunt trip | 225000 | 1 | Z\ | 1
3WA1125-4AF21-0AA0 |  | fixed-mounted circuit breaker, IEC 60947-2, size 1, 4-pole, N pole on right, In=2500 A up to 690 V AC 50/60 Hz, breaking capacity M Icu=85/66 kA at 500/690 V, tripping unit ETU600 LSIG upgradeable, color display, Bluetooth, USB interface, basic protection LT, ST, INST, GFx, including protection of the N conductor (internal neutral point sensor available), trip alarm switch (1 x CO), connection at rear vertical, without Com & metering function Manual operating mechanism with mechanical closing, without Spring charging motor, Ready-to-close signal. switch, Auxiliary switches 2NO+2NC, without Closing coil (CC), manual operating mechanism with mechanical closing, without Remote trip alarm reset coil (RR), without 2nd shunt trip, without 1st Shunt trip | 231000 | 1 | Z\ | 1
3WA1125-4AF22-0AA0 |  | fixed-mounted circuit breaker, IEC 60947-2, size 1, 4-pole, N pole on right, In=2500 A up to 690 V AC 50/60 Hz, breaking capacity M Icu=85/66 kA at 500/690 V, tripping unit ETU600 LSIG upgradeable, color display, Bluetooth, USB interface, basic protection LT, ST, INST, GFx, including protection of the N conductor (internal neutral point sensor available), trip alarm switch (1 x CO), connection at rear horizontal without Com & metering function Manual operating mechanism with mechanical closing, without Spring charging motor, Ready-to-close signal. switch, Auxiliary switches 2NO+2NC, without Closing coil (CC), manual operating mechanism with mechanical closing, without Remote trip alarm reset coil (RR), without 2nd shunt trip, without 1st Shunt trip | 225000 | 1 | Z\ | 1
3WA1125-4AF31-0AA0 |  | Withdrawable circuit breaker with guide frame, IEC 60947-2, frame size 1, 3-poles, In=2500A up to 690V AC 50/60Hz, breaking capacity M Icu=85/66kA at 500/690V, Trip unit ETU600 LSIG upgrade ready , colordisplay, bluetooth and USB interface, Protection LT, ST, INST, GFx, N-protection required an external N-sensor, incl. trip alarm switch (1xCO), rear connection vertical, guide frame with shutter and w/o position signalling switch, without Com & metering function Manual operating mechanism with mechanical closing, without Spring charging motor, Ready-to-close signal. switch, Auxiliary switches 2NO+2NC, without Closing coil (CC), manual operating mechanism with mechanical closing, without Remote trip alarm reset coil (RR), without 2nd shunt trip, without 1st Shunt trip | 214000 | 1 | Z\ | 1
3WA1125-4AF41-0AA0 |  | Withdrawable circuit breaker with guide frame, IEC 60947-2, frame size 1, 4-poles, N-pole left, In=2500A up to 690V AC 50/60Hz, breaking capacity M Icu=85/66kA at 500/690V, Trip unit ETU600 LSIG upgrade ready , colordisplay, bluetooth and USB interface, Protection LT, ST, INST, GFx, include N-protection, (internal N-sensor available), incl. trip alarm switch (1xCO), rear connection vertical, guide frame with shutter and w/o position signalling switch, without Com & metering function Manual operating mechanism with mechanical closing, without Spring charging motor, Ready-to-close signal. switch, Auxiliary switches 2NO+2NC, without Closing coil (CC), manual operating mechanism with mechanical closing, without Remote trip alarm reset coil (RR), without 2nd shunt trip, without 1st Shunt trip | 279000 | 1 | Z\ | 1
3WA1125-4CA01-0AA0 |  | Non-automatic circuit breaker Fixed-mounted version, IEC 60947-2, frame size 1, 3-poles, In=2500A up to 690V AC 50/60Hz, breaking capacity M Icc=85/66kA at 500/690V, without electr. trip unit ETU, rear connection vertical, able to communication, Manual operating mechanism with mechanical closing, without Spring charging motor, Ready-to-close signal. switch, Auxiliary switches 2NO+2NC, without Closing coil (CC), manual operating mechanism with mechanical closing, without Remote trip alarm reset coil (RR), without 2nd shunt trip, without 1st Shunt trip | 153430 | 1 | Z\ | 1
3WA1125-4CA02-0AA0 |  | Non-automatic circuit breaker Fixed-mounted version, IEC 60947-2, frame size 1, 3-poles, In=2500A up to 690V AC 50/60Hz, breaking capacity M Icc=85/66kA at 500/690V, without electr. trip unit ETU, rear connection horizontal, able to communication, Manual operating mechanism with mechanical closing, without Spring charging motor, Ready-to-close signal. switch, Auxiliary switches 2NO+2NC, without Closing coil (CC), manual operating mechanism with mechanical closing, without Remote trip alarm reset coil (RR), without 2nd shunt trip, without 1st Shunt trip | 149430 | 1 | Z\ | 1
3WA1125-4CA11-0AA0 |  | Non-automatic circuit breaker Fixed-mounted version, IEC 60947-2, frame size 1, 4-poles, N-pole left, In=2500A up to 690V AC 50/60Hz, breaking capacity M Icc=85/66kA at 500/690V, without electr. trip unit ETU, rear connection vertical, able to communication, Manual operating mechanism with mechanical closing, without Spring charging motor, Ready-to-close signal. switch, Auxiliary switches 2NO+2NC, without Closing coil (CC), manual operating mechanism with mechanical closing, without Remote trip alarm reset coil (RR), without 2nd shunt trip, without 1st Shunt trip | 201430 | 1 | Z\ | 1
3WA1125-4CA12-0AA0 |  | Non-automatic circuit breaker Fixed-mounted version, IEC 60947-2, frame size 1, 4-poles, N-pole left, In=2500A up to 690V AC 50/60Hz, breaking capacity M Icc=85/66kA at 500/690V, without electr. trip unit ETU, rear connection horizontal, able to communication, Manual operating mechanism with mechanical closing, without Spring charging motor, Ready-to-close signal. switch, Auxiliary switches 2NO+2NC, without Closing coil (CC), manual operating mechanism with mechanical closing, without Remote trip alarm reset coil (RR), without 2nd shunt trip, without 1st Shunt trip | 195430 | 1 | Z\ | 1
3WA1125-4CA21-0AA0 |  | AC non-automatic air circuit breaker 3WA, fixed-mounted version, IEC 60947-2, size 1, 4-pole, N pole on right, In=2500 A up to 690 V AC 50/60 Hz, breaking capacity M, Icc=85/66 kA at 500/690 V, without electronic trip unit ETU, connection at rear vertical, able to communication, Manual operating mechanism with mechanical closing, without Spring charging motor, Ready-to-close signal. switch, Auxiliary switches 2NO+2NC, without Closing coil (CC), manual operating mechanism with mechanical closing, without Remote trip alarm reset coil (RR), without 2nd shunt trip, without 1st Shunt trip | 201430 | 1 | Z\ | 1
3WA1125-4CA22-0AA0 |  | AC non-automatic air circuit breaker 3WA, fixed-mounted version, IEC 60947-2, size 1, 4-pole, N pole on right, In=2500 A up to 690 V AC 50/60 Hz, breaking capacity M, Icc=85/66 kA at 500/690 V, without electronic trip unit ETU, connection at rear horizontal able to communication, Manual operating mechanism with mechanical closing, without Spring charging motor, Ready-to-close signal. switch, Auxiliary switches 2NO+2NC, without Closing coil (CC), manual operating mechanism with mechanical closing, without Remote trip alarm reset coil (RR), without 2nd shunt trip, without 1st Shunt trip | 195430 | 1 | Z\ | 1
3WA1125-4CA31-0AA0 |  | Non-automatic circuit breaker withdrawable version, with guide frame, IEC 60947-2, frame size 1, 3-poles, In=2500A up to 690V AC 50/60Hz, breaking capacity M Icc=85/66kA at 500/690V, without electr. trip unit ETU, rear connection vertical, guide frame with shutter and w/o position signalling switch, able to communication, Manual operating mechanism with mechanical closing, without Spring charging motor, Ready-to-close signal. switch, Auxiliary switches 2NO+2NC, without Closing coil (CC), manual operating mechanism with mechanical closing, without Remote trip alarm reset coil (RR), without 2nd shunt trip, without 1st Shunt trip | 186430 | 1 | Z\ | 1
3WA1125-4CA41-0AA0 |  | Non-automatic circuit breaker withdrawable version, with guide frame, IEC 60947-2, frame size 1, 4-poles, N-pole left, In=2500A up to 690V AC 50/60Hz, breaking capacity M Icc=85/66kA at 500/690V, without electr. trip unit ETU, rear connection vertical, guide frame with shutter and w/o position signalling switch, able to communication, Manual operating mechanism with mechanical closing, without Spring charging motor, Ready-to-close signal. switch, Auxiliary switches 2NO+2NC, without Closing coil (CC), manual operating mechanism with mechanical closing, without Remote trip alarm reset coil (RR), without 2nd shunt trip, without 1st Shunt trip | 244430 | 1 | Z\ | 1
3WA1125-4EE01-0AA0 |  | Fixed-mounted circuit breaker IEC 60947-2, frame size 1, 3-poles, In=2500A up to 690V AC 50/60Hz, breaking capacity M Icu=85/66kA at 500/690V, Trip unit ETU600 LSI upgrade ready , colordisplay, bluetooth and USB interface, Protection LT, ST, INST, N-protection required an external N-sensor, incl. trip alarm switch (1xCO), rear connection vertical, with internal voltage tap on lower stab of circuit breaker, with voltage tap module VTM680 and power supply of ETU600, able to communication, integrated metering type PMF-1 Energy Efficiency, Voltage, Active energy Ea Manual operating mechanism with mechanical closing, without Spring charging motor, Ready-to-close signal. switch, Auxiliary switches 2NO+2NC, without Closing coil (CC), manual operating mechanism with mechanical closing, without Remote trip alarm reset coil (RR), without 2nd shunt trip, without 1st Shunt trip | 175870 | 1 | Z\ | 1
3WA1125-4EE02-0AA0 |  | Fixed-mounted circuit breaker IEC 60947-2, frame size 1, 3-poles, In=2500A up to 690V AC 50/60Hz, breaking capacity M Icu=85/66kA at 500/690V, Trip unit ETU600 LSI upgrade ready , colordisplay, bluetooth and USB interface, Protection LT, ST, INST, N-protection required an external N-sensor, incl. trip alarm switch (1xCO), rear connection horizontal, with internal voltage tap on lower stab of circuit breaker, with voltage tap module VTM680 and power supply of ETU600, able to communication, integrated metering type PMF-1 Energy Efficiency, Voltage, Active energy Ea Manual operating mechanism with mechanical closing, without Spring charging motor, Ready-to-close signal. switch, Auxiliary switches 2NO+2NC, without Closing coil (CC), manual operating mechanism with mechanical closing, without Remote trip alarm reset coil (RR), without 2nd shunt trip, without 1st Shunt trip | 170870 | 1 | Z\ | 1
3WA1125-4EE11-0AA0 |  | Fixed-mounted circuit breaker IEC 60947-2, frame size 1, 4-poles, N-pole left, In=2500A up to 690V AC 50/60Hz, breaking capacity M Icu=85/66kA at 500/690V, Trip unit ETU600 LSI upgrade ready , colordisplay, bluetooth and USB interface, Protection LT, ST, INST, include N-protection, (internal N-sensor available), incl. trip alarm switch (1xCO), rear connection vertical, with internal voltage tap on lower stab of circuit breaker, with voltage tap module VTM680 and power supply of ETU600, able to communication, integrated metering type PMF-1 Energy Efficiency, Voltage, Active energy Ea Manual operating mechanism with mechanical closing, without Spring charging motor, Ready-to-close signal. switch, Auxiliary switches 2NO+2NC, without Closing coil (CC), manual operating mechanism with mechanical closing, without Remote trip alarm reset coil (RR), without 2nd shunt trip, without 1st Shunt trip | 228870 | 1 | Z\ | 1
3WA1125-4EE12-0AA0 |  | Fixed-mounted circuit breaker IEC 60947-2, frame size 1, 4-poles, N-pole left, In=2500A up to 690V AC 50/60Hz, breaking capacity M Icu=85/66kA at 500/690V, Trip unit ETU600 LSI upgrade ready , colordisplay, bluetooth and USB interface, Protection LT, ST, INST, include N-protection, (internal N-sensor available), incl. trip alarm switch (1xCO), rear connection horizontal, with internal voltage tap on lower stab of circuit breaker, with voltage tap module VTM680 and power supply of ETU600, able to communication, integrated metering type PMF-1 Energy Efficiency, Voltage, Active energy Ea Manual operating mechanism with mechanical closing, without Spring charging motor, Ready-to-close signal. switch, Auxiliary switches 2NO+2NC, without Closing coil (CC), manual operating mechanism with mechanical closing, without Remote trip alarm reset coil (RR), without 2nd shunt trip, without 1st Shunt trip | 222870 | 1 | Z\ | 1
3WA1125-4EE21-0AA0 |  | fixed-mounted circuit breaker, IEC 60947-2, size 1, 4-pole, N pole on right, In=2500 A up to 690 V AC 50/60 Hz, breaking capacity M Icu=85/66 kA at 500/690 V, tripping unit ETU600 LSI upgradeable, color display, Bluetooth, USB interface, basic protection LT, ST, INST, including protection of the N conductor (internal neutral point sensor available), trip alarm switch (1 x CO), connection at rear vertical, with internal voltage tap on lower stab of circuit breaker, with voltage tap module VTM680 and power supply of ETU600, able to communication, integrated metering type PMF-1 Energy Efficiency, Voltage, Active energy Ea Manual operating mechanism with mechanical closing, without Spring charging motor, Ready-to-close signal. switch, Auxiliary switches 2NO+2NC, without Closing coil (CC), manual operating mechanism with mechanical closing, without Remote trip alarm reset coil (RR), without 2nd shunt trip, without 1st Shunt trip | 228870 | 1 | Z\ | 1
3WA1125-4EE22-0AA0 |  | fixed-mounted circuit breaker, IEC 60947-2, size 1, 4-pole, N pole on right, In=2500 A up to 690 V AC 50/60 Hz, breaking capacity M Icu=85/66 kA at 500/690 V, tripping unit ETU600 LSI upgradeable, color display, Bluetooth, USB interface, basic protection LT, ST, INST, including protection of the N conductor (internal neutral point sensor available), trip alarm switch (1 x CO), connection at rear horizontal with internal voltage tap on lower stab of circuit breaker, with voltage tap module VTM680 and power supply of ETU600, able to communication, integrated metering type PMF-1 Energy Efficiency, Voltage, Active energy Ea Manual operating mechanism with mechanical closing, without Spring charging motor, Ready-to-close signal. switch, Auxiliary switches 2NO+2NC, without Closing coil (CC), manual operating mechanism with mechanical closing, without Remote trip alarm reset coil (RR), without 2nd shunt trip, without 1st Shunt trip | 222870 | 1 | Z\ | 1
3WA1125-4EE31-0AA0 |  | Withdrawable circuit breaker with guide frame, IEC 60947-2, frame size 1, 3-poles, In=2500A up to 690V AC 50/60Hz, breaking capacity M Icu=85/66kA at 500/690V, Trip unit ETU600 LSI upgrade ready , colordisplay, bluetooth and USB interface, Protection LT, ST, INST, N-protection required an external N-sensor, incl. trip alarm switch (1xCO), rear connection vertical, guide frame with shutter and w/o position signalling switch, with internal voltage tap on lower stab of circuit breaker, with voltage tap module VTM680 and power supply of ETU600, able to communication, integrated metering type PMF-1 Energy Efficiency, Voltage, Active energy Ea Manual operating mechanism with mechanical closing, without Spring charging motor, Ready-to-close signal. switch, Auxiliary switches 2NO+2NC, without Closing coil (CC), manual operating mechanism with mechanical closing, without Remote trip alarm reset coil (RR), without 2nd shunt trip, without 1st Shunt trip | 211870 | 1 | Z\ | 1
3WA1125-4EE41-0AA0 |  | Withdrawable circuit breaker with guide frame, IEC 60947-2, frame size 1, 4-poles, N-pole left, In=2500A up to 690V AC 50/60Hz, breaking capacity M Icu=85/66kA at 500/690V, Trip unit ETU600 LSI upgrade ready , colordisplay, bluetooth and USB interface, Protection LT, ST, INST, include N-protection, (internal N-sensor available), incl. trip alarm switch (1xCO), rear connection vertical, guide frame with shutter and w/o position signalling switch, with internal voltage tap on lower stab of circuit breaker, with voltage tap module VTM680 and power supply of ETU600, able to communication, integrated metering type PMF-1 Energy Efficiency, Voltage, Active energy Ea Manual operating mechanism with mechanical closing, without Spring charging motor, Ready-to-close signal. switch, Auxiliary switches 2NO+2NC, without Closing coil (CC), manual operating mechanism with mechanical closing, without Remote trip alarm reset coil (RR), without 2nd shunt trip, without 1st Shunt trip | 276870 | 1 | Z\ | 1
3WA1125-4EF01-0AA0 |  | Fixed-mounted circuit breaker IEC 60947-2, frame size 1, 3-poles, In=2500A up to 690V AC 50/60Hz, breaking capacity M Icu=85/66kA at 500/690V, Trip unit ETU600 LSIG upgrade ready , colordisplay, bluetooth and USB interface, Protection LT, ST, INST, GFx, N-protection required an external N-sensor, incl. trip alarm switch (1xCO), rear connection vertical, with internal voltage tap on lower stab of circuit breaker, with voltage tap module VTM680 and power supply of ETU600, able to communication, integrated metering type PMF-1 Energy Efficiency, Voltage, Active energy Ea Manual operating mechanism with mechanical closing, without Spring charging motor, Ready-to-close signal. switch, Auxiliary switches 2NO+2NC, without Closing coil (CC), manual operating mechanism with mechanical closing, without Remote trip alarm reset coil (RR), without 2nd shunt trip, without 1st Shunt trip | 185870 | 1 | Z\ | 1
3WA1125-4EF02-0AA0 |  | Fixed-mounted circuit breaker IEC 60947-2, frame size 1, 3-poles, In=2500A up to 690V AC 50/60Hz, breaking capacity M Icu=85/66kA at 500/690V, Trip unit ETU600 LSIG upgrade ready , colordisplay, bluetooth and USB interface, Protection LT, ST, INST, GFx, N-protection required an external N-sensor, incl. trip alarm switch (1xCO), rear connection horizontal, with internal voltage tap on lower stab of circuit breaker, with voltage tap module VTM680 and power supply of ETU600, able to communication, integrated metering type PMF-1 Energy Efficiency, Voltage, Active energy Ea Manual operating mechanism with mechanical closing, without Spring charging motor, Ready-to-close signal. switch, Auxiliary switches 2NO+2NC, without Closing coil (CC), manual operating mechanism with mechanical closing, without Remote trip alarm reset coil (RR), without 2nd shunt trip, without 1st Shunt trip | 181870 | 1 | Z\ | 1
3WA1125-4EF11-0AA0 |  | Fixed-mounted circuit breaker IEC 60947-2, frame size 1, 4-poles, N-pole left, In=2500A up to 690V AC 50/60Hz, breaking capacity M Icu=85/66kA at 500/690V, Trip unit ETU600 LSIG upgrade ready , colordisplay, bluetooth and USB interface, Protection LT, ST, INST, GFx, include N-protection, (internal N-sensor available), incl. trip alarm switch (1xCO), rear connection vertical, with internal voltage tap on lower stab of circuit breaker, with voltage tap module VTM680 and power supply of ETU600, able to communication, integrated metering type PMF-1 Energy Efficiency, Voltage, Active energy Ea Manual operating mechanism with mechanical closing, without Spring charging motor, Ready-to-close signal. switch, Auxiliary switches 2NO+2NC, without Closing coil (CC), manual operating mechanism with mechanical closing, without Remote trip alarm reset coil (RR), without 2nd shunt trip, without 1st Shunt trip | 239870 | 1 | Z\ | 1
3WA1125-4EF12-0AA0 |  | Fixed-mounted circuit breaker IEC 60947-2, frame size 1, 4-poles, N-pole left, In=2500A up to 690V AC 50/60Hz, breaking capacity M Icu=85/66kA at 500/690V, Trip unit ETU600 LSIG upgrade ready , colordisplay, bluetooth and USB interface, Protection LT, ST, INST, GFx, include N-protection, (internal N-sensor available), incl. trip alarm switch (1xCO), rear connection horizontal, with internal voltage tap on lower stab of circuit breaker, with voltage tap module VTM680 and power supply of ETU600, able to communication, integrated metering type PMF-1 Energy Efficiency, Voltage, Active energy Ea Manual operating mechanism with mechanical closing, without Spring charging motor, Ready-to-close signal. switch, Auxiliary switches 2NO+2NC, without Closing coil (CC), manual operating mechanism with mechanical closing, without Remote trip alarm reset coil (RR), without 2nd shunt trip, without 1st Shunt trip | 233870 | 1 | Z\ | 1
3WA1125-4EF21-0AA0 |  | fixed-mounted circuit breaker, IEC 60947-2, size 1, 4-pole, N pole on right, In=2500 A up to 690 V AC 50/60 Hz, breaking capacity M Icu=85/66 kA at 500/690 V, tripping unit ETU600 LSIG upgradeable, color display, Bluetooth, USB interface, basic protection LT, ST, INST, GFx, including protection of the N conductor (internal neutral point sensor available), trip alarm switch (1 x CO), connection at rear vertical, with internal voltage tap on lower stab of circuit breaker, with voltage tap module VTM680 and power supply of ETU600, able to communication, integrated metering type PMF-1 Energy Efficiency, Voltage, Active energy Ea Manual operating mechanism with mechanical closing, without Spring charging motor, Ready-to-close signal. switch, Auxiliary switches 2NO+2NC, without Closing coil (CC), manual operating mechanism with mechanical closing, without Remote trip alarm reset coil (RR), without 2nd shunt trip, without 1st Shunt trip | 239870 | 1 | Z\ | 1
3WA1125-4EF22-0AA0 |  | fixed-mounted circuit breaker, IEC 60947-2, size 1, 4-pole, N pole on right, In=2500 A up to 690 V AC 50/60 Hz, breaking capacity M Icu=85/66 kA at 500/690 V, tripping unit ETU600 LSIG upgradeable, color display, Bluetooth, USB interface, basic protection LT, ST, INST, GFx, including protection of the N conductor (internal neutral point sensor available), trip alarm switch (1 x CO), connection at rear horizontal with internal voltage tap on lower stab of circuit breaker, with voltage tap module VTM680 and power supply of ETU600, able to communication, integrated metering type PMF-1 Energy Efficiency, Voltage, Active energy Ea Manual operating mechanism with mechanical closing, without Spring charging motor, Ready-to-close signal. switch, Auxiliary switches 2NO+2NC, without Closing coil (CC), manual operating mechanism with mechanical closing, without Remote trip alarm reset coil (RR), without 2nd shunt trip, without 1st Shunt trip | 233870 | 1 | Z\ | 1
3WA1125-4EF31-0AA0 |  | Withdrawable circuit breaker with guide frame, IEC 60947-2, frame size 1, 3-poles, In=2500A up to 690V AC 50/60Hz, breaking capacity M Icu=85/66kA at 500/690V, Trip unit ETU600 LSIG upgrade ready , colordisplay, bluetooth and USB interface, Protection LT, ST, INST, GFx, N-protection required an external N-sensor, incl. trip alarm switch (1xCO), rear connection vertical, guide frame with shutter and w/o position signalling switch, with internal voltage tap on lower stab of circuit breaker, with voltage tap module VTM680 and power supply of ETU600, able to communication, integrated metering type PMF-1 Energy Efficiency, Voltage, Active energy Ea Manual operating mechanism with mechanical closing, without Spring charging motor, Ready-to-close signal. switch, Auxiliary switches 2NO+2NC, without Closing coil (CC), manual operating mechanism with mechanical closing, without Remote trip alarm reset coil (RR), without 2nd shunt trip, without 1st Shunt trip | 222870 | 1 | Z\ | 1
3WA1125-4EF41-0AA0 |  | Withdrawable circuit breaker with guide frame, IEC 60947-2, frame size 1, 4-poles, N-pole left, In=2500A up to 690V AC 50/60Hz, breaking capacity M Icu=85/66kA at 500/690V, Trip unit ETU600 LSIG upgrade ready , colordisplay, bluetooth and USB interface, Protection LT, ST, INST, GFx, include N-protection, (internal N-sensor available), incl. trip alarm switch (1xCO), rear connection vertical, guide frame with shutter and w/o position signalling switch, with internal voltage tap on lower stab of circuit breaker, with voltage tap module VTM680 and power supply of ETU600, able to communication, integrated metering type PMF-1 Energy Efficiency, Voltage, Active energy Ea Manual operating mechanism with mechanical closing, without Spring charging motor, Ready-to-close signal. switch, Auxiliary switches 2NO+2NC, without Closing coil (CC), manual operating mechanism with mechanical closing, without Remote trip alarm reset coil (RR), without 2nd shunt trip, without 1st Shunt trip | 287870 | 1 | Z\ | 1
3WA1125-4FE01-0AA0 |  | Fixed-mounted circuit breaker IEC 60947-2, frame size 1, 3-poles, In=2500A up to 690V AC 50/60Hz, breaking capacity M Icu=85/66kA at 500/690V, Trip unit ETU600 LSI upgrade ready , colordisplay, bluetooth and USB interface, Protection LT, ST, INST, N-protection required an external N-sensor, incl. trip alarm switch (1xCO), rear connection vertical, with internal voltage tap on lower stab of circuit breaker, with voltage tap module VTM680 and power supply of ETU600, able to communication, integrated metering type PMF-2 Basic Power Monitoring, Voltage, Energy, Power, Power factor, Frequency, Unbalance, Temperature, Manual operating mechanism with mechanical closing, without Spring charging motor, Ready-to-close signal. switch, Auxiliary switches 2NO+2NC, without Closing coil (CC), manual operating mechanism with mechanical closing, without Remote trip alarm reset coil (RR), without 2nd shunt trip, without 1st Shunt trip | 184700 | 1 | Z\ | 1
3WA1125-4FE02-0AA0 |  | Fixed-mounted circuit breaker IEC 60947-2, frame size 1, 3-poles, In=2500A up to 690V AC 50/60Hz, breaking capacity M Icu=85/66kA at 500/690V, Trip unit ETU600 LSI upgrade ready , colordisplay, bluetooth and USB interface, Protection LT, ST, INST, N-protection required an external N-sensor, incl. trip alarm switch (1xCO), rear connection horizontal, with internal voltage tap on lower stab of circuit breaker, with voltage tap module VTM680 and power supply of ETU600, able to communication, integrated metering type PMF-2 Basic Power Monitoring, Voltage, Energy, Power, Power factor, Frequency, Unbalance, Temperature, Manual operating mechanism with mechanical closing, without Spring charging motor, Ready-to-close signal. switch, Auxiliary switches 2NO+2NC, without Closing coil (CC), manual operating mechanism with mechanical closing, without Remote trip alarm reset coil (RR), without 2nd shunt trip, without 1st Shunt trip | 179700 | 1 | Z\ | 1
3WA1125-4FE11-0AA0 |  | Fixed-mounted circuit breaker IEC 60947-2, frame size 1, 4-poles, N-pole left, In=2500A up to 690V AC 50/60Hz, breaking capacity M Icu=85/66kA at 500/690V, Trip unit ETU600 LSI upgrade ready , colordisplay, bluetooth and USB interface, Protection LT, ST, INST, include N-protection, (internal N-sensor available), incl. trip alarm switch (1xCO), rear connection vertical, with internal voltage tap on lower stab of circuit breaker, with voltage tap module VTM680 and power supply of ETU600, able to communication, integrated metering type PMF-2 Basic Power Monitoring, Voltage, Energy, Power, Power factor, Frequency, Unbalance, Temperature, Manual operating mechanism with mechanical closing, without Spring charging motor, Ready-to-close signal. switch, Auxiliary switches 2NO+2NC, without Closing coil (CC), manual operating mechanism with mechanical closing, without Remote trip alarm reset coil (RR), without 2nd shunt trip, without 1st Shunt trip | 237700 | 1 | Z\ | 1
3WA1125-4FE12-0AA0 |  | Fixed-mounted circuit breaker IEC 60947-2, frame size 1, 4-poles, N-pole left, In=2500A up to 690V AC 50/60Hz, breaking capacity M Icu=85/66kA at 500/690V, Trip unit ETU600 LSI upgrade ready , colordisplay, bluetooth and USB interface, Protection LT, ST, INST, include N-protection, (internal N-sensor available), incl. trip alarm switch (1xCO), rear connection horizontal, with internal voltage tap on lower stab of circuit breaker, with voltage tap module VTM680 and power supply of ETU600, able to communication, integrated metering type PMF-2 Basic Power Monitoring, Voltage, Energy, Power, Power factor, Frequency, Unbalance, Temperature, Manual operating mechanism with mechanical closing, without Spring charging motor, Ready-to-close signal. switch, Auxiliary switches 2NO+2NC, without Closing coil (CC), manual operating mechanism with mechanical closing, without Remote trip alarm reset coil (RR), without 2nd shunt trip, without 1st Shunt trip | 231700 | 1 | Z\ | 1
3WA1125-4FE21-0AA0 |  | fixed-mounted circuit breaker, IEC 60947-2, size 1, 4-pole, N pole on right, In=2500 A up to 690 V AC 50/60 Hz, breaking capacity M Icu=85/66 kA at 500/690 V, tripping unit ETU600 LSI upgradeable, color display, Bluetooth, USB interface, basic protection LT, ST, INST, including protection of the N conductor (internal neutral point sensor available), trip alarm switch (1 x CO), connection at rear vertical, with internal voltage tap on lower stab of circuit breaker, with voltage tap module VTM680 and power supply of ETU600, able to communication, integrated metering type PMF-2 Basic Power Monitoring, Voltage, Energy, Power, Power factor, Frequency, Unbalance, Temperature, Manual operating mechanism with mechanical closing, without Spring charging motor, Ready-to-close signal. switch, Auxiliary switches 2NO+2NC, without Closing coil (CC), manual operating mechanism with mechanical closing, without Remote trip alarm reset coil (RR), without 2nd shunt trip, without 1st Shunt trip | 237700 | 1 | Z\ | 1
3WA1125-4FE22-0AA0 |  | fixed-mounted circuit breaker, IEC 60947-2, size 1, 4-pole, N pole on right, In=2500 A up to 690 V AC 50/60 Hz, breaking capacity M Icu=85/66 kA at 500/690 V, tripping unit ETU600 LSI upgradeable, color display, Bluetooth, USB interface, basic protection LT, ST, INST, including protection of the N conductor (internal neutral point sensor available), trip alarm switch (1 x CO), connection at rear horizontal with internal voltage tap on lower stab of circuit breaker, with voltage tap module VTM680 and power supply of ETU600, able to communication, integrated metering type PMF-2 Basic Power Monitoring, Voltage, Energy, Power, Power factor, Frequency, Unbalance, Temperature, Manual operating mechanism with mechanical closing, without Spring charging motor, Ready-to-close signal. switch, Auxiliary switches 2NO+2NC, without Closing coil (CC), manual operating mechanism with mechanical closing, without Remote trip alarm reset coil (RR), without 2nd shunt trip, without 1st Shunt trip | 231700 | 1 | Z\ | 1
3WA1125-4FE31-0AA0 |  | Withdrawable circuit breaker with guide frame, IEC 60947-2, frame size 1, 3-poles, In=2500A up to 690V AC 50/60Hz, breaking capacity M Icu=85/66kA at 500/690V, Trip unit ETU600 LSI upgrade ready , colordisplay, bluetooth and USB interface, Protection LT, ST, INST, N-protection required an external N-sensor, incl. trip alarm switch (1xCO), rear connection vertical, guide frame with shutter and w/o position signalling switch, with internal voltage tap on lower stab of circuit breaker, with voltage tap module VTM680 and power supply of ETU600, able to communication, integrated metering type PMF-2 Basic Power Monitoring, Voltage, Energy, Power, Power factor, Frequency, Unbalance, Temperature, Manual operating mechanism with mechanical closing, without Spring charging motor, Ready-to-close signal. switch, Auxiliary switches 2NO+2NC, without Closing coil (CC), manual operating mechanism with mechanical closing, without Remote trip alarm reset coil (RR), without 2nd shunt trip, without 1st Shunt trip | 220700 | 1 | Z\ | 1
3WA1125-4FE41-0AA0 |  | Withdrawable circuit breaker with guide frame, IEC 60947-2, frame size 1, 4-poles, N-pole left, In=2500A up to 690V AC 50/60Hz, breaking capacity M Icu=85/66kA at 500/690V, Trip unit ETU600 LSI upgrade ready , colordisplay, bluetooth and USB interface, Protection LT, ST, INST, include N-protection, (internal N-sensor available), incl. trip alarm switch (1xCO), rear connection vertical, guide frame with shutter and w/o position signalling switch, with internal voltage tap on lower stab of circuit breaker, with voltage tap module VTM680 and power supply of ETU600, able to communication, integrated metering type PMF-2 Basic Power Monitoring, Voltage, Energy, Power, Power factor, Frequency, Unbalance, Temperature, Manual operating mechanism with mechanical closing, without Spring charging motor, Ready-to-close signal. switch, Auxiliary switches 2NO+2NC, without Closing coil (CC), manual operating mechanism with mechanical closing, without Remote trip alarm reset coil (RR), without 2nd shunt trip, without 1st Shunt trip | 285700 | 1 | Z\ | 1
3WA1125-4FF01-0AA0 |  | Fixed-mounted circuit breaker IEC 60947-2, frame size 1, 3-poles, In=2500A up to 690V AC 50/60Hz, breaking capacity M Icu=85/66kA at 500/690V, Trip unit ETU600 LSIG upgrade ready , colordisplay, bluetooth and USB interface, Protection LT, ST, INST, GFx, N-protection required an external N-sensor, incl. trip alarm switch (1xCO), rear connection vertical, with internal voltage tap on lower stab of circuit breaker, with voltage tap module VTM680 and power supply of ETU600, able to communication, integrated metering type PMF-2 Basic Power Monitoring, Voltage, Energy, Power, Power factor, Frequency, Unbalance, Temperature, Manual operating mechanism with mechanical closing, without Spring charging motor, Ready-to-close signal. switch, Auxiliary switches 2NO+2NC, without Closing coil (CC), manual operating mechanism with mechanical closing, without Remote trip alarm reset coil (RR), without 2nd shunt trip, without 1st Shunt trip | 194700 | 1 | Z\ | 1
3WA1125-4FF02-0AA0 |  | Fixed-mounted circuit breaker IEC 60947-2, frame size 1, 3-poles, In=2500A up to 690V AC 50/60Hz, breaking capacity M Icu=85/66kA at 500/690V, Trip unit ETU600 LSIG upgrade ready , colordisplay, bluetooth and USB interface, Protection LT, ST, INST, GFx, N-protection required an external N-sensor, incl. trip alarm switch (1xCO), rear connection horizontal, with internal voltage tap on lower stab of circuit breaker, with voltage tap module VTM680 and power supply of ETU600, able to communication, integrated metering type PMF-2 Basic Power Monitoring, Voltage, Energy, Power, Power factor, Frequency, Unbalance, Temperature, Manual operating mechanism with mechanical closing, without Spring charging motor, Ready-to-close signal. switch, Auxiliary switches 2NO+2NC, without Closing coil (CC), manual operating mechanism with mechanical closing, without Remote trip alarm reset coil (RR), without 2nd shunt trip, without 1st Shunt trip | 190700 | 1 | Z\ | 1
3WA1125-4FF11-0AA0 |  | Fixed-mounted circuit breaker IEC 60947-2, frame size 1, 4-poles, N-pole left, In=2500A up to 690V AC 50/60Hz, breaking capacity M Icu=85/66kA at 500/690V, Trip unit ETU600 LSIG upgrade ready , colordisplay, bluetooth and USB interface, Protection LT, ST, INST, GFx, include N-protection, (internal N-sensor available), incl. trip alarm switch (1xCO), rear connection vertical, with internal voltage tap on lower stab of circuit breaker, with voltage tap module VTM680 and power supply of ETU600, able to communication, integrated metering type PMF-2 Basic Power Monitoring, Voltage, Energy, Power, Power factor, Frequency, Unbalance, Temperature, Manual operating mechanism with mechanical closing, without Spring charging motor, Ready-to-close signal. switch, Auxiliary switches 2NO+2NC, without Closing coil (CC), manual operating mechanism with mechanical closing, without Remote trip alarm reset coil (RR), without 2nd shunt trip, without 1st Shunt trip | 248700 | 1 | Z\ | 1
3WA1125-4FF12-0AA0 |  | Fixed-mounted circuit breaker IEC 60947-2, frame size 1, 4-poles, N-pole left, In=2500A up to 690V AC 50/60Hz, breaking capacity M Icu=85/66kA at 500/690V, Trip unit ETU600 LSIG upgrade ready , colordisplay, bluetooth and USB interface, Protection LT, ST, INST, GFx, include N-protection, (internal N-sensor available), incl. trip alarm switch (1xCO), rear connection horizontal, with internal voltage tap on lower stab of circuit breaker, with voltage tap module VTM680 and power supply of ETU600, able to communication, integrated metering type PMF-2 Basic Power Monitoring, Voltage, Energy, Power, Power factor, Frequency, Unbalance, Temperature, Manual operating mechanism with mechanical closing, without Spring charging motor, Ready-to-close signal. switch, Auxiliary switches 2NO+2NC, without Closing coil (CC), manual operating mechanism with mechanical closing, without Remote trip alarm reset coil (RR), without 2nd shunt trip, without 1st Shunt trip | 242700 | 1 | Z\ | 1
3WA1125-4FF21-0AA0 |  | fixed-mounted circuit breaker, IEC 60947-2, size 1, 4-pole, N pole on right, In=2500 A up to 690 V AC 50/60 Hz, breaking capacity M Icu=85/66 kA at 500/690 V, tripping unit ETU600 LSIG upgradeable, color display, Bluetooth, USB interface, basic protection LT, ST, INST, GFx, including protection of the N conductor (internal neutral point sensor available), trip alarm switch (1 x CO), connection at rear vertical, with internal voltage tap on lower stab of circuit breaker, with voltage tap module VTM680 and power supply of ETU600, able to communication, integrated metering type PMF-2 Basic Power Monitoring, Voltage, Energy, Power, Power factor, Frequency, Unbalance, Temperature, Manual operating mechanism with mechanical closing, without Spring charging motor, Ready-to-close signal. switch, Auxiliary switches 2NO+2NC, without Closing coil (CC), manual operating mechanism with mechanical closing, without Remote trip alarm reset coil (RR), without 2nd shunt trip, without 1st Shunt trip | 248700 | 1 | Z\ | 1
3WA1125-4FF22-0AA0 |  | fixed-mounted circuit breaker, IEC 60947-2, size 1, 4-pole, N pole on right, In=2500 A up to 690 V AC 50/60 Hz, breaking capacity M Icu=85/66 kA at 500/690 V, tripping unit ETU600 LSIG upgradeable, color display, Bluetooth, USB interface, basic protection LT, ST, INST, GFx, including protection of the N conductor (internal neutral point sensor available), trip alarm switch (1 x CO), connection at rear horizontal with internal voltage tap on lower stab of circuit breaker, with voltage tap module VTM680 and power supply of ETU600, able to communication, integrated metering type PMF-2 Basic Power Monitoring, Voltage, Energy, Power, Power factor, Frequency, Unbalance, Temperature, Manual operating mechanism with mechanical closing, without Spring charging motor, Ready-to-close signal. switch, Auxiliary switches 2NO+2NC, without Closing coil (CC), manual operating mechanism with mechanical closing, without Remote trip alarm reset coil (RR), without 2nd shunt trip, without 1st Shunt trip | 242700 | 1 | Z\ | 1
3WA1125-4FF31-0AA0 |  | Withdrawable circuit breaker with guide frame, IEC 60947-2, frame size 1, 3-poles, In=2500A up to 690V AC 50/60Hz, breaking capacity M Icu=85/66kA at 500/690V, Trip unit ETU600 LSIG upgrade ready , colordisplay, bluetooth and USB interface, Protection LT, ST, INST, GFx, N-protection required an external N-sensor, incl. trip alarm switch (1xCO), rear connection vertical, guide frame with shutter and w/o position signalling switch, with internal voltage tap on lower stab of circuit breaker, with voltage tap module VTM680 and power supply of ETU600, able to communication, integrated metering type PMF-2 Basic Power Monitoring, Voltage, Energy, Power, Power factor, Frequency, Unbalance, Temperature, Manual operating mechanism with mechanical closing, without Spring charging motor, Ready-to-close signal. switch, Auxiliary switches 2NO+2NC, without Closing coil (CC), manual operating mechanism with mechanical closing, without Remote trip alarm reset coil (RR), without 2nd shunt trip, without 1st Shunt trip | 231700 | 1 | Z\ | 1
3WA1125-4FF41-0AA0 |  | Withdrawable circuit breaker with guide frame, IEC 60947-2, frame size 1, 4-poles, N-pole left, In=2500A up to 690V AC 50/60Hz, breaking capacity M Icu=85/66kA at 500/690V, Trip unit ETU600 LSIG upgrade ready , colordisplay, bluetooth and USB interface, Protection LT, ST, INST, GFx, include N-protection, (internal N-sensor available), incl. trip alarm switch (1xCO), rear connection vertical, guide frame with shutter and w/o position signalling switch, with internal voltage tap on lower stab of circuit breaker, with voltage tap module VTM680 and power supply of ETU600, able to communication, integrated metering type PMF-2 Basic Power Monitoring, Voltage, Energy, Power, Power factor, Frequency, Unbalance, Temperature, Manual operating mechanism with mechanical closing, without Spring charging motor, Ready-to-close signal. switch, Auxiliary switches 2NO+2NC, without Closing coil (CC), manual operating mechanism with mechanical closing, without Remote trip alarm reset coil (RR), without 2nd shunt trip, without 1st Shunt trip | 296700 | 1 | Z\ | 1
3WA1125-4GE01-0AA0 |  | Fixed-mounted circuit breaker IEC 60947-2, frame size 1, 3-poles, In=2500A up to 690V AC 50/60Hz, breaking capacity M Icu=85/66kA at 500/690V, Trip unit ETU600 LSI upgrade ready , colordisplay, bluetooth and USB interface, Protection LT, ST, INST, N-protection required an external N-sensor, incl. trip alarm switch (1xCO), rear connection vertical, with internal voltage tap on lower stab of circuit breaker, with voltage tap module VTM680 and power supply of ETU600, able to communication, integrated metering type PMF-3 Advanced Power Monitor., Voltage, Energy, Power, Power factor, Frequency, Unbalance, Temperature, Power quality, Manual operating mechanism with mechanical closing, without Spring charging motor, Ready-to-close signal. switch, Auxiliary switches 2NO+2NC, without Closing coil (CC), manual operating mechanism with mechanical closing, without Remote trip alarm reset coil (RR), without 2nd shunt trip, without 1st Shunt trip | 191100 | 1 | Z\ | 1
3WA1125-4GE02-0AA0 |  | Fixed-mounted circuit breaker IEC 60947-2, frame size 1, 3-poles, In=2500A up to 690V AC 50/60Hz, breaking capacity M Icu=85/66kA at 500/690V, Trip unit ETU600 LSI upgrade ready , colordisplay, bluetooth and USB interface, Protection LT, ST, INST, N-protection required an external N-sensor, incl. trip alarm switch (1xCO), rear connection horizontal, with internal voltage tap on lower stab of circuit breaker, with voltage tap module VTM680 and power supply of ETU600, able to communication, integrated metering type PMF-3 Advanced Power Monitor., Voltage, Energy, Power, Power factor, Frequency, Unbalance, Temperature, Power quality, Manual operating mechanism with mechanical closing, without Spring charging motor, Ready-to-close signal. switch, Auxiliary switches 2NO+2NC, without Closing coil (CC), manual operating mechanism with mechanical closing, without Remote trip alarm reset coil (RR), without 2nd shunt trip, without 1st Shunt trip | 186100 | 1 | Z\ | 1
3WA1125-4GE11-0AA0 |  | Fixed-mounted circuit breaker IEC 60947-2, frame size 1, 4-poles, N-pole left, In=2500A up to 690V AC 50/60Hz, breaking capacity M Icu=85/66kA at 500/690V, Trip unit ETU600 LSI upgrade ready , colordisplay, bluetooth and USB interface, Protection LT, ST, INST, include N-protection, (internal N-sensor available), incl. trip alarm switch (1xCO), rear connection vertical, with internal voltage tap on lower stab of circuit breaker, with voltage tap module VTM680 and power supply of ETU600, able to communication, integrated metering type PMF-3 Advanced Power Monitor., Voltage, Energy, Power, Power factor, Frequency, Unbalance, Temperature, Power quality, Manual operating mechanism with mechanical closing, without Spring charging motor, Ready-to-close signal. switch, Auxiliary switches 2NO+2NC, without Closing coil (CC), manual operating mechanism with mechanical closing, without Remote trip alarm reset coil (RR), without 2nd shunt trip, without 1st Shunt trip | 244100 | 1 | Z\ | 1
3WA1125-4GE12-0AA0 |  | Fixed-mounted circuit breaker IEC 60947-2, frame size 1, 4-poles, N-pole left, In=2500A up to 690V AC 50/60Hz, breaking capacity M Icu=85/66kA at 500/690V, Trip unit ETU600 LSI upgrade ready , colordisplay, bluetooth and USB interface, Protection LT, ST, INST, include N-protection, (internal N-sensor available), incl. trip alarm switch (1xCO), rear connection horizontal, with internal voltage tap on lower stab of circuit breaker, with voltage tap module VTM680 and power supply of ETU600, able to communication, integrated metering type PMF-3 Advanced Power Monitor., Voltage, Energy, Power, Power factor, Frequency, Unbalance, Temperature, Power quality, Manual operating mechanism with mechanical closing, without Spring charging motor, Ready-to-close signal. switch, Auxiliary switches 2NO+2NC, without Closing coil (CC), manual operating mechanism with mechanical closing, without Remote trip alarm reset coil (RR), without 2nd shunt trip, without 1st Shunt trip | 238100 | 1 | Z\ | 1
3WA1125-4GE21-0AA0 |  | fixed-mounted circuit breaker, IEC 60947-2, size 1, 4-pole, N pole on right, In=2500 A up to 690 V AC 50/60 Hz, breaking capacity M Icu=85/66 kA at 500/690 V, tripping unit ETU600 LSI upgradeable, color display, Bluetooth, USB interface, basic protection LT, ST, INST, including protection of the N conductor (internal neutral point sensor available), trip alarm switch (1 x CO), connection at rear vertical, with internal voltage tap on lower stab of circuit breaker, with voltage tap module VTM680 and power supply of ETU600, able to communication, integrated metering type PMF-3 Advanced Power Monitor., Voltage, Energy, Power, Power factor, Frequency, Unbalance, Temperature, Power quality, Manual operating mechanism with mechanical closing, without Spring charging motor, Ready-to-close signal. switch, Auxiliary switches 2NO+2NC, without Closing coil (CC), manual operating mechanism with mechanical closing, without Remote trip alarm reset coil (RR), without 2nd shunt trip, without 1st Shunt trip | 244100 | 1 | Z\ | 1
3WA1125-4GE22-0AA0 |  | fixed-mounted circuit breaker, IEC 60947-2, size 1, 4-pole, N pole on right, In=2500 A up to 690 V AC 50/60 Hz, breaking capacity M Icu=85/66 kA at 500/690 V, tripping unit ETU600 LSI upgradeable, color display, Bluetooth, USB interface, basic protection LT, ST, INST, including protection of the N conductor (internal neutral point sensor available), trip alarm switch (1 x CO), connection at rear horizontal with internal voltage tap on lower stab of circuit breaker, with voltage tap module VTM680 and power supply of ETU600, able to communication, integrated metering type PMF-3 Advanced Power Monitor., Voltage, Energy, Power, Power factor, Frequency, Unbalance, Temperature, Power quality, Manual operating mechanism with mechanical closing, without Spring charging motor, Ready-to-close signal. switch, Auxiliary switches 2NO+2NC, without Closing coil (CC), manual operating mechanism with mechanical closing, without Remote trip alarm reset coil (RR), without 2nd shunt trip, without 1st Shunt trip | 238100 | 1 | Z\ | 1
3WA1125-4GE31-0AA0 |  | Withdrawable circuit breaker with guide frame, IEC 60947-2, frame size 1, 3-poles, In=2500A up to 690V AC 50/60Hz, breaking capacity M Icu=85/66kA at 500/690V, Trip unit ETU600 LSI upgrade ready , colordisplay, bluetooth and USB interface, Protection LT, ST, INST, N-protection required an external N-sensor, incl. trip alarm switch (1xCO), rear connection vertical, guide frame with shutter and w/o position signalling switch, with internal voltage tap on lower stab of circuit breaker, with voltage tap module VTM680 and power supply of ETU600, able to communication, integrated metering type PMF-3 Advanced Power Monitor., Voltage, Energy, Power, Power factor, Frequency, Unbalance, Temperature, Power quality, Manual operating mechanism with mechanical closing, without Spring charging motor, Ready-to-close signal. switch, Auxiliary switches 2NO+2NC, without Closing coil (CC), manual operating mechanism with mechanical closing, without Remote trip alarm reset coil (RR), without 2nd shunt trip, without 1st Shunt trip | 227100 | 1 | Z\ | 1
3WA1125-4GE41-0AA0 |  | Withdrawable circuit breaker with guide frame, IEC 60947-2, frame size 1, 4-poles, N-pole left, In=2500A up to 690V AC 50/60Hz, breaking capacity M Icu=85/66kA at 500/690V, Trip unit ETU600 LSI upgrade ready , colordisplay, bluetooth and USB interface, Protection LT, ST, INST, include N-protection, (internal N-sensor available), incl. trip alarm switch (1xCO), rear connection vertical, guide frame with shutter and w/o position signalling switch, with internal voltage tap on lower stab of circuit breaker, with voltage tap module VTM680 and power supply of ETU600, able to communication, integrated metering type PMF-3 Advanced Power Monitor., Voltage, Energy, Power, Power factor, Frequency, Unbalance, Temperature, Power quality, Manual operating mechanism with mechanical closing, without Spring charging motor, Ready-to-close signal. switch, Auxiliary switches 2NO+2NC, without Closing coil (CC), manual operating mechanism with mechanical closing, without Remote trip alarm reset coil (RR), without 2nd shunt trip, without 1st Shunt trip | 292100 | 1 | Z\ | 1
3WA1125-4GF01-0AA0 |  | Fixed-mounted circuit breaker IEC 60947-2, frame size 1, 3-poles, In=2500A up to 690V AC 50/60Hz, breaking capacity M Icu=85/66kA at 500/690V, Trip unit ETU600 LSIG upgrade ready , colordisplay, bluetooth and USB interface, Protection LT, ST, INST, GFx, N-protection required an external N-sensor, incl. trip alarm switch (1xCO), rear connection vertical, with internal voltage tap on lower stab of circuit breaker, with voltage tap module VTM680 and power supply of ETU600, able to communication, integrated metering type PMF-3 Advanced Power Monitor., Voltage, Energy, Power, Power factor, Frequency, Unbalance, Temperature, Power quality, Manual operating mechanism with mechanical closing, without Spring charging motor, Ready-to-close signal. switch, Auxiliary switches 2NO+2NC, without Closing coil (CC), manual operating mechanism with mechanical closing, without Remote trip alarm reset coil (RR), without 2nd shunt trip, without 1st Shunt trip | 201100 | 1 | Z\ | 1
3WA1125-4GF02-0AA0 |  | Fixed-mounted circuit breaker IEC 60947-2, frame size 1, 3-poles, In=2500A up to 690V AC 50/60Hz, breaking capacity M Icu=85/66kA at 500/690V, Trip unit ETU600 LSIG upgrade ready , colordisplay, bluetooth and USB interface, Protection LT, ST, INST, GFx, N-protection required an external N-sensor, incl. trip alarm switch (1xCO), rear connection horizontal, with internal voltage tap on lower stab of circuit breaker, with voltage tap module VTM680 and power supply of ETU600, able to communication, integrated metering type PMF-3 Advanced Power Monitor., Voltage, Energy, Power, Power factor, Frequency, Unbalance, Temperature, Power quality, Manual operating mechanism with mechanical closing, without Spring charging motor, Ready-to-close signal. switch, Auxiliary switches 2NO+2NC, without Closing coil (CC), manual operating mechanism with mechanical closing, without Remote trip alarm reset coil (RR), without 2nd shunt trip, without 1st Shunt trip | 197100 | 1 | Z\ | 1
3WA1125-4GF11-0AA0 |  | Fixed-mounted circuit breaker IEC 60947-2, frame size 1, 4-poles, N-pole left, In=2500A up to 690V AC 50/60Hz, breaking capacity M Icu=85/66kA at 500/690V, Trip unit ETU600 LSIG upgrade ready , colordisplay, bluetooth and USB interface, Protection LT, ST, INST, GFx, include N-protection, (internal N-sensor available), incl. trip alarm switch (1xCO), rear connection vertical, with internal voltage tap on lower stab of circuit breaker, with voltage tap module VTM680 and power supply of ETU600, able to communication, integrated metering type PMF-3 Advanced Power Monitor., Voltage, Energy, Power, Power factor, Frequency, Unbalance, Temperature, Power quality, Manual operating mechanism with mechanical closing, without Spring charging motor, Ready-to-close signal. switch, Auxiliary switches 2NO+2NC, without Closing coil (CC), manual operating mechanism with mechanical closing, without Remote trip alarm reset coil (RR), without 2nd shunt trip, without 1st Shunt trip | 255100 | 1 | Z\ | 1
3WA1125-4GF12-0AA0 |  | Fixed-mounted circuit breaker IEC 60947-2, frame size 1, 4-poles, N-pole left, In=2500A up to 690V AC 50/60Hz, breaking capacity M Icu=85/66kA at 500/690V, Trip unit ETU600 LSIG upgrade ready , colordisplay, bluetooth and USB interface, Protection LT, ST, INST, GFx, include N-protection, (internal N-sensor available), incl. trip alarm switch (1xCO), rear connection horizontal, with internal voltage tap on lower stab of circuit breaker, with voltage tap module VTM680 and power supply of ETU600, able to communication, integrated metering type PMF-3 Advanced Power Monitor., Voltage, Energy, Power, Power factor, Frequency, Unbalance, Temperature, Power quality, Manual operating mechanism with mechanical closing, without Spring charging motor, Ready-to-close signal. switch, Auxiliary switches 2NO+2NC, without Closing coil (CC), manual operating mechanism with mechanical closing, without Remote trip alarm reset coil (RR), without 2nd shunt trip, without 1st Shunt trip | 249100 | 1 | Z\ | 1
3WA1125-4GF21-0AA0 |  | fixed-mounted circuit breaker, IEC 60947-2, size 1, 4-pole, N pole on right, In=2500 A up to 690 V AC 50/60 Hz, breaking capacity M Icu=85/66 kA at 500/690 V, tripping unit ETU600 LSIG upgradeable, color display, Bluetooth, USB interface, basic protection LT, ST, INST, GFx, including protection of the N conductor (internal neutral point sensor available), trip alarm switch (1 x CO), connection at rear vertical, with internal voltage tap on lower stab of circuit breaker, with voltage tap module VTM680 and power supply of ETU600, able to communication, integrated metering type PMF-3 Advanced Power Monitor., Voltage, Energy, Power, Power factor, Frequency, Unbalance, Temperature, Power quality, Manual operating mechanism with mechanical closing, without Spring charging motor, Ready-to-close signal. switch, Auxiliary switches 2NO+2NC, without Closing coil (CC), manual operating mechanism with mechanical closing, without Remote trip alarm reset coil (RR), without 2nd shunt trip, without 1st Shunt trip | 255100 | 1 | Z\ | 1
3WA1125-4GF22-0AA0 |  | fixed-mounted circuit breaker, IEC 60947-2, size 1, 4-pole, N pole on right, In=2500 A up to 690 V AC 50/60 Hz, breaking capacity M Icu=85/66 kA at 500/690 V, tripping unit ETU600 LSIG upgradeable, color display, Bluetooth, USB interface, basic protection LT, ST, INST, GFx, including protection of the N conductor (internal neutral point sensor available), trip alarm switch (1 x CO), connection at rear horizontal with internal voltage tap on lower stab of circuit breaker, with voltage tap module VTM680 and power supply of ETU600, able to communication, integrated metering type PMF-3 Advanced Power Monitor., Voltage, Energy, Power, Power factor, Frequency, Unbalance, Temperature, Power quality, Manual operating mechanism with mechanical closing, without Spring charging motor, Ready-to-close signal. switch, Auxiliary switches 2NO+2NC, without Closing coil (CC), manual operating mechanism with mechanical closing, without Remote trip alarm reset coil (RR), without 2nd shunt trip, without 1st Shunt trip | 249100 | 1 | Z\ | 1
3WA1125-4GF31-0AA0 |  | Withdrawable circuit breaker with guide frame, IEC 60947-2, frame size 1, 3-poles, In=2500A up to 690V AC 50/60Hz, breaking capacity M Icu=85/66kA at 500/690V, Trip unit ETU600 LSIG upgrade ready , colordisplay, bluetooth and USB interface, Protection LT, ST, INST, GFx, N-protection required an external N-sensor, incl. trip alarm switch (1xCO), rear connection vertical, guide frame with shutter and w/o position signalling switch, with internal voltage tap on lower stab of circuit breaker, with voltage tap module VTM680 and power supply of ETU600, able to communication, integrated metering type PMF-3 Advanced Power Monitor., Voltage, Energy, Power, Power factor, Frequency, Unbalance, Temperature, Power quality, Manual operating mechanism with mechanical closing, without Spring charging motor, Ready-to-close signal. switch, Auxiliary switches 2NO+2NC, without Closing coil (CC), manual operating mechanism with mechanical closing, without Remote trip alarm reset coil (RR), without 2nd shunt trip, without 1st Shunt trip | 238100 | 1 | Z\ | 1
3WA1125-4GF41-0AA0 |  | Withdrawable circuit breaker with guide frame, IEC 60947-2, frame size 1, 4-poles, N-pole left, In=2500A up to 690V AC 50/60Hz, breaking capacity M Icu=85/66kA at 500/690V, Trip unit ETU600 LSIG upgrade ready , colordisplay, bluetooth and USB interface, Protection LT, ST, INST, GFx, include N-protection, (internal N-sensor available), incl. trip alarm switch (1xCO), rear connection vertical, guide frame with shutter and w/o position signalling switch, with internal voltage tap on lower stab of circuit breaker, with voltage tap module VTM680 and power supply of ETU600, able to communication, integrated metering type PMF-3 Advanced Power Monitor., Voltage, Energy, Power, Power factor, Frequency, Unbalance, Temperature, Power quality, Manual operating mechanism with mechanical closing, without Spring charging motor, Ready-to-close signal. switch, Auxiliary switches 2NO+2NC, without Closing coil (CC), manual operating mechanism with mechanical closing, without Remote trip alarm reset coil (RR), without 2nd shunt trip, without 1st Shunt trip | 303100 | 1 | Z\ | 1
3WA1125-4LE01-0AA0 |  | Fixed-mounted circuit breaker IEC 60947-2, frame size 1, 3-poles, In=2500A up to 690V AC 50/60Hz, breaking capacity M Icu=85/66kA at 500/690V, Trip unit ETU600 LSI upgrade ready , colordisplay, bluetooth and USB interface, Protection LT, ST, INST, N-protection required an external N-sensor, incl. trip alarm switch (1xCO), rear connection vertical, with internal voltage tap on upper stab of circuit breaker, with voltage tap module VTM680 and power supply of ETU600, able to communication, integrated metering type PMF-1 Energy Efficiency, Voltage, Active energy Ea Manual operating mechanism with mechanical closing, without Spring charging motor, Ready-to-close signal. switch, Auxiliary switches 2NO+2NC, without Closing coil (CC), manual operating mechanism with mechanical closing, without Remote trip alarm reset coil (RR), without 2nd shunt trip, without 1st Shunt trip | 175870 | 1 | Z\ | 1
3WA1125-4LE02-0AA0 |  | Fixed-mounted circuit breaker IEC 60947-2, frame size 1, 3-poles, In=2500A up to 690V AC 50/60Hz, breaking capacity M Icu=85/66kA at 500/690V, Trip unit ETU600 LSI upgrade ready , colordisplay, bluetooth and USB interface, Protection LT, ST, INST, N-protection required an external N-sensor, incl. trip alarm switch (1xCO), rear connection horizontal, with internal voltage tap on upper stab of circuit breaker, with voltage tap module VTM680 and power supply of ETU600, able to communication, integrated metering type PMF-1 Energy Efficiency, Voltage, Active energy Ea Manual operating mechanism with mechanical closing, without Spring charging motor, Ready-to-close signal. switch, Auxiliary switches 2NO+2NC, without Closing coil (CC), manual operating mechanism with mechanical closing, without Remote trip alarm reset coil (RR), without 2nd shunt trip, without 1st Shunt trip | 170870 | 1 | Z\ | 1
3WA1125-4LE11-0AA0 |  | Fixed-mounted circuit breaker IEC 60947-2, frame size 1, 4-poles, N-pole left, In=2500A up to 690V AC 50/60Hz, breaking capacity M Icu=85/66kA at 500/690V, Trip unit ETU600 LSI upgrade ready , colordisplay, bluetooth and USB interface, Protection LT, ST, INST, include N-protection, (internal N-sensor available), incl. trip alarm switch (1xCO), rear connection vertical, with internal voltage tap on upper stab of circuit breaker, with voltage tap module VTM680 and power supply of ETU600, able to communication, integrated metering type PMF-1 Energy Efficiency, Voltage, Active energy Ea Manual operating mechanism with mechanical closing, without Spring charging motor, Ready-to-close signal. switch, Auxiliary switches 2NO+2NC, without Closing coil (CC), manual operating mechanism with mechanical closing, without Remote trip alarm reset coil (RR), without 2nd shunt trip, without 1st Shunt trip | 228870 | 1 | Z\ | 1