3WA1232-4EE34-0AA0 |  | Withdrawable circuit breaker with guide frame, IEC 60947-2, frame size 2, 3-poles, In=3200A up to 690V AC 50/60Hz, breaking capacity M Icu=85/66kA at 500/690V, Trip unit ETU600 LSI upgrade ready , colordisplay, bluetooth and USB interface, Protection LT, ST, INST, N-protection required an external N-sensor, incl. trip alarm switch (1xCO), rear connection flange, guide frame with shutter and w/o position signalling switch, with internal voltage tap on lower stab of circuit breaker, with voltage tap module VTM680 and power supply of ETU600, able to communication, integrated metering type PMF-1 Energy Efficiency, Voltage, Active energy Ea Manual operating mechanism with mechanical closing, without Spring charging motor, Ready-to-close signal. switch, Auxiliary switches 2NO+2NC, without Closing coil (CC), manual operating mechanism with mechanical closing, without Remote trip alarm reset coil (RR), without 2nd shunt trip, without 1st Shunt trip | 239870 | 1 | Z\ | 1
3WA1232-4EE41-0AA0 |  | Withdrawable circuit breaker with guide frame, IEC 60947-2, frame size 2, 4-poles, N-pole left, In=3200A up to 690V AC 50/60Hz, breaking capacity M Icu=85/66kA at 500/690V, Trip unit ETU600 LSI upgrade ready , colordisplay, bluetooth and USB interface, Protection LT, ST, INST, include N-protection, (internal N-sensor available), incl. trip alarm switch (1xCO), rear connection vertical, guide frame with shutter and w/o position signalling switch, with internal voltage tap on lower stab of circuit breaker, with voltage tap module VTM680 and power supply of ETU600, able to communication, integrated metering type PMF-1 Energy Efficiency, Voltage, Active energy Ea Manual operating mechanism with mechanical closing, without Spring charging motor, Ready-to-close signal. switch, Auxiliary switches 2NO+2NC, without Closing coil (CC), manual operating mechanism with mechanical closing, without Remote trip alarm reset coil (RR), without 2nd shunt trip, without 1st Shunt trip | 319870 | 1 | Z\ | 1
3WA1232-4EE42-0AA0 |  | Withdrawable circuit breaker with guide frame, IEC 60947-2, frame size 2, 4-poles, N-pole left, In=3200A up to 690V AC 50/60Hz, breaking capacity M Icu=85/66kA at 500/690V, Trip unit ETU600 LSI upgrade ready , colordisplay, bluetooth and USB interface, Protection LT, ST, INST, include N-protection, (internal N-sensor available), incl. trip alarm switch (1xCO), rear connection horizontal, guide frame with shutter and w/o position signalling switch, with internal voltage tap on lower stab of circuit breaker, with voltage tap module VTM680 and power supply of ETU600, able to communication, integrated metering type PMF-1 Energy Efficiency, Voltage, Active energy Ea Manual operating mechanism with mechanical closing, without Spring charging motor, Ready-to-close signal. switch, Auxiliary switches 2NO+2NC, without Closing coil (CC), manual operating mechanism with mechanical closing, without Remote trip alarm reset coil (RR), without 2nd shunt trip, without 1st Shunt trip | 313870 | 1 | Z\ | 1
3WA1232-4EE43-0AA0 |  | Withdrawable circuit breaker with guide frame, IEC 60947-2, frame size 2, 4-poles, N-pole left, In=3200A up to 690V AC 50/60Hz, breaking capacity M Icu=85/66kA at 500/690V, Trip unit ETU600 LSI upgrade ready , colordisplay, bluetooth and USB interface, Protection LT, ST, INST, include N-protection, (internal N-sensor available), incl. trip alarm switch (1xCO), front connection double hole, guide frame with shutter and w/o position signalling switch, with internal voltage tap on lower stab of circuit breaker, with voltage tap module VTM680 and power supply of ETU600, able to communication, integrated metering type PMF-1 Energy Efficiency, Voltage, Active energy Ea Manual operating mechanism with mechanical closing, without Spring charging motor, Ready-to-close signal. switch, Auxiliary switches 2NO+2NC, without Closing coil (CC), manual operating mechanism with mechanical closing, without Remote trip alarm reset coil (RR), without 2nd shunt trip, without 1st Shunt trip | 331870 | 1 | Z\ | 1
3WA1232-4EE44-0AA0 |  | Withdrawable circuit breaker with guide frame, IEC 60947-2, frame size 2, 4-poles, N-pole left, In=3200A up to 690V AC 50/60Hz, breaking capacity M Icu=85/66kA at 500/690V, Trip unit ETU600 LSI upgrade ready , colordisplay, bluetooth and USB interface, Protection LT, ST, INST, include N-protection, (internal N-sensor available), incl. trip alarm switch (1xCO), rear connection flange, guide frame with shutter and w/o position signalling switch, with internal voltage tap on lower stab of circuit breaker, with voltage tap module VTM680 and power supply of ETU600, able to communication, integrated metering type PMF-1 Energy Efficiency, Voltage, Active energy Ea Manual operating mechanism with mechanical closing, without Spring charging motor, Ready-to-close signal. switch, Auxiliary switches 2NO+2NC, without Closing coil (CC), manual operating mechanism with mechanical closing, without Remote trip alarm reset coil (RR), without 2nd shunt trip, without 1st Shunt trip | 313870 | 1 | Z\ | 1
3WA1232-4EF01-0AA0 |  | Fixed-mounted circuit breaker IEC 60947-2, frame size 2, 3-poles, In=3200A up to 690V AC 50/60Hz, breaking capacity M Icu=85/66kA at 500/690V, Trip unit ETU600 LSIG upgrade ready , colordisplay, bluetooth and USB interface, Protection LT, ST, INST, GFx, N-protection required an external N-sensor, incl. trip alarm switch (1xCO), rear connection vertical, with internal voltage tap on lower stab of circuit breaker, with voltage tap module VTM680 and power supply of ETU600, able to communication, integrated metering type PMF-1 Energy Efficiency, Voltage, Active energy Ea Manual operating mechanism with mechanical closing, without Spring charging motor, Ready-to-close signal. switch, Auxiliary switches 2NO+2NC, without Closing coil (CC), manual operating mechanism with mechanical closing, without Remote trip alarm reset coil (RR), without 2nd shunt trip, without 1st Shunt trip | 212870 | 1 | Z\ | 1
3WA1232-4EF02-0AA0 |  | Fixed-mounted circuit breaker IEC 60947-2, frame size 2, 3-poles, In=3200A up to 690V AC 50/60Hz, breaking capacity M Icu=85/66kA at 500/690V, Trip unit ETU600 LSIG upgrade ready , colordisplay, bluetooth and USB interface, Protection LT, ST, INST, GFx, N-protection required an external N-sensor, incl. trip alarm switch (1xCO), rear connection horizontal, with internal voltage tap on lower stab of circuit breaker, with voltage tap module VTM680 and power supply of ETU600, able to communication, integrated metering type PMF-1 Energy Efficiency, Voltage, Active energy Ea Manual operating mechanism with mechanical closing, without Spring charging motor, Ready-to-close signal. switch, Auxiliary switches 2NO+2NC, without Closing coil (CC), manual operating mechanism with mechanical closing, without Remote trip alarm reset coil (RR), without 2nd shunt trip, without 1st Shunt trip | 207870 | 1 | Z\ | 1
3WA1232-4EF03-0AA0 |  | Fixed-mounted circuit breaker IEC 60947-2, frame size 2, 3-poles, In=3200A up to 690V AC 50/60Hz, breaking capacity M Icu=85/66kA at 500/690V, Trip unit ETU600 LSIG upgrade ready , colordisplay, bluetooth and USB interface, Protection LT, ST, INST, GFx, N-protection required an external N-sensor, incl. trip alarm switch (1xCO), front connection double hole, with internal voltage tap on lower stab of circuit breaker, with voltage tap module VTM680 and power supply of ETU600, able to communication, integrated metering type PMF-1 Energy Efficiency, Voltage, Active energy Ea Manual operating mechanism with mechanical closing, without Spring charging motor, Ready-to-close signal. switch, Auxiliary switches 2NO+2NC, without Closing coil (CC), manual operating mechanism with mechanical closing, without Remote trip alarm reset coil (RR), without 2nd shunt trip, without 1st Shunt trip | 221870 | 1 | Z\ | 1
3WA1232-4EF11-0AA0 |  | Fixed-mounted circuit breaker IEC 60947-2, frame size 2, 4-poles, N-pole left, In=3200A up to 690V AC 50/60Hz, breaking capacity M Icu=85/66kA at 500/690V, Trip unit ETU600 LSIG upgrade ready , colordisplay, bluetooth and USB interface, Protection LT, ST, INST, GFx, include N-protection, (internal N-sensor available), incl. trip alarm switch (1xCO), rear connection vertical, with internal voltage tap on lower stab of circuit breaker, with voltage tap module VTM680 and power supply of ETU600, able to communication, integrated metering type PMF-1 Energy Efficiency, Voltage, Active energy Ea Manual operating mechanism with mechanical closing, without Spring charging motor, Ready-to-close signal. switch, Auxiliary switches 2NO+2NC, without Closing coil (CC), manual operating mechanism with mechanical closing, without Remote trip alarm reset coil (RR), without 2nd shunt trip, without 1st Shunt trip | 274870 | 1 | Z\ | 1
3WA1232-4EF12-0AA0 |  | Fixed-mounted circuit breaker IEC 60947-2, frame size 2, 4-poles, N-pole left, In=3200A up to 690V AC 50/60Hz, breaking capacity M Icu=85/66kA at 500/690V, Trip unit ETU600 LSIG upgrade ready , colordisplay, bluetooth and USB interface, Protection LT, ST, INST, GFx, include N-protection, (internal N-sensor available), incl. trip alarm switch (1xCO), rear connection horizontal, with internal voltage tap on lower stab of circuit breaker, with voltage tap module VTM680 and power supply of ETU600, able to communication, integrated metering type PMF-1 Energy Efficiency, Voltage, Active energy Ea Manual operating mechanism with mechanical closing, without Spring charging motor, Ready-to-close signal. switch, Auxiliary switches 2NO+2NC, without Closing coil (CC), manual operating mechanism with mechanical closing, without Remote trip alarm reset coil (RR), without 2nd shunt trip, without 1st Shunt trip | 268870 | 1 | Z\ | 1
3WA1232-4EF13-0AA0 |  | Fixed-mounted circuit breaker IEC 60947-2, frame size 2, 4-poles, N-pole left, In=3200A up to 690V AC 50/60Hz, breaking capacity M Icu=85/66kA at 500/690V, Trip unit ETU600 LSIG upgrade ready , colordisplay, bluetooth and USB interface, Protection LT, ST, INST, GFx, include N-protection, (internal N-sensor available), incl. trip alarm switch (1xCO), front connection double hole, with internal voltage tap on lower stab of circuit breaker, with voltage tap module VTM680 and power supply of ETU600, able to communication, integrated metering type PMF-1 Energy Efficiency, Voltage, Active energy Ea Manual operating mechanism with mechanical closing, without Spring charging motor, Ready-to-close signal. switch, Auxiliary switches 2NO+2NC, without Closing coil (CC), manual operating mechanism with mechanical closing, without Remote trip alarm reset coil (RR), without 2nd shunt trip, without 1st Shunt trip | 286870 | 1 | Z\ | 1
3WA1232-4EF21-0AA0 |  | fixed-mounted circuit breaker, IEC 60947-2, size 2, 4-pole, N pole on right, In=3200 A up to 690 V AC 50/60 Hz, breaking capacity M Icu=85/66 kA at 500/690 V, tripping unit ETU600 LSIG upgradeable, color display, Bluetooth, USB interface, basic protection LT, ST, INST, GFx, including protection of the N conductor (internal neutral point sensor available), trip alarm switch (1 x CO), connection at rear vertical, with internal voltage tap on lower stab of circuit breaker, with voltage tap module VTM680 and power supply of ETU600, able to communication, integrated metering type PMF-1 Energy Efficiency, Voltage, Active energy Ea Manual operating mechanism with mechanical closing, without Spring charging motor, Ready-to-close signal. switch, Auxiliary switches 2NO+2NC, without Closing coil (CC), manual operating mechanism with mechanical closing, without Remote trip alarm reset coil (RR), without 2nd shunt trip, without 1st Shunt trip | 274870 | 1 | Z\ | 1
3WA1232-4EF22-0AA0 |  | fixed-mounted circuit breaker, IEC 60947-2, size 2, 4-pole, N pole on right, In=3200 A up to 690 V AC 50/60 Hz, breaking capacity M Icu=85/66 kA at 500/690 V, tripping unit ETU600 LSIG upgradeable, color display, Bluetooth, USB interface, basic protection LT, ST, INST, GFx, including protection of the N conductor (internal neutral point sensor available), trip alarm switch (1 x CO), connection at rear horizontal with internal voltage tap on lower stab of circuit breaker, with voltage tap module VTM680 and power supply of ETU600, able to communication, integrated metering type PMF-1 Energy Efficiency, Voltage, Active energy Ea Manual operating mechanism with mechanical closing, without Spring charging motor, Ready-to-close signal. switch, Auxiliary switches 2NO+2NC, without Closing coil (CC), manual operating mechanism with mechanical closing, without Remote trip alarm reset coil (RR), without 2nd shunt trip, without 1st Shunt trip | 268870 | 1 | Z\ | 1
3WA1232-4EF23-0AA0 |  | fixed-mounted circuit breaker, IEC 60947-2, size 2, 4-pole, N pole on right, In=3200 A up to 690 V AC 50/60 Hz, breaking capacity M Icu=85/66 kA at 500/690 V, tripping unit ETU600 LSIG upgradeable, color display, Bluetooth, USB interface, basic protection LT, ST, INST, GFx, including protection of the N conductor (internal neutral point sensor available), trip alarm switch (1 x CO), front connection double hole, with internal voltage tap on lower stab of circuit breaker, with voltage tap module VTM680 and power supply of ETU600, able to communication, integrated metering type PMF-1 Energy Efficiency, Voltage, Active energy Ea Manual operating mechanism with mechanical closing, without Spring charging motor, Ready-to-close signal. switch, Auxiliary switches 2NO+2NC, without Closing coil (CC), manual operating mechanism with mechanical closing, without Remote trip alarm reset coil (RR), without 2nd shunt trip, without 1st Shunt trip | 286870 | 1 | Z\ | 1
3WA1232-4EF31-0AA0 |  | Withdrawable circuit breaker with guide frame, IEC 60947-2, frame size 2, 3-poles, In=3200A up to 690V AC 50/60Hz, breaking capacity M Icu=85/66kA at 500/690V, Trip unit ETU600 LSIG upgrade ready , colordisplay, bluetooth and USB interface, Protection LT, ST, INST, GFx, N-protection required an external N-sensor, incl. trip alarm switch (1xCO), rear connection vertical, guide frame with shutter and w/o position signalling switch, with internal voltage tap on lower stab of circuit breaker, with voltage tap module VTM680 and power supply of ETU600, able to communication, integrated metering type PMF-1 Energy Efficiency, Voltage, Active energy Ea Manual operating mechanism with mechanical closing, without Spring charging motor, Ready-to-close signal. switch, Auxiliary switches 2NO+2NC, without Closing coil (CC), manual operating mechanism with mechanical closing, without Remote trip alarm reset coil (RR), without 2nd shunt trip, without 1st Shunt trip | 255870 | 1 | Z\ | 1
3WA1232-4EF32-0AA0 |  | Withdrawable circuit breaker with guide frame, IEC 60947-2, frame size 2, 3-poles, In=3200A up to 690V AC 50/60Hz, breaking capacity M Icu=85/66kA at 500/690V, Trip unit ETU600 LSIG upgrade ready , colordisplay, bluetooth and USB interface, Protection LT, ST, INST, GFx, N-protection required an external N-sensor, incl. trip alarm switch (1xCO), rear connection horizontal, guide frame with shutter and w/o position signalling switch, with internal voltage tap on lower stab of circuit breaker, with voltage tap module VTM680 and power supply of ETU600, able to communication, integrated metering type PMF-1 Energy Efficiency, Voltage, Active energy Ea Manual operating mechanism with mechanical closing, without Spring charging motor, Ready-to-close signal. switch, Auxiliary switches 2NO+2NC, without Closing coil (CC), manual operating mechanism with mechanical closing, without Remote trip alarm reset coil (RR), without 2nd shunt trip, without 1st Shunt trip | 249870 | 1 | Z\ | 1
3WA1232-4EF33-0AA0 |  | Withdrawable circuit breaker with guide frame, IEC 60947-2, frame size 2, 3-poles, In=3200A up to 690V AC 50/60Hz, breaking capacity M Icu=85/66kA at 500/690V, Trip unit ETU600 LSIG upgrade ready , colordisplay, bluetooth and USB interface, Protection LT, ST, INST, GFx, N-protection required an external N-sensor, incl. trip alarm switch (1xCO), front connection double hole, guide frame with shutter and w/o position signalling switch, with internal voltage tap on lower stab of circuit breaker, with voltage tap module VTM680 and power supply of ETU600, able to communication, integrated metering type PMF-1 Energy Efficiency, Voltage, Active energy Ea Manual operating mechanism with mechanical closing, without Spring charging motor, Ready-to-close signal. switch, Auxiliary switches 2NO+2NC, without Closing coil (CC), manual operating mechanism with mechanical closing, without Remote trip alarm reset coil (RR), without 2nd shunt trip, without 1st Shunt trip | 263870 | 1 | Z\ | 1
3WA1232-4EF34-0AA0 |  | Withdrawable circuit breaker with guide frame, IEC 60947-2, frame size 2, 3-poles, In=3200A up to 690V AC 50/60Hz, breaking capacity M Icu=85/66kA at 500/690V, Trip unit ETU600 LSIG upgrade ready , colordisplay, bluetooth and USB interface, Protection LT, ST, INST, GFx, N-protection required an external N-sensor, incl. trip alarm switch (1xCO), rear connection flange, guide frame with shutter and w/o position signalling switch, with internal voltage tap on lower stab of circuit breaker, with voltage tap module VTM680 and power supply of ETU600, able to communication, integrated metering type PMF-1 Energy Efficiency, Voltage, Active energy Ea Manual operating mechanism with mechanical closing, without Spring charging motor, Ready-to-close signal. switch, Auxiliary switches 2NO+2NC, without Closing coil (CC), manual operating mechanism with mechanical closing, without Remote trip alarm reset coil (RR), without 2nd shunt trip, without 1st Shunt trip | 249870 | 1 | Z\ | 1
3WA1232-4EF41-0AA0 |  | Withdrawable circuit breaker with guide frame, IEC 60947-2, frame size 2, 4-poles, N-pole left, In=3200A up to 690V AC 50/60Hz, breaking capacity M Icu=85/66kA at 500/690V, Trip unit ETU600 LSIG upgrade ready , colordisplay, bluetooth and USB interface, Protection LT, ST, INST, GFx, include N-protection, (internal N-sensor available), incl. trip alarm switch (1xCO), rear connection vertical, guide frame with shutter and w/o position signalling switch, with internal voltage tap on lower stab of circuit breaker, with voltage tap module VTM680 and power supply of ETU600, able to communication, integrated metering type PMF-1 Energy Efficiency, Voltage, Active energy Ea Manual operating mechanism with mechanical closing, without Spring charging motor, Ready-to-close signal. switch, Auxiliary switches 2NO+2NC, without Closing coil (CC), manual operating mechanism with mechanical closing, without Remote trip alarm reset coil (RR), without 2nd shunt trip, without 1st Shunt trip | 330870 | 1 | Z\ | 1
3WA1232-4EF42-0AA0 |  | Withdrawable circuit breaker with guide frame, IEC 60947-2, frame size 2, 4-poles, N-pole left, In=3200A up to 690V AC 50/60Hz, breaking capacity M Icu=85/66kA at 500/690V, Trip unit ETU600 LSIG upgrade ready , colordisplay, bluetooth and USB interface, Protection LT, ST, INST, GFx, include N-protection, (internal N-sensor available), incl. trip alarm switch (1xCO), rear connection horizontal, guide frame with shutter and w/o position signalling switch, with internal voltage tap on lower stab of circuit breaker, with voltage tap module VTM680 and power supply of ETU600, able to communication, integrated metering type PMF-1 Energy Efficiency, Voltage, Active energy Ea Manual operating mechanism with mechanical closing, without Spring charging motor, Ready-to-close signal. switch, Auxiliary switches 2NO+2NC, without Closing coil (CC), manual operating mechanism with mechanical closing, without Remote trip alarm reset coil (RR), without 2nd shunt trip, without 1st Shunt trip | 323870 | 1 | Z\ | 1
3WA1232-4EF43-0AA0 |  | Withdrawable circuit breaker with guide frame, IEC 60947-2, frame size 2, 4-poles, N-pole left, In=3200A up to 690V AC 50/60Hz, breaking capacity M Icu=85/66kA at 500/690V, Trip unit ETU600 LSIG upgrade ready , colordisplay, bluetooth and USB interface, Protection LT, ST, INST, GFx, include N-protection, (internal N-sensor available), incl. trip alarm switch (1xCO), front connection double hole, guide frame with shutter and w/o position signalling switch, with internal voltage tap on lower stab of circuit breaker, with voltage tap module VTM680 and power supply of ETU600, able to communication, integrated metering type PMF-1 Energy Efficiency, Voltage, Active energy Ea Manual operating mechanism with mechanical closing, without Spring charging motor, Ready-to-close signal. switch, Auxiliary switches 2NO+2NC, without Closing coil (CC), manual operating mechanism with mechanical closing, without Remote trip alarm reset coil (RR), without 2nd shunt trip, without 1st Shunt trip | 341870 | 1 | Z\ | 1
3WA1232-4EF44-0AA0 |  | Withdrawable circuit breaker with guide frame, IEC 60947-2, frame size 2, 4-poles, N-pole left, In=3200A up to 690V AC 50/60Hz, breaking capacity M Icu=85/66kA at 500/690V, Trip unit ETU600 LSIG upgrade ready , colordisplay, bluetooth and USB interface, Protection LT, ST, INST, GFx, include N-protection, (internal N-sensor available), incl. trip alarm switch (1xCO), rear connection flange, guide frame with shutter and w/o position signalling switch, with internal voltage tap on lower stab of circuit breaker, with voltage tap module VTM680 and power supply of ETU600, able to communication, integrated metering type PMF-1 Energy Efficiency, Voltage, Active energy Ea Manual operating mechanism with mechanical closing, without Spring charging motor, Ready-to-close signal. switch, Auxiliary switches 2NO+2NC, without Closing coil (CC), manual operating mechanism with mechanical closing, without Remote trip alarm reset coil (RR), without 2nd shunt trip, without 1st Shunt trip | 323870 | 1 | Z\ | 1
3WA1232-4EG01-0AA0 |  | Fixed-mounted circuit breaker IEC 60947-2, frame size 2, 3-poles, In=3200A up to 690V AC 50/60Hz, breaking capacity M Icu=85/66kA at 500/690V, Trip unit ETU600 LSIG Hi-Z upgrade ready , colordisplay, bluetooth and USB interface, Protection LT, ST, INST, GFx, with GF highimpedance-input N-protection required an external N-sensor, incl. trip alarm switch (1xCO), rear connection vertical, with internal voltage tap on lower stab of circuit breaker, with voltage tap module VTM680 and power supply of ETU600, able to communication, integrated metering type PMF-1 Energy Efficiency, Voltage, Active energy Ea Manual operating mechanism with mechanical closing, without Spring charging motor, Ready-to-close signal. switch, Auxiliary switches 2NO+2NC, without Closing coil (CC), manual operating mechanism with mechanical closing, without Remote trip alarm reset coil (RR), without 2nd shunt trip, without 1st Shunt trip | 234870 | 1 | Z\ | 1
3WA1232-4EG02-0AA0 |  | Fixed-mounted circuit breaker IEC 60947-2, frame size 2, 3-poles, In=3200A up to 690V AC 50/60Hz, breaking capacity M Icu=85/66kA at 500/690V, Trip unit ETU600 LSIG Hi-Z upgrade ready , colordisplay, bluetooth and USB interface, Protection LT, ST, INST, GFx, with GF highimpedance-input N-protection required an external N-sensor, incl. trip alarm switch (1xCO), rear connection horizontal, with internal voltage tap on lower stab of circuit breaker, with voltage tap module VTM680 and power supply of ETU600, able to communication, integrated metering type PMF-1 Energy Efficiency, Voltage, Active energy Ea Manual operating mechanism with mechanical closing, without Spring charging motor, Ready-to-close signal. switch, Auxiliary switches 2NO+2NC, without Closing coil (CC), manual operating mechanism with mechanical closing, without Remote trip alarm reset coil (RR), without 2nd shunt trip, without 1st Shunt trip | 228870 | 1 | Z\ | 1
3WA1232-4EG03-0AA0 |  | Fixed-mounted circuit breaker IEC 60947-2, frame size 2, 3-poles, In=3200A up to 690V AC 50/60Hz, breaking capacity M Icu=85/66kA at 500/690V, Trip unit ETU600 LSIG Hi-Z upgrade ready , colordisplay, bluetooth and USB interface, Protection LT, ST, INST, GFx, with GF highimpedance-input N-protection required an external N-sensor, incl. trip alarm switch (1xCO), front connection double hole, with internal voltage tap on lower stab of circuit breaker, with voltage tap module VTM680 and power supply of ETU600, able to communication, integrated metering type PMF-1 Energy Efficiency, Voltage, Active energy Ea Manual operating mechanism with mechanical closing, without Spring charging motor, Ready-to-close signal. switch, Auxiliary switches 2NO+2NC, without Closing coil (CC), manual operating mechanism with mechanical closing, without Remote trip alarm reset coil (RR), without 2nd shunt trip, without 1st Shunt trip | 242870 | 1 | Z\ | 1
3WA1232-4EG11-0AA0 |  | Fixed-mounted circuit breaker IEC 60947-2, frame size 2, 4-poles, N-pole left, In=3200A up to 690V AC 50/60Hz, breaking capacity M Icu=85/66kA at 500/690V, Trip unit ETU600 LSIG Hi-Z upgrade ready , colordisplay, bluetooth and USB interface, Protection LT, ST, INST, GFx, with GF highimpedance-input include N-protection, (internal N-sensor available), incl. trip alarm switch (1xCO), rear connection vertical, with internal voltage tap on lower stab of circuit breaker, with voltage tap module VTM680 and power supply of ETU600, able to communication, integrated metering type PMF-1 Energy Efficiency, Voltage, Active energy Ea Manual operating mechanism with mechanical closing, without Spring charging motor, Ready-to-close signal. switch, Auxiliary switches 2NO+2NC, without Closing coil (CC), manual operating mechanism with mechanical closing, without Remote trip alarm reset coil (RR), without 2nd shunt trip, without 1st Shunt trip | 296870 | 1 | Z\ | 1
3WA1232-4EG12-0AA0 |  | Fixed-mounted circuit breaker IEC 60947-2, frame size 2, 4-poles, N-pole left, In=3200A up to 690V AC 50/60Hz, breaking capacity M Icu=85/66kA at 500/690V, Trip unit ETU600 LSIG Hi-Z upgrade ready , colordisplay, bluetooth and USB interface, Protection LT, ST, INST, GFx, with GF highimpedance-input include N-protection, (internal N-sensor available), incl. trip alarm switch (1xCO), rear connection horizontal, with internal voltage tap on lower stab of circuit breaker, with voltage tap module VTM680 and power supply of ETU600, able to communication, integrated metering type PMF-1 Energy Efficiency, Voltage, Active energy Ea Manual operating mechanism with mechanical closing, without Spring charging motor, Ready-to-close signal. switch, Auxiliary switches 2NO+2NC, without Closing coil (CC), manual operating mechanism with mechanical closing, without Remote trip alarm reset coil (RR), without 2nd shunt trip, without 1st Shunt trip | 289870 | 1 | Z\ | 1
3WA1232-4EG13-0AA0 |  | Fixed-mounted circuit breaker IEC 60947-2, frame size 2, 4-poles, N-pole left, In=3200A up to 690V AC 50/60Hz, breaking capacity M Icu=85/66kA at 500/690V, Trip unit ETU600 LSIG Hi-Z upgrade ready , colordisplay, bluetooth and USB interface, Protection LT, ST, INST, GFx, with GF highimpedance-input include N-protection, (internal N-sensor available), incl. trip alarm switch (1xCO), front connection double hole, with internal voltage tap on lower stab of circuit breaker, with voltage tap module VTM680 and power supply of ETU600, able to communication, integrated metering type PMF-1 Energy Efficiency, Voltage, Active energy Ea Manual operating mechanism with mechanical closing, without Spring charging motor, Ready-to-close signal. switch, Auxiliary switches 2NO+2NC, without Closing coil (CC), manual operating mechanism with mechanical closing, without Remote trip alarm reset coil (RR), without 2nd shunt trip, without 1st Shunt trip | 307870 | 1 | Z\ | 1
3WA1232-4EG21-0AA0 |  | fixed-mounted circuit breaker, IEC 60947-2, size 2, 4-pole, N pole on right, In=3200 A up to 690 V AC 50/60 Hz, breaking capacity M Icu=85/66 kA at 500/690 V, tripping unit ETU600 LSIG Hi-Z upgradeable, color display, Bluetooth, USB interface, basic protection LT, ST, INST, GFx, with GF high-impedance input, including protection of the N conductor (internal neutral point sensor available), trip alarm switch (1 x CO), connection at rear vertical, with internal voltage tap on lower stab of circuit breaker, with voltage tap module VTM680 and power supply of ETU600, able to communication, integrated metering type PMF-1 Energy Efficiency, Voltage, Active energy Ea Manual operating mechanism with mechanical closing, without Spring charging motor, Ready-to-close signal. switch, Auxiliary switches 2NO+2NC, without Closing coil (CC), manual operating mechanism with mechanical closing, without Remote trip alarm reset coil (RR), without 2nd shunt trip, without 1st Shunt trip | 296870 | 1 | Z\ | 1
3WA1232-4EG22-0AA0 |  | fixed-mounted circuit breaker, IEC 60947-2, size 2, 4-pole, N pole on right, In=3200 A up to 690 V AC 50/60 Hz, breaking capacity M Icu=85/66 kA at 500/690 V, tripping unit ETU600 LSIG Hi-Z upgradeable, color display, Bluetooth, USB interface, basic protection LT, ST, INST, GFx, with GF high-impedance input, including protection of the N conductor (internal neutral point sensor available), trip alarm switch (1 x CO), connection at rear horizontal with internal voltage tap on lower stab of circuit breaker, with voltage tap module VTM680 and power supply of ETU600, able to communication, integrated metering type PMF-1 Energy Efficiency, Voltage, Active energy Ea Manual operating mechanism with mechanical closing, without Spring charging motor, Ready-to-close signal. switch, Auxiliary switches 2NO+2NC, without Closing coil (CC), manual operating mechanism with mechanical closing, without Remote trip alarm reset coil (RR), without 2nd shunt trip, without 1st Shunt trip | 289870 | 1 | Z\ | 1
3WA1232-4EG23-0AA0 |  | fixed-mounted circuit breaker, IEC 60947-2, size 2, 4-pole, N pole on right, In=3200 A up to 690 V AC 50/60 Hz, breaking capacity M Icu=85/66 kA at 500/690 V, tripping unit ETU600 LSIG Hi-Z upgradeable, color display, Bluetooth, USB interface, basic protection LT, ST, INST, GFx, with GF high-impedance input, including protection of the N conductor (internal neutral point sensor available), trip alarm switch (1 x CO), front connection double hole, with internal voltage tap on lower stab of circuit breaker, with voltage tap module VTM680 and power supply of ETU600, able to communication, integrated metering type PMF-1 Energy Efficiency, Voltage, Active energy Ea Manual operating mechanism with mechanical closing, without Spring charging motor, Ready-to-close signal. switch, Auxiliary switches 2NO+2NC, without Closing coil (CC), manual operating mechanism with mechanical closing, without Remote trip alarm reset coil (RR), without 2nd shunt trip, without 1st Shunt trip | 307870 | 1 | Z\ | 1
3WA1232-4EG31-0AA0 |  | Withdrawable circuit breaker with guide frame, IEC 60947-2, frame size 2, 3-poles, In=3200A up to 690V AC 50/60Hz, breaking capacity M Icu=85/66kA at 500/690V, Trip unit ETU600 LSIG Hi-Z upgrade ready , colordisplay, bluetooth and USB interface, Protection LT, ST, INST, GFx, with GF highimpedance-input N-protection required an external N-sensor, incl. trip alarm switch (1xCO), rear connection vertical, guide frame with shutter and w/o position signalling switch, with internal voltage tap on lower stab of circuit breaker, with voltage tap module VTM680 and power supply of ETU600, able to communication, integrated metering type PMF-1 Energy Efficiency, Voltage, Active energy Ea Manual operating mechanism with mechanical closing, without Spring charging motor, Ready-to-close signal. switch, Auxiliary switches 2NO+2NC, without Closing coil (CC), manual operating mechanism with mechanical closing, without Remote trip alarm reset coil (RR), without 2nd shunt trip, without 1st Shunt trip | 276870 | 1 | Z\ | 1
3WA1232-4EG32-0AA0 |  | Withdrawable circuit breaker with guide frame, IEC 60947-2, frame size 2, 3-poles, In=3200A up to 690V AC 50/60Hz, breaking capacity M Icu=85/66kA at 500/690V, Trip unit ETU600 LSIG Hi-Z upgrade ready , colordisplay, bluetooth and USB interface, Protection LT, ST, INST, GFx, with GF highimpedance-input N-protection required an external N-sensor, incl. trip alarm switch (1xCO), rear connection horizontal, guide frame with shutter and w/o position signalling switch, with internal voltage tap on lower stab of circuit breaker, with voltage tap module VTM680 and power supply of ETU600, able to communication, integrated metering type PMF-1 Energy Efficiency, Voltage, Active energy Ea Manual operating mechanism with mechanical closing, without Spring charging motor, Ready-to-close signal. switch, Auxiliary switches 2NO+2NC, without Closing coil (CC), manual operating mechanism with mechanical closing, without Remote trip alarm reset coil (RR), without 2nd shunt trip, without 1st Shunt trip | 271870 | 1 | Z\ | 1
3WA1232-4EG33-0AA0 |  | Withdrawable circuit breaker with guide frame, IEC 60947-2, frame size 2, 3-poles, In=3200A up to 690V AC 50/60Hz, breaking capacity M Icu=85/66kA at 500/690V, Trip unit ETU600 LSIG Hi-Z upgrade ready , colordisplay, bluetooth and USB interface, Protection LT, ST, INST, GFx, with GF highimpedance-input N-protection required an external N-sensor, incl. trip alarm switch (1xCO), front connection double hole, guide frame with shutter and w/o position signalling switch, with internal voltage tap on lower stab of circuit breaker, with voltage tap module VTM680 and power supply of ETU600, able to communication, integrated metering type PMF-1 Energy Efficiency, Voltage, Active energy Ea Manual operating mechanism with mechanical closing, without Spring charging motor, Ready-to-close signal. switch, Auxiliary switches 2NO+2NC, without Closing coil (CC), manual operating mechanism with mechanical closing, without Remote trip alarm reset coil (RR), without 2nd shunt trip, without 1st Shunt trip | 284870 | 1 | Z\ | 1
3WA1232-4EG34-0AA0 |  | Withdrawable circuit breaker with guide frame, IEC 60947-2, frame size 2, 3-poles, In=3200A up to 690V AC 50/60Hz, breaking capacity M Icu=85/66kA at 500/690V, Trip unit ETU600 LSIG Hi-Z upgrade ready , colordisplay, bluetooth and USB interface, Protection LT, ST, INST, GFx, with GF highimpedance-input N-protection required an external N-sensor, incl. trip alarm switch (1xCO), rear connection flange, guide frame with shutter and w/o position signalling switch, with internal voltage tap on lower stab of circuit breaker, with voltage tap module VTM680 and power supply of ETU600, able to communication, integrated metering type PMF-1 Energy Efficiency, Voltage, Active energy Ea Manual operating mechanism with mechanical closing, without Spring charging motor, Ready-to-close signal. switch, Auxiliary switches 2NO+2NC, without Closing coil (CC), manual operating mechanism with mechanical closing, without Remote trip alarm reset coil (RR), without 2nd shunt trip, without 1st Shunt trip | 271870 | 1 | Z\ | 1
3WA1232-4EG41-0AA0 |  | Withdrawable circuit breaker with guide frame, IEC 60947-2, frame size 2, 4-poles, N-pole left, In=3200A up to 690V AC 50/60Hz, breaking capacity M Icu=85/66kA at 500/690V, Trip unit ETU600 LSIG Hi-Z upgrade ready , colordisplay, bluetooth and USB interface, Protection LT, ST, INST, GFx, with GF highimpedance-input include N-protection, (internal N-sensor available), incl. trip alarm switch (1xCO), rear connection vertical, guide frame with shutter and w/o position signalling switch, with internal voltage tap on lower stab of circuit breaker, with voltage tap module VTM680 and power supply of ETU600, able to communication, integrated metering type PMF-1 Energy Efficiency, Voltage, Active energy Ea Manual operating mechanism with mechanical closing, without Spring charging motor, Ready-to-close signal. switch, Auxiliary switches 2NO+2NC, without Closing coil (CC), manual operating mechanism with mechanical closing, without Remote trip alarm reset coil (RR), without 2nd shunt trip, without 1st Shunt trip | 351870 | 1 | Z\ | 1
3WA1232-4EG42-0AA0 |  | Withdrawable circuit breaker with guide frame, IEC 60947-2, frame size 2, 4-poles, N-pole left, In=3200A up to 690V AC 50/60Hz, breaking capacity M Icu=85/66kA at 500/690V, Trip unit ETU600 LSIG Hi-Z upgrade ready , colordisplay, bluetooth and USB interface, Protection LT, ST, INST, GFx, with GF highimpedance-input include N-protection, (internal N-sensor available), incl. trip alarm switch (1xCO), rear connection horizontal, guide frame with shutter and w/o position signalling switch, with internal voltage tap on lower stab of circuit breaker, with voltage tap module VTM680 and power supply of ETU600, able to communication, integrated metering type PMF-1 Energy Efficiency, Voltage, Active energy Ea Manual operating mechanism with mechanical closing, without Spring charging motor, Ready-to-close signal. switch, Auxiliary switches 2NO+2NC, without Closing coil (CC), manual operating mechanism with mechanical closing, without Remote trip alarm reset coil (RR), without 2nd shunt trip, without 1st Shunt trip | 345870 | 1 | Z\ | 1
3WA1232-4EG43-0AA0 |  | Withdrawable circuit breaker with guide frame, IEC 60947-2, frame size 2, 4-poles, N-pole left, In=3200A up to 690V AC 50/60Hz, breaking capacity M Icu=85/66kA at 500/690V, Trip unit ETU600 LSIG Hi-Z upgrade ready , colordisplay, bluetooth and USB interface, Protection LT, ST, INST, GFx, with GF highimpedance-input include N-protection, (internal N-sensor available), incl. trip alarm switch (1xCO), front connection double hole, guide frame with shutter and w/o position signalling switch, with internal voltage tap on lower stab of circuit breaker, with voltage tap module VTM680 and power supply of ETU600, able to communication, integrated metering type PMF-1 Energy Efficiency, Voltage, Active energy Ea Manual operating mechanism with mechanical closing, without Spring charging motor, Ready-to-close signal. switch, Auxiliary switches 2NO+2NC, without Closing coil (CC), manual operating mechanism with mechanical closing, without Remote trip alarm reset coil (RR), without 2nd shunt trip, without 1st Shunt trip | 363870 | 1 | Z\ | 1
3WA1232-4EG44-0AA0 |  | Withdrawable circuit breaker with guide frame, IEC 60947-2, frame size 2, 4-poles, N-pole left, In=3200A up to 690V AC 50/60Hz, breaking capacity M Icu=85/66kA at 500/690V, Trip unit ETU600 LSIG Hi-Z upgrade ready , colordisplay, bluetooth and USB interface, Protection LT, ST, INST, GFx, with GF highimpedance-input include N-protection, (internal N-sensor available), incl. trip alarm switch (1xCO), rear connection flange, guide frame with shutter and w/o position signalling switch, with internal voltage tap on lower stab of circuit breaker, with voltage tap module VTM680 and power supply of ETU600, able to communication, integrated metering type PMF-1 Energy Efficiency, Voltage, Active energy Ea Manual operating mechanism with mechanical closing, without Spring charging motor, Ready-to-close signal. switch, Auxiliary switches 2NO+2NC, without Closing coil (CC), manual operating mechanism with mechanical closing, without Remote trip alarm reset coil (RR), without 2nd shunt trip, without 1st Shunt trip | 345870 | 1 | Z\ | 1
3WA1232-4FE01-0AA0 |  | Fixed-mounted circuit breaker IEC 60947-2, frame size 2, 3-poles, In=3200A up to 690V AC 50/60Hz, breaking capacity M Icu=85/66kA at 500/690V, Trip unit ETU600 LSI upgrade ready , colordisplay, bluetooth and USB interface, Protection LT, ST, INST, N-protection required an external N-sensor, incl. trip alarm switch (1xCO), rear connection vertical, with internal voltage tap on lower stab of circuit breaker, with voltage tap module VTM680 and power supply of ETU600, able to communication, integrated metering type PMF-2 Basic Power Monitoring, Voltage, Energy, Power, Power factor, Frequency, Unbalance, Temperature, Manual operating mechanism with mechanical closing, without Spring charging motor, Ready-to-close signal. switch, Auxiliary switches 2NO+2NC, without Closing coil (CC), manual operating mechanism with mechanical closing, without Remote trip alarm reset coil (RR), without 2nd shunt trip, without 1st Shunt trip | 211700 | 1 | Z\ | 1
3WA1232-4FE02-0AA0 |  | Fixed-mounted circuit breaker IEC 60947-2, frame size 2, 3-poles, In=3200A up to 690V AC 50/60Hz, breaking capacity M Icu=85/66kA at 500/690V, Trip unit ETU600 LSI upgrade ready , colordisplay, bluetooth and USB interface, Protection LT, ST, INST, N-protection required an external N-sensor, incl. trip alarm switch (1xCO), rear connection horizontal, with internal voltage tap on lower stab of circuit breaker, with voltage tap module VTM680 and power supply of ETU600, able to communication, integrated metering type PMF-2 Basic Power Monitoring, Voltage, Energy, Power, Power factor, Frequency, Unbalance, Temperature, Manual operating mechanism with mechanical closing, without Spring charging motor, Ready-to-close signal. switch, Auxiliary switches 2NO+2NC, without Closing coil (CC), manual operating mechanism with mechanical closing, without Remote trip alarm reset coil (RR), without 2nd shunt trip, without 1st Shunt trip | 206700 | 1 | Z\ | 1
3WA1232-4FE03-0AA0 |  | Fixed-mounted circuit breaker IEC 60947-2, frame size 2, 3-poles, In=3200A up to 690V AC 50/60Hz, breaking capacity M Icu=85/66kA at 500/690V, Trip unit ETU600 LSI upgrade ready , colordisplay, bluetooth and USB interface, Protection LT, ST, INST, N-protection required an external N-sensor, incl. trip alarm switch (1xCO), front connection double hole, with internal voltage tap on lower stab of circuit breaker, with voltage tap module VTM680 and power supply of ETU600, able to communication, integrated metering type PMF-2 Basic Power Monitoring, Voltage, Energy, Power, Power factor, Frequency, Unbalance, Temperature, Manual operating mechanism with mechanical closing, without Spring charging motor, Ready-to-close signal. switch, Auxiliary switches 2NO+2NC, without Closing coil (CC), manual operating mechanism with mechanical closing, without Remote trip alarm reset coil (RR), without 2nd shunt trip, without 1st Shunt trip | 219700 | 1 | Z\ | 1
3WA1232-4FE11-0AA0 |  | Fixed-mounted circuit breaker IEC 60947-2, frame size 2, 4-poles, N-pole left, In=3200A up to 690V AC 50/60Hz, breaking capacity M Icu=85/66kA at 500/690V, Trip unit ETU600 LSI upgrade ready , colordisplay, bluetooth and USB interface, Protection LT, ST, INST, include N-protection, (internal N-sensor available), incl. trip alarm switch (1xCO), rear connection vertical, with internal voltage tap on lower stab of circuit breaker, with voltage tap module VTM680 and power supply of ETU600, able to communication, integrated metering type PMF-2 Basic Power Monitoring, Voltage, Energy, Power, Power factor, Frequency, Unbalance, Temperature, Manual operating mechanism with mechanical closing, without Spring charging motor, Ready-to-close signal. switch, Auxiliary switches 2NO+2NC, without Closing coil (CC), manual operating mechanism with mechanical closing, without Remote trip alarm reset coil (RR), without 2nd shunt trip, without 1st Shunt trip | 273700 | 1 | Z\ | 1
3WA1232-4FE12-0AA0 |  | Fixed-mounted circuit breaker IEC 60947-2, frame size 2, 4-poles, N-pole left, In=3200A up to 690V AC 50/60Hz, breaking capacity M Icu=85/66kA at 500/690V, Trip unit ETU600 LSI upgrade ready , colordisplay, bluetooth and USB interface, Protection LT, ST, INST, include N-protection, (internal N-sensor available), incl. trip alarm switch (1xCO), rear connection horizontal, with internal voltage tap on lower stab of circuit breaker, with voltage tap module VTM680 and power supply of ETU600, able to communication, integrated metering type PMF-2 Basic Power Monitoring, Voltage, Energy, Power, Power factor, Frequency, Unbalance, Temperature, Manual operating mechanism with mechanical closing, without Spring charging motor, Ready-to-close signal. switch, Auxiliary switches 2NO+2NC, without Closing coil (CC), manual operating mechanism with mechanical closing, without Remote trip alarm reset coil (RR), without 2nd shunt trip, without 1st Shunt trip | 266700 | 1 | Z\ | 1
3WA1232-4FE13-0AA0 |  | Fixed-mounted circuit breaker IEC 60947-2, frame size 2, 4-poles, N-pole left, In=3200A up to 690V AC 50/60Hz, breaking capacity M Icu=85/66kA at 500/690V, Trip unit ETU600 LSI upgrade ready , colordisplay, bluetooth and USB interface, Protection LT, ST, INST, include N-protection, (internal N-sensor available), incl. trip alarm switch (1xCO), front connection double hole, with internal voltage tap on lower stab of circuit breaker, with voltage tap module VTM680 and power supply of ETU600, able to communication, integrated metering type PMF-2 Basic Power Monitoring, Voltage, Energy, Power, Power factor, Frequency, Unbalance, Temperature, Manual operating mechanism with mechanical closing, without Spring charging motor, Ready-to-close signal. switch, Auxiliary switches 2NO+2NC, without Closing coil (CC), manual operating mechanism with mechanical closing, without Remote trip alarm reset coil (RR), without 2nd shunt trip, without 1st Shunt trip | 284700 | 1 | Z\ | 1
3WA1232-4FE21-0AA0 |  | fixed-mounted circuit breaker, IEC 60947-2, size 2, 4-pole, N pole on right, In=3200 A up to 690 V AC 50/60 Hz, breaking capacity M Icu=85/66 kA at 500/690 V, tripping unit ETU600 LSI upgradeable, color display, Bluetooth, USB interface, basic protection LT, ST, INST, including protection of the N conductor (internal neutral point sensor available), trip alarm switch (1 x CO), connection at rear vertical, with internal voltage tap on lower stab of circuit breaker, with voltage tap module VTM680 and power supply of ETU600, able to communication, integrated metering type PMF-2 Basic Power Monitoring, Voltage, Energy, Power, Power factor, Frequency, Unbalance, Temperature, Manual operating mechanism with mechanical closing, without Spring charging motor, Ready-to-close signal. switch, Auxiliary switches 2NO+2NC, without Closing coil (CC), manual operating mechanism with mechanical closing, without Remote trip alarm reset coil (RR), without 2nd shunt trip, without 1st Shunt trip | 273700 | 1 | Z\ | 1
3WA1232-4FE22-0AA0 |  | fixed-mounted circuit breaker, IEC 60947-2, size 2, 4-pole, N pole on right, In=3200 A up to 690 V AC 50/60 Hz, breaking capacity M Icu=85/66 kA at 500/690 V, tripping unit ETU600 LSI upgradeable, color display, Bluetooth, USB interface, basic protection LT, ST, INST, including protection of the N conductor (internal neutral point sensor available), trip alarm switch (1 x CO), connection at rear horizontal with internal voltage tap on lower stab of circuit breaker, with voltage tap module VTM680 and power supply of ETU600, able to communication, integrated metering type PMF-2 Basic Power Monitoring, Voltage, Energy, Power, Power factor, Frequency, Unbalance, Temperature, Manual operating mechanism with mechanical closing, without Spring charging motor, Ready-to-close signal. switch, Auxiliary switches 2NO+2NC, without Closing coil (CC), manual operating mechanism with mechanical closing, without Remote trip alarm reset coil (RR), without 2nd shunt trip, without 1st Shunt trip | 266700 | 1 | Z\ | 1
3WA1232-4FE23-0AA0 |  | fixed-mounted circuit breaker, IEC 60947-2, size 2, 4-pole, N pole on right, In=3200 A up to 690 V AC 50/60 Hz, breaking capacity M Icu=85/66 kA at 500/690 V, tripping unit ETU600 LSI upgradeable, color display, Bluetooth, USB interface, basic protection LT, ST, INST, including protection of the N conductor (internal neutral point sensor available), trip alarm switch (1 x CO), front connection double hole, with internal voltage tap on lower stab of circuit breaker, with voltage tap module VTM680 and power supply of ETU600, able to communication, integrated metering type PMF-2 Basic Power Monitoring, Voltage, Energy, Power, Power factor, Frequency, Unbalance, Temperature, Manual operating mechanism with mechanical closing, without Spring charging motor, Ready-to-close signal. switch, Auxiliary switches 2NO+2NC, without Closing coil (CC), manual operating mechanism with mechanical closing, without Remote trip alarm reset coil (RR), without 2nd shunt trip, without 1st Shunt trip | 284700 | 1 | Z\ | 1
3WA1232-4FE31-0AA0 |  | Withdrawable circuit breaker with guide frame, IEC 60947-2, frame size 2, 3-poles, In=3200A up to 690V AC 50/60Hz, breaking capacity M Icu=85/66kA at 500/690V, Trip unit ETU600 LSI upgrade ready , colordisplay, bluetooth and USB interface, Protection LT, ST, INST, N-protection required an external N-sensor, incl. trip alarm switch (1xCO), rear connection vertical, guide frame with shutter and w/o position signalling switch, with internal voltage tap on lower stab of circuit breaker, with voltage tap module VTM680 and power supply of ETU600, able to communication, integrated metering type PMF-2 Basic Power Monitoring, Voltage, Energy, Power, Power factor, Frequency, Unbalance, Temperature, Manual operating mechanism with mechanical closing, without Spring charging motor, Ready-to-close signal. switch, Auxiliary switches 2NO+2NC, without Closing coil (CC), manual operating mechanism with mechanical closing, without Remote trip alarm reset coil (RR), without 2nd shunt trip, without 1st Shunt trip | 253700 | 1 | Z\ | 1
3WA1232-4FE32-0AA0 |  | Withdrawable circuit breaker with guide frame, IEC 60947-2, frame size 2, 3-poles, In=3200A up to 690V AC 50/60Hz, breaking capacity M Icu=85/66kA at 500/690V, Trip unit ETU600 LSI upgrade ready , colordisplay, bluetooth and USB interface, Protection LT, ST, INST, N-protection required an external N-sensor, incl. trip alarm switch (1xCO), rear connection horizontal, guide frame with shutter and w/o position signalling switch, with internal voltage tap on lower stab of circuit breaker, with voltage tap module VTM680 and power supply of ETU600, able to communication, integrated metering type PMF-2 Basic Power Monitoring, Voltage, Energy, Power, Power factor, Frequency, Unbalance, Temperature, Manual operating mechanism with mechanical closing, without Spring charging motor, Ready-to-close signal. switch, Auxiliary switches 2NO+2NC, without Closing coil (CC), manual operating mechanism with mechanical closing, without Remote trip alarm reset coil (RR), without 2nd shunt trip, without 1st Shunt trip | 248700 | 1 | Z\ | 1
3WA1232-4FE33-0AA0 |  | Withdrawable circuit breaker with guide frame, IEC 60947-2, frame size 2, 3-poles, In=3200A up to 690V AC 50/60Hz, breaking capacity M Icu=85/66kA at 500/690V, Trip unit ETU600 LSI upgrade ready , colordisplay, bluetooth and USB interface, Protection LT, ST, INST, N-protection required an external N-sensor, incl. trip alarm switch (1xCO), front connection double hole, guide frame with shutter and w/o position signalling switch, with internal voltage tap on lower stab of circuit breaker, with voltage tap module VTM680 and power supply of ETU600, able to communication, integrated metering type PMF-2 Basic Power Monitoring, Voltage, Energy, Power, Power factor, Frequency, Unbalance, Temperature, Manual operating mechanism with mechanical closing, without Spring charging motor, Ready-to-close signal. switch, Auxiliary switches 2NO+2NC, without Closing coil (CC), manual operating mechanism with mechanical closing, without Remote trip alarm reset coil (RR), without 2nd shunt trip, without 1st Shunt trip | 261700 | 1 | Z\ | 1
3WA1232-4FE34-0AA0 |  | Withdrawable circuit breaker with guide frame, IEC 60947-2, frame size 2, 3-poles, In=3200A up to 690V AC 50/60Hz, breaking capacity M Icu=85/66kA at 500/690V, Trip unit ETU600 LSI upgrade ready , colordisplay, bluetooth and USB interface, Protection LT, ST, INST, N-protection required an external N-sensor, incl. trip alarm switch (1xCO), rear connection flange, guide frame with shutter and w/o position signalling switch, with internal voltage tap on lower stab of circuit breaker, with voltage tap module VTM680 and power supply of ETU600, able to communication, integrated metering type PMF-2 Basic Power Monitoring, Voltage, Energy, Power, Power factor, Frequency, Unbalance, Temperature, Manual operating mechanism with mechanical closing, without Spring charging motor, Ready-to-close signal. switch, Auxiliary switches 2NO+2NC, without Closing coil (CC), manual operating mechanism with mechanical closing, without Remote trip alarm reset coil (RR), without 2nd shunt trip, without 1st Shunt trip | 248700 | 1 | Z\ | 1
3WA1232-4FE41-0AA0 |  | Withdrawable circuit breaker with guide frame, IEC 60947-2, frame size 2, 4-poles, N-pole left, In=3200A up to 690V AC 50/60Hz, breaking capacity M Icu=85/66kA at 500/690V, Trip unit ETU600 LSI upgrade ready , colordisplay, bluetooth and USB interface, Protection LT, ST, INST, include N-protection, (internal N-sensor available), incl. trip alarm switch (1xCO), rear connection vertical, guide frame with shutter and w/o position signalling switch, with internal voltage tap on lower stab of circuit breaker, with voltage tap module VTM680 and power supply of ETU600, able to communication, integrated metering type PMF-2 Basic Power Monitoring, Voltage, Energy, Power, Power factor, Frequency, Unbalance, Temperature, Manual operating mechanism with mechanical closing, without Spring charging motor, Ready-to-close signal. switch, Auxiliary switches 2NO+2NC, without Closing coil (CC), manual operating mechanism with mechanical closing, without Remote trip alarm reset coil (RR), without 2nd shunt trip, without 1st Shunt trip | 328700 | 1 | Z\ | 1
3WA1232-4FE42-0AA0 |  | Withdrawable circuit breaker with guide frame, IEC 60947-2, frame size 2, 4-poles, N-pole left, In=3200A up to 690V AC 50/60Hz, breaking capacity M Icu=85/66kA at 500/690V, Trip unit ETU600 LSI upgrade ready , colordisplay, bluetooth and USB interface, Protection LT, ST, INST, include N-protection, (internal N-sensor available), incl. trip alarm switch (1xCO), rear connection horizontal, guide frame with shutter and w/o position signalling switch, with internal voltage tap on lower stab of circuit breaker, with voltage tap module VTM680 and power supply of ETU600, able to communication, integrated metering type PMF-2 Basic Power Monitoring, Voltage, Energy, Power, Power factor, Frequency, Unbalance, Temperature, Manual operating mechanism with mechanical closing, without Spring charging motor, Ready-to-close signal. switch, Auxiliary switches 2NO+2NC, without Closing coil (CC), manual operating mechanism with mechanical closing, without Remote trip alarm reset coil (RR), without 2nd shunt trip, without 1st Shunt trip | 322700 | 1 | Z\ | 1
3WA1232-4FE43-0AA0 |  | Withdrawable circuit breaker with guide frame, IEC 60947-2, frame size 2, 4-poles, N-pole left, In=3200A up to 690V AC 50/60Hz, breaking capacity M Icu=85/66kA at 500/690V, Trip unit ETU600 LSI upgrade ready , colordisplay, bluetooth and USB interface, Protection LT, ST, INST, include N-protection, (internal N-sensor available), incl. trip alarm switch (1xCO), front connection double hole, guide frame with shutter and w/o position signalling switch, with internal voltage tap on lower stab of circuit breaker, with voltage tap module VTM680 and power supply of ETU600, able to communication, integrated metering type PMF-2 Basic Power Monitoring, Voltage, Energy, Power, Power factor, Frequency, Unbalance, Temperature, Manual operating mechanism with mechanical closing, without Spring charging motor, Ready-to-close signal. switch, Auxiliary switches 2NO+2NC, without Closing coil (CC), manual operating mechanism with mechanical closing, without Remote trip alarm reset coil (RR), without 2nd shunt trip, without 1st Shunt trip | 340700 | 1 | Z\ | 1
3WA1232-4FE44-0AA0 |  | Withdrawable circuit breaker with guide frame, IEC 60947-2, frame size 2, 4-poles, N-pole left, In=3200A up to 690V AC 50/60Hz, breaking capacity M Icu=85/66kA at 500/690V, Trip unit ETU600 LSI upgrade ready , colordisplay, bluetooth and USB interface, Protection LT, ST, INST, include N-protection, (internal N-sensor available), incl. trip alarm switch (1xCO), rear connection flange, guide frame with shutter and w/o position signalling switch, with internal voltage tap on lower stab of circuit breaker, with voltage tap module VTM680 and power supply of ETU600, able to communication, integrated metering type PMF-2 Basic Power Monitoring, Voltage, Energy, Power, Power factor, Frequency, Unbalance, Temperature, Manual operating mechanism with mechanical closing, without Spring charging motor, Ready-to-close signal. switch, Auxiliary switches 2NO+2NC, without Closing coil (CC), manual operating mechanism with mechanical closing, without Remote trip alarm reset coil (RR), without 2nd shunt trip, without 1st Shunt trip | 322700 | 1 | Z\ | 1
3WA1232-4FF01-0AA0 |  | Fixed-mounted circuit breaker IEC 60947-2, frame size 2, 3-poles, In=3200A up to 690V AC 50/60Hz, breaking capacity M Icu=85/66kA at 500/690V, Trip unit ETU600 LSIG upgrade ready , colordisplay, bluetooth and USB interface, Protection LT, ST, INST, GFx, N-protection required an external N-sensor, incl. trip alarm switch (1xCO), rear connection vertical, with internal voltage tap on lower stab of circuit breaker, with voltage tap module VTM680 and power supply of ETU600, able to communication, integrated metering type PMF-2 Basic Power Monitoring, Voltage, Energy, Power, Power factor, Frequency, Unbalance, Temperature, Manual operating mechanism with mechanical closing, without Spring charging motor, Ready-to-close signal. switch, Auxiliary switches 2NO+2NC, without Closing coil (CC), manual operating mechanism with mechanical closing, without Remote trip alarm reset coil (RR), without 2nd shunt trip, without 1st Shunt trip | 221700 | 1 | Z\ | 1
3WA1232-4FF02-0AA0 |  | Fixed-mounted circuit breaker IEC 60947-2, frame size 2, 3-poles, In=3200A up to 690V AC 50/60Hz, breaking capacity M Icu=85/66kA at 500/690V, Trip unit ETU600 LSIG upgrade ready , colordisplay, bluetooth and USB interface, Protection LT, ST, INST, GFx, N-protection required an external N-sensor, incl. trip alarm switch (1xCO), rear connection horizontal, with internal voltage tap on lower stab of circuit breaker, with voltage tap module VTM680 and power supply of ETU600, able to communication, integrated metering type PMF-2 Basic Power Monitoring, Voltage, Energy, Power, Power factor, Frequency, Unbalance, Temperature, Manual operating mechanism with mechanical closing, without Spring charging motor, Ready-to-close signal. switch, Auxiliary switches 2NO+2NC, without Closing coil (CC), manual operating mechanism with mechanical closing, without Remote trip alarm reset coil (RR), without 2nd shunt trip, without 1st Shunt trip | 216700 | 1 | Z\ | 1
3WA1232-4FF03-0AA0 |  | Fixed-mounted circuit breaker IEC 60947-2, frame size 2, 3-poles, In=3200A up to 690V AC 50/60Hz, breaking capacity M Icu=85/66kA at 500/690V, Trip unit ETU600 LSIG upgrade ready , colordisplay, bluetooth and USB interface, Protection LT, ST, INST, GFx, N-protection required an external N-sensor, incl. trip alarm switch (1xCO), front connection double hole, with internal voltage tap on lower stab of circuit breaker, with voltage tap module VTM680 and power supply of ETU600, able to communication, integrated metering type PMF-2 Basic Power Monitoring, Voltage, Energy, Power, Power factor, Frequency, Unbalance, Temperature, Manual operating mechanism with mechanical closing, without Spring charging motor, Ready-to-close signal. switch, Auxiliary switches 2NO+2NC, without Closing coil (CC), manual operating mechanism with mechanical closing, without Remote trip alarm reset coil (RR), without 2nd shunt trip, without 1st Shunt trip | 230700 | 1 | Z\ | 1
3WA1232-4FF11-0AA0 |  | Fixed-mounted circuit breaker IEC 60947-2, frame size 2, 4-poles, N-pole left, In=3200A up to 690V AC 50/60Hz, breaking capacity M Icu=85/66kA at 500/690V, Trip unit ETU600 LSIG upgrade ready , colordisplay, bluetooth and USB interface, Protection LT, ST, INST, GFx, include N-protection, (internal N-sensor available), incl. trip alarm switch (1xCO), rear connection vertical, with internal voltage tap on lower stab of circuit breaker, with voltage tap module VTM680 and power supply of ETU600, able to communication, integrated metering type PMF-2 Basic Power Monitoring, Voltage, Energy, Power, Power factor, Frequency, Unbalance, Temperature, Manual operating mechanism with mechanical closing, without Spring charging motor, Ready-to-close signal. switch, Auxiliary switches 2NO+2NC, without Closing coil (CC), manual operating mechanism with mechanical closing, without Remote trip alarm reset coil (RR), without 2nd shunt trip, without 1st Shunt trip | 283700 | 1 | Z\ | 1
3WA1232-4FF12-0AA0 |  | Fixed-mounted circuit breaker IEC 60947-2, frame size 2, 4-poles, N-pole left, In=3200A up to 690V AC 50/60Hz, breaking capacity M Icu=85/66kA at 500/690V, Trip unit ETU600 LSIG upgrade ready , colordisplay, bluetooth and USB interface, Protection LT, ST, INST, GFx, include N-protection, (internal N-sensor available), incl. trip alarm switch (1xCO), rear connection horizontal, with internal voltage tap on lower stab of circuit breaker, with voltage tap module VTM680 and power supply of ETU600, able to communication, integrated metering type PMF-2 Basic Power Monitoring, Voltage, Energy, Power, Power factor, Frequency, Unbalance, Temperature, Manual operating mechanism with mechanical closing, without Spring charging motor, Ready-to-close signal. switch, Auxiliary switches 2NO+2NC, without Closing coil (CC), manual operating mechanism with mechanical closing, without Remote trip alarm reset coil (RR), without 2nd shunt trip, without 1st Shunt trip | 277700 | 1 | Z\ | 1
3WA1232-4FF13-0AA0 |  | Fixed-mounted circuit breaker IEC 60947-2, frame size 2, 4-poles, N-pole left, In=3200A up to 690V AC 50/60Hz, breaking capacity M Icu=85/66kA at 500/690V, Trip unit ETU600 LSIG upgrade ready , colordisplay, bluetooth and USB interface, Protection LT, ST, INST, GFx, include N-protection, (internal N-sensor available), incl. trip alarm switch (1xCO), front connection double hole, with internal voltage tap on lower stab of circuit breaker, with voltage tap module VTM680 and power supply of ETU600, able to communication, integrated metering type PMF-2 Basic Power Monitoring, Voltage, Energy, Power, Power factor, Frequency, Unbalance, Temperature, Manual operating mechanism with mechanical closing, without Spring charging motor, Ready-to-close signal. switch, Auxiliary switches 2NO+2NC, without Closing coil (CC), manual operating mechanism with mechanical closing, without Remote trip alarm reset coil (RR), without 2nd shunt trip, without 1st Shunt trip | 295700 | 1 | Z\ | 1
3WA1232-4FF21-0AA0 |  | fixed-mounted circuit breaker, IEC 60947-2, size 2, 4-pole, N pole on right, In=3200 A up to 690 V AC 50/60 Hz, breaking capacity M Icu=85/66 kA at 500/690 V, tripping unit ETU600 LSIG upgradeable, color display, Bluetooth, USB interface, basic protection LT, ST, INST, GFx, including protection of the N conductor (internal neutral point sensor available), trip alarm switch (1 x CO), connection at rear vertical, with internal voltage tap on lower stab of circuit breaker, with voltage tap module VTM680 and power supply of ETU600, able to communication, integrated metering type PMF-2 Basic Power Monitoring, Voltage, Energy, Power, Power factor, Frequency, Unbalance, Temperature, Manual operating mechanism with mechanical closing, without Spring charging motor, Ready-to-close signal. switch, Auxiliary switches 2NO+2NC, without Closing coil (CC), manual operating mechanism with mechanical closing, without Remote trip alarm reset coil (RR), without 2nd shunt trip, without 1st Shunt trip | 283700 | 1 | Z\ | 1
3WA1232-4FF22-0AA0 |  | fixed-mounted circuit breaker, IEC 60947-2, size 2, 4-pole, N pole on right, In=3200 A up to 690 V AC 50/60 Hz, breaking capacity M Icu=85/66 kA at 500/690 V, tripping unit ETU600 LSIG upgradeable, color display, Bluetooth, USB interface, basic protection LT, ST, INST, GFx, including protection of the N conductor (internal neutral point sensor available), trip alarm switch (1 x CO), connection at rear horizontal with internal voltage tap on lower stab of circuit breaker, with voltage tap module VTM680 and power supply of ETU600, able to communication, integrated metering type PMF-2 Basic Power Monitoring, Voltage, Energy, Power, Power factor, Frequency, Unbalance, Temperature, Manual operating mechanism with mechanical closing, without Spring charging motor, Ready-to-close signal. switch, Auxiliary switches 2NO+2NC, without Closing coil (CC), manual operating mechanism with mechanical closing, without Remote trip alarm reset coil (RR), without 2nd shunt trip, without 1st Shunt trip | 277700 | 1 | Z\ | 1
3WA1232-4FF23-0AA0 |  | fixed-mounted circuit breaker, IEC 60947-2, size 2, 4-pole, N pole on right, In=3200 A up to 690 V AC 50/60 Hz, breaking capacity M Icu=85/66 kA at 500/690 V, tripping unit ETU600 LSIG upgradeable, color display, Bluetooth, USB interface, basic protection LT, ST, INST, GFx, including protection of the N conductor (internal neutral point sensor available), trip alarm switch (1 x CO), front connection double hole, with internal voltage tap on lower stab of circuit breaker, with voltage tap module VTM680 and power supply of ETU600, able to communication, integrated metering type PMF-2 Basic Power Monitoring, Voltage, Energy, Power, Power factor, Frequency, Unbalance, Temperature, Manual operating mechanism with mechanical closing, without Spring charging motor, Ready-to-close signal. switch, Auxiliary switches 2NO+2NC, without Closing coil (CC), manual operating mechanism with mechanical closing, without Remote trip alarm reset coil (RR), without 2nd shunt trip, without 1st Shunt trip | 295700 | 1 | Z\ | 1
3WA1232-4FF31-0AA0 |  | Withdrawable circuit breaker with guide frame, IEC 60947-2, frame size 2, 3-poles, In=3200A up to 690V AC 50/60Hz, breaking capacity M Icu=85/66kA at 500/690V, Trip unit ETU600 LSIG upgrade ready , colordisplay, bluetooth and USB interface, Protection LT, ST, INST, GFx, N-protection required an external N-sensor, incl. trip alarm switch (1xCO), rear connection vertical, guide frame with shutter and w/o position signalling switch, with internal voltage tap on lower stab of circuit breaker, with voltage tap module VTM680 and power supply of ETU600, able to communication, integrated metering type PMF-2 Basic Power Monitoring, Voltage, Energy, Power, Power factor, Frequency, Unbalance, Temperature, Manual operating mechanism with mechanical closing, without Spring charging motor, Ready-to-close signal. switch, Auxiliary switches 2NO+2NC, without Closing coil (CC), manual operating mechanism with mechanical closing, without Remote trip alarm reset coil (RR), without 2nd shunt trip, without 1st Shunt trip | 264700 | 1 | Z\ | 1
3WA1232-4FF32-0AA0 |  | Withdrawable circuit breaker with guide frame, IEC 60947-2, frame size 2, 3-poles, In=3200A up to 690V AC 50/60Hz, breaking capacity M Icu=85/66kA at 500/690V, Trip unit ETU600 LSIG upgrade ready , colordisplay, bluetooth and USB interface, Protection LT, ST, INST, GFx, N-protection required an external N-sensor, incl. trip alarm switch (1xCO), rear connection horizontal, guide frame with shutter and w/o position signalling switch, with internal voltage tap on lower stab of circuit breaker, with voltage tap module VTM680 and power supply of ETU600, able to communication, integrated metering type PMF-2 Basic Power Monitoring, Voltage, Energy, Power, Power factor, Frequency, Unbalance, Temperature, Manual operating mechanism with mechanical closing, without Spring charging motor, Ready-to-close signal. switch, Auxiliary switches 2NO+2NC, without Closing coil (CC), manual operating mechanism with mechanical closing, without Remote trip alarm reset coil (RR), without 2nd shunt trip, without 1st Shunt trip | 258700 | 1 | Z\ | 1
3WA1232-4FF33-0AA0 |  | Withdrawable circuit breaker with guide frame, IEC 60947-2, frame size 2, 3-poles, In=3200A up to 690V AC 50/60Hz, breaking capacity M Icu=85/66kA at 500/690V, Trip unit ETU600 LSIG upgrade ready , colordisplay, bluetooth and USB interface, Protection LT, ST, INST, GFx, N-protection required an external N-sensor, incl. trip alarm switch (1xCO), front connection double hole, guide frame with shutter and w/o position signalling switch, with internal voltage tap on lower stab of circuit breaker, with voltage tap module VTM680 and power supply of ETU600, able to communication, integrated metering type PMF-2 Basic Power Monitoring, Voltage, Energy, Power, Power factor, Frequency, Unbalance, Temperature, Manual operating mechanism with mechanical closing, without Spring charging motor, Ready-to-close signal. switch, Auxiliary switches 2NO+2NC, without Closing coil (CC), manual operating mechanism with mechanical closing, without Remote trip alarm reset coil (RR), without 2nd shunt trip, without 1st Shunt trip | 272700 | 1 | Z\ | 1
3WA1232-4FF34-0AA0 |  | Withdrawable circuit breaker with guide frame, IEC 60947-2, frame size 2, 3-poles, In=3200A up to 690V AC 50/60Hz, breaking capacity M Icu=85/66kA at 500/690V, Trip unit ETU600 LSIG upgrade ready , colordisplay, bluetooth and USB interface, Protection LT, ST, INST, GFx, N-protection required an external N-sensor, incl. trip alarm switch (1xCO), rear connection flange, guide frame with shutter and w/o position signalling switch, with internal voltage tap on lower stab of circuit breaker, with voltage tap module VTM680 and power supply of ETU600, able to communication, integrated metering type PMF-2 Basic Power Monitoring, Voltage, Energy, Power, Power factor, Frequency, Unbalance, Temperature, Manual operating mechanism with mechanical closing, without Spring charging motor, Ready-to-close signal. switch, Auxiliary switches 2NO+2NC, without Closing coil (CC), manual operating mechanism with mechanical closing, without Remote trip alarm reset coil (RR), without 2nd shunt trip, without 1st Shunt trip | 258700 | 1 | Z\ | 1
3WA1232-4FF41-0AA0 |  | Withdrawable circuit breaker with guide frame, IEC 60947-2, frame size 2, 4-poles, N-pole left, In=3200A up to 690V AC 50/60Hz, breaking capacity M Icu=85/66kA at 500/690V, Trip unit ETU600 LSIG upgrade ready , colordisplay, bluetooth and USB interface, Protection LT, ST, INST, GFx, include N-protection, (internal N-sensor available), incl. trip alarm switch (1xCO), rear connection vertical, guide frame with shutter and w/o position signalling switch, with internal voltage tap on lower stab of circuit breaker, with voltage tap module VTM680 and power supply of ETU600, able to communication, integrated metering type PMF-2 Basic Power Monitoring, Voltage, Energy, Power, Power factor, Frequency, Unbalance, Temperature, Manual operating mechanism with mechanical closing, without Spring charging motor, Ready-to-close signal. switch, Auxiliary switches 2NO+2NC, without Closing coil (CC), manual operating mechanism with mechanical closing, without Remote trip alarm reset coil (RR), without 2nd shunt trip, without 1st Shunt trip | 339700 | 1 | Z\ | 1
3WA1232-4FF42-0AA0 |  | Withdrawable circuit breaker with guide frame, IEC 60947-2, frame size 2, 4-poles, N-pole left, In=3200A up to 690V AC 50/60Hz, breaking capacity M Icu=85/66kA at 500/690V, Trip unit ETU600 LSIG upgrade ready , colordisplay, bluetooth and USB interface, Protection LT, ST, INST, GFx, include N-protection, (internal N-sensor available), incl. trip alarm switch (1xCO), rear connection horizontal, guide frame with shutter and w/o position signalling switch, with internal voltage tap on lower stab of circuit breaker, with voltage tap module VTM680 and power supply of ETU600, able to communication, integrated metering type PMF-2 Basic Power Monitoring, Voltage, Energy, Power, Power factor, Frequency, Unbalance, Temperature, Manual operating mechanism with mechanical closing, without Spring charging motor, Ready-to-close signal. switch, Auxiliary switches 2NO+2NC, without Closing coil (CC), manual operating mechanism with mechanical closing, without Remote trip alarm reset coil (RR), without 2nd shunt trip, without 1st Shunt trip | 332700 | 1 | Z\ | 1
3WA1232-4FF43-0AA0 |  | Withdrawable circuit breaker with guide frame, IEC 60947-2, frame size 2, 4-poles, N-pole left, In=3200A up to 690V AC 50/60Hz, breaking capacity M Icu=85/66kA at 500/690V, Trip unit ETU600 LSIG upgrade ready , colordisplay, bluetooth and USB interface, Protection LT, ST, INST, GFx, include N-protection, (internal N-sensor available), incl. trip alarm switch (1xCO), front connection double hole, guide frame with shutter and w/o position signalling switch, with internal voltage tap on lower stab of circuit breaker, with voltage tap module VTM680 and power supply of ETU600, able to communication, integrated metering type PMF-2 Basic Power Monitoring, Voltage, Energy, Power, Power factor, Frequency, Unbalance, Temperature, Manual operating mechanism with mechanical closing, without Spring charging motor, Ready-to-close signal. switch, Auxiliary switches 2NO+2NC, without Closing coil (CC), manual operating mechanism with mechanical closing, without Remote trip alarm reset coil (RR), without 2nd shunt trip, without 1st Shunt trip | 350700 | 1 | Z\ | 1
3WA1232-4FF44-0AA0 |  | Withdrawable circuit breaker with guide frame, IEC 60947-2, frame size 2, 4-poles, N-pole left, In=3200A up to 690V AC 50/60Hz, breaking capacity M Icu=85/66kA at 500/690V, Trip unit ETU600 LSIG upgrade ready , colordisplay, bluetooth and USB interface, Protection LT, ST, INST, GFx, include N-protection, (internal N-sensor available), incl. trip alarm switch (1xCO), rear connection flange, guide frame with shutter and w/o position signalling switch, with internal voltage tap on lower stab of circuit breaker, with voltage tap module VTM680 and power supply of ETU600, able to communication, integrated metering type PMF-2 Basic Power Monitoring, Voltage, Energy, Power, Power factor, Frequency, Unbalance, Temperature, Manual operating mechanism with mechanical closing, without Spring charging motor, Ready-to-close signal. switch, Auxiliary switches 2NO+2NC, without Closing coil (CC), manual operating mechanism with mechanical closing, without Remote trip alarm reset coil (RR), without 2nd shunt trip, without 1st Shunt trip | 332700 | 1 | Z\ | 1
3WA1232-4FG01-0AA0 |  | Fixed-mounted circuit breaker IEC 60947-2, frame size 2, 3-poles, In=3200A up to 690V AC 50/60Hz, breaking capacity M Icu=85/66kA at 500/690V, Trip unit ETU600 LSIG Hi-Z upgrade ready , colordisplay, bluetooth and USB interface, Protection LT, ST, INST, GFx, with GF highimpedance-input N-protection required an external N-sensor, incl. trip alarm switch (1xCO), rear connection vertical, with internal voltage tap on lower stab of circuit breaker, with voltage tap module VTM680 and power supply of ETU600, able to communication, integrated metering type PMF-2 Basic Power Monitoring, Voltage, Energy, Power, Power factor, Frequency, Unbalance, Temperature, Manual operating mechanism with mechanical closing, without Spring charging motor, Ready-to-close signal. switch, Auxiliary switches 2NO+2NC, without Closing coil (CC), manual operating mechanism with mechanical closing, without Remote trip alarm reset coil (RR), without 2nd shunt trip, without 1st Shunt trip | 243700 | 1 | Z\ | 1
3WA1232-4FG02-0AA0 |  | Fixed-mounted circuit breaker IEC 60947-2, frame size 2, 3-poles, In=3200A up to 690V AC 50/60Hz, breaking capacity M Icu=85/66kA at 500/690V, Trip unit ETU600 LSIG Hi-Z upgrade ready , colordisplay, bluetooth and USB interface, Protection LT, ST, INST, GFx, with GF highimpedance-input N-protection required an external N-sensor, incl. trip alarm switch (1xCO), rear connection horizontal, with internal voltage tap on lower stab of circuit breaker, with voltage tap module VTM680 and power supply of ETU600, able to communication, integrated metering type PMF-2 Basic Power Monitoring, Voltage, Energy, Power, Power factor, Frequency, Unbalance, Temperature, Manual operating mechanism with mechanical closing, without Spring charging motor, Ready-to-close signal. switch, Auxiliary switches 2NO+2NC, without Closing coil (CC), manual operating mechanism with mechanical closing, without Remote trip alarm reset coil (RR), without 2nd shunt trip, without 1st Shunt trip | 237700 | 1 | Z\ | 1
3WA1232-4FG03-0AA0 |  | Fixed-mounted circuit breaker IEC 60947-2, frame size 2, 3-poles, In=3200A up to 690V AC 50/60Hz, breaking capacity M Icu=85/66kA at 500/690V, Trip unit ETU600 LSIG Hi-Z upgrade ready , colordisplay, bluetooth and USB interface, Protection LT, ST, INST, GFx, with GF highimpedance-input N-protection required an external N-sensor, incl. trip alarm switch (1xCO), front connection double hole, with internal voltage tap on lower stab of circuit breaker, with voltage tap module VTM680 and power supply of ETU600, able to communication, integrated metering type PMF-2 Basic Power Monitoring, Voltage, Energy, Power, Power factor, Frequency, Unbalance, Temperature, Manual operating mechanism with mechanical closing, without Spring charging motor, Ready-to-close signal. switch, Auxiliary switches 2NO+2NC, without Closing coil (CC), manual operating mechanism with mechanical closing, without Remote trip alarm reset coil (RR), without 2nd shunt trip, without 1st Shunt trip | 251700 | 1 | Z\ | 1
3WA1232-4FG11-0AA0 |  | Fixed-mounted circuit breaker IEC 60947-2, frame size 2, 4-poles, N-pole left, In=3200A up to 690V AC 50/60Hz, breaking capacity M Icu=85/66kA at 500/690V, Trip unit ETU600 LSIG Hi-Z upgrade ready , colordisplay, bluetooth and USB interface, Protection LT, ST, INST, GFx, with GF highimpedance-input include N-protection, (internal N-sensor available), incl. trip alarm switch (1xCO), rear connection vertical, with internal voltage tap on lower stab of circuit breaker, with voltage tap module VTM680 and power supply of ETU600, able to communication, integrated metering type PMF-2 Basic Power Monitoring, Voltage, Energy, Power, Power factor, Frequency, Unbalance, Temperature, Manual operating mechanism with mechanical closing, without Spring charging motor, Ready-to-close signal. switch, Auxiliary switches 2NO+2NC, without Closing coil (CC), manual operating mechanism with mechanical closing, without Remote trip alarm reset coil (RR), without 2nd shunt trip, without 1st Shunt trip | 305700 | 1 | Z\ | 1
3WA1232-4FG12-0AA0 |  | Fixed-mounted circuit breaker IEC 60947-2, frame size 2, 4-poles, N-pole left, In=3200A up to 690V AC 50/60Hz, breaking capacity M Icu=85/66kA at 500/690V, Trip unit ETU600 LSIG Hi-Z upgrade ready , colordisplay, bluetooth and USB interface, Protection LT, ST, INST, GFx, with GF highimpedance-input include N-protection, (internal N-sensor available), incl. trip alarm switch (1xCO), rear connection horizontal, with internal voltage tap on lower stab of circuit breaker, with voltage tap module VTM680 and power supply of ETU600, able to communication, integrated metering type PMF-2 Basic Power Monitoring, Voltage, Energy, Power, Power factor, Frequency, Unbalance, Temperature, Manual operating mechanism with mechanical closing, without Spring charging motor, Ready-to-close signal. switch, Auxiliary switches 2NO+2NC, without Closing coil (CC), manual operating mechanism with mechanical closing, without Remote trip alarm reset coil (RR), without 2nd shunt trip, without 1st Shunt trip | 298700 | 1 | Z\ | 1
3WA1232-4FG13-0AA0 |  | Fixed-mounted circuit breaker IEC 60947-2, frame size 2, 4-poles, N-pole left, In=3200A up to 690V AC 50/60Hz, breaking capacity M Icu=85/66kA at 500/690V, Trip unit ETU600 LSIG Hi-Z upgrade ready , colordisplay, bluetooth and USB interface, Protection LT, ST, INST, GFx, with GF highimpedance-input include N-protection, (internal N-sensor available), incl. trip alarm switch (1xCO), front connection double hole, with internal voltage tap on lower stab of circuit breaker, with voltage tap module VTM680 and power supply of ETU600, able to communication, integrated metering type PMF-2 Basic Power Monitoring, Voltage, Energy, Power, Power factor, Frequency, Unbalance, Temperature, Manual operating mechanism with mechanical closing, without Spring charging motor, Ready-to-close signal. switch, Auxiliary switches 2NO+2NC, without Closing coil (CC), manual operating mechanism with mechanical closing, without Remote trip alarm reset coil (RR), without 2nd shunt trip, without 1st Shunt trip | 316700 | 1 | Z\ | 1
3WA1232-4FG21-0AA0 |  | fixed-mounted circuit breaker, IEC 60947-2, size 2, 4-pole, N pole on right, In=3200 A up to 690 V AC 50/60 Hz, breaking capacity M Icu=85/66 kA at 500/690 V, tripping unit ETU600 LSIG Hi-Z upgradeable, color display, Bluetooth, USB interface, basic protection LT, ST, INST, GFx, with GF high-impedance input, including protection of the N conductor (internal neutral point sensor available), trip alarm switch (1 x CO), connection at rear vertical, with internal voltage tap on lower stab of circuit breaker, with voltage tap module VTM680 and power supply of ETU600, able to communication, integrated metering type PMF-2 Basic Power Monitoring, Voltage, Energy, Power, Power factor, Frequency, Unbalance, Temperature, Manual operating mechanism with mechanical closing, without Spring charging motor, Ready-to-close signal. switch, Auxiliary switches 2NO+2NC, without Closing coil (CC), manual operating mechanism with mechanical closing, without Remote trip alarm reset coil (RR), without 2nd shunt trip, without 1st Shunt trip | 305700 | 1 | Z\ | 1
3WA1232-4FG22-0AA0 |  | fixed-mounted circuit breaker, IEC 60947-2, size 2, 4-pole, N pole on right, In=3200 A up to 690 V AC 50/60 Hz, breaking capacity M Icu=85/66 kA at 500/690 V, tripping unit ETU600 LSIG Hi-Z upgradeable, color display, Bluetooth, USB interface, basic protection LT, ST, INST, GFx, with GF high-impedance input, including protection of the N conductor (internal neutral point sensor available), trip alarm switch (1 x CO), connection at rear horizontal with internal voltage tap on lower stab of circuit breaker, with voltage tap module VTM680 and power supply of ETU600, able to communication, integrated metering type PMF-2 Basic Power Monitoring, Voltage, Energy, Power, Power factor, Frequency, Unbalance, Temperature, Manual operating mechanism with mechanical closing, without Spring charging motor, Ready-to-close signal. switch, Auxiliary switches 2NO+2NC, without Closing coil (CC), manual operating mechanism with mechanical closing, without Remote trip alarm reset coil (RR), without 2nd shunt trip, without 1st Shunt trip | 298700 | 1 | Z\ | 1
3WA1232-4FG23-0AA0 |  | fixed-mounted circuit breaker, IEC 60947-2, size 2, 4-pole, N pole on right, In=3200 A up to 690 V AC 50/60 Hz, breaking capacity M Icu=85/66 kA at 500/690 V, tripping unit ETU600 LSIG Hi-Z upgradeable, color display, Bluetooth, USB interface, basic protection LT, ST, INST, GFx, with GF high-impedance input, including protection of the N conductor (internal neutral point sensor available), trip alarm switch (1 x CO), front connection double hole, with internal voltage tap on lower stab of circuit breaker, with voltage tap module VTM680 and power supply of ETU600, able to communication, integrated metering type PMF-2 Basic Power Monitoring, Voltage, Energy, Power, Power factor, Frequency, Unbalance, Temperature, Manual operating mechanism with mechanical closing, without Spring charging motor, Ready-to-close signal. switch, Auxiliary switches 2NO+2NC, without Closing coil (CC), manual operating mechanism with mechanical closing, without Remote trip alarm reset coil (RR), without 2nd shunt trip, without 1st Shunt trip | 316700 | 1 | Z\ | 1
3WA1232-4FG31-0AA0 |  | Withdrawable circuit breaker with guide frame, IEC 60947-2, frame size 2, 3-poles, In=3200A up to 690V AC 50/60Hz, breaking capacity M Icu=85/66kA at 500/690V, Trip unit ETU600 LSIG Hi-Z upgrade ready , colordisplay, bluetooth and USB interface, Protection LT, ST, INST, GFx, with GF highimpedance-input N-protection required an external N-sensor, incl. trip alarm switch (1xCO), rear connection vertical, guide frame with shutter and w/o position signalling switch, with internal voltage tap on lower stab of circuit breaker, with voltage tap module VTM680 and power supply of ETU600, able to communication, integrated metering type PMF-2 Basic Power Monitoring, Voltage, Energy, Power, Power factor, Frequency, Unbalance, Temperature, Manual operating mechanism with mechanical closing, without Spring charging motor, Ready-to-close signal. switch, Auxiliary switches 2NO+2NC, without Closing coil (CC), manual operating mechanism with mechanical closing, without Remote trip alarm reset coil (RR), without 2nd shunt trip, without 1st Shunt trip | 285700 | 1 | Z\ | 1
3WA1232-4FG32-0AA0 |  | Withdrawable circuit breaker with guide frame, IEC 60947-2, frame size 2, 3-poles, In=3200A up to 690V AC 50/60Hz, breaking capacity M Icu=85/66kA at 500/690V, Trip unit ETU600 LSIG Hi-Z upgrade ready , colordisplay, bluetooth and USB interface, Protection LT, ST, INST, GFx, with GF highimpedance-input N-protection required an external N-sensor, incl. trip alarm switch (1xCO), rear connection horizontal, guide frame with shutter and w/o position signalling switch, with internal voltage tap on lower stab of circuit breaker, with voltage tap module VTM680 and power supply of ETU600, able to communication, integrated metering type PMF-2 Basic Power Monitoring, Voltage, Energy, Power, Power factor, Frequency, Unbalance, Temperature, Manual operating mechanism with mechanical closing, without Spring charging motor, Ready-to-close signal. switch, Auxiliary switches 2NO+2NC, without Closing coil (CC), manual operating mechanism with mechanical closing, without Remote trip alarm reset coil (RR), without 2nd shunt trip, without 1st Shunt trip | 280700 | 1 | Z\ | 1
3WA1232-4FG33-0AA0 |  | Withdrawable circuit breaker with guide frame, IEC 60947-2, frame size 2, 3-poles, In=3200A up to 690V AC 50/60Hz, breaking capacity M Icu=85/66kA at 500/690V, Trip unit ETU600 LSIG Hi-Z upgrade ready , colordisplay, bluetooth and USB interface, Protection LT, ST, INST, GFx, with GF highimpedance-input N-protection required an external N-sensor, incl. trip alarm switch (1xCO), front connection double hole, guide frame with shutter and w/o position signalling switch, with internal voltage tap on lower stab of circuit breaker, with voltage tap module VTM680 and power supply of ETU600, able to communication, integrated metering type PMF-2 Basic Power Monitoring, Voltage, Energy, Power, Power factor, Frequency, Unbalance, Temperature, Manual operating mechanism with mechanical closing, without Spring charging motor, Ready-to-close signal. switch, Auxiliary switches 2NO+2NC, without Closing coil (CC), manual operating mechanism with mechanical closing, without Remote trip alarm reset coil (RR), without 2nd shunt trip, without 1st Shunt trip | 293700 | 1 | Z\ | 1
3WA1232-4FG34-0AA0 |  | Withdrawable circuit breaker with guide frame, IEC 60947-2, frame size 2, 3-poles, In=3200A up to 690V AC 50/60Hz, breaking capacity M Icu=85/66kA at 500/690V, Trip unit ETU600 LSIG Hi-Z upgrade ready , colordisplay, bluetooth and USB interface, Protection LT, ST, INST, GFx, with GF highimpedance-input N-protection required an external N-sensor, incl. trip alarm switch (1xCO), rear connection flange, guide frame with shutter and w/o position signalling switch, with internal voltage tap on lower stab of circuit breaker, with voltage tap module VTM680 and power supply of ETU600, able to communication, integrated metering type PMF-2 Basic Power Monitoring, Voltage, Energy, Power, Power factor, Frequency, Unbalance, Temperature, Manual operating mechanism with mechanical closing, without Spring charging motor, Ready-to-close signal. switch, Auxiliary switches 2NO+2NC, without Closing coil (CC), manual operating mechanism with mechanical closing, without Remote trip alarm reset coil (RR), without 2nd shunt trip, without 1st Shunt trip | 280700 | 1 | Z\ | 1
3WA1232-4FG41-0AA0 |  | Withdrawable circuit breaker with guide frame, IEC 60947-2, frame size 2, 4-poles, N-pole left, In=3200A up to 690V AC 50/60Hz, breaking capacity M Icu=85/66kA at 500/690V, Trip unit ETU600 LSIG Hi-Z upgrade ready , colordisplay, bluetooth and USB interface, Protection LT, ST, INST, GFx, with GF highimpedance-input include N-protection, (internal N-sensor available), incl. trip alarm switch (1xCO), rear connection vertical, guide frame with shutter and w/o position signalling switch, with internal voltage tap on lower stab of circuit breaker, with voltage tap module VTM680 and power supply of ETU600, able to communication, integrated metering type PMF-2 Basic Power Monitoring, Voltage, Energy, Power, Power factor, Frequency, Unbalance, Temperature, Manual operating mechanism with mechanical closing, without Spring charging motor, Ready-to-close signal. switch, Auxiliary switches 2NO+2NC, without Closing coil (CC), manual operating mechanism with mechanical closing, without Remote trip alarm reset coil (RR), without 2nd shunt trip, without 1st Shunt trip | 360700 | 1 | Z\ | 1
3WA1232-4FG42-0AA0 |  | Withdrawable circuit breaker with guide frame, IEC 60947-2, frame size 2, 4-poles, N-pole left, In=3200A up to 690V AC 50/60Hz, breaking capacity M Icu=85/66kA at 500/690V, Trip unit ETU600 LSIG Hi-Z upgrade ready , colordisplay, bluetooth and USB interface, Protection LT, ST, INST, GFx, with GF highimpedance-input include N-protection, (internal N-sensor available), incl. trip alarm switch (1xCO), rear connection horizontal, guide frame with shutter and w/o position signalling switch, with internal voltage tap on lower stab of circuit breaker, with voltage tap module VTM680 and power supply of ETU600, able to communication, integrated metering type PMF-2 Basic Power Monitoring, Voltage, Energy, Power, Power factor, Frequency, Unbalance, Temperature, Manual operating mechanism with mechanical closing, without Spring charging motor, Ready-to-close signal. switch, Auxiliary switches 2NO+2NC, without Closing coil (CC), manual operating mechanism with mechanical closing, without Remote trip alarm reset coil (RR), without 2nd shunt trip, without 1st Shunt trip | 354700 | 1 | Z\ | 1
3WA1232-4FG43-0AA0 |  | Withdrawable circuit breaker with guide frame, IEC 60947-2, frame size 2, 4-poles, N-pole left, In=3200A up to 690V AC 50/60Hz, breaking capacity M Icu=85/66kA at 500/690V, Trip unit ETU600 LSIG Hi-Z upgrade ready , colordisplay, bluetooth and USB interface, Protection LT, ST, INST, GFx, with GF highimpedance-input include N-protection, (internal N-sensor available), incl. trip alarm switch (1xCO), front connection double hole, guide frame with shutter and w/o position signalling switch, with internal voltage tap on lower stab of circuit breaker, with voltage tap module VTM680 and power supply of ETU600, able to communication, integrated metering type PMF-2 Basic Power Monitoring, Voltage, Energy, Power, Power factor, Frequency, Unbalance, Temperature, Manual operating mechanism with mechanical closing, without Spring charging motor, Ready-to-close signal. switch, Auxiliary switches 2NO+2NC, without Closing coil (CC), manual operating mechanism with mechanical closing, without Remote trip alarm reset coil (RR), without 2nd shunt trip, without 1st Shunt trip | 372700 | 1 | Z\ | 1
3WA1232-4FG44-0AA0 |  | Withdrawable circuit breaker with guide frame, IEC 60947-2, frame size 2, 4-poles, N-pole left, In=3200A up to 690V AC 50/60Hz, breaking capacity M Icu=85/66kA at 500/690V, Trip unit ETU600 LSIG Hi-Z upgrade ready , colordisplay, bluetooth and USB interface, Protection LT, ST, INST, GFx, with GF highimpedance-input include N-protection, (internal N-sensor available), incl. trip alarm switch (1xCO), rear connection flange, guide frame with shutter and w/o position signalling switch, with internal voltage tap on lower stab of circuit breaker, with voltage tap module VTM680 and power supply of ETU600, able to communication, integrated metering type PMF-2 Basic Power Monitoring, Voltage, Energy, Power, Power factor, Frequency, Unbalance, Temperature, Manual operating mechanism with mechanical closing, without Spring charging motor, Ready-to-close signal. switch, Auxiliary switches 2NO+2NC, without Closing coil (CC), manual operating mechanism with mechanical closing, without Remote trip alarm reset coil (RR), without 2nd shunt trip, without 1st Shunt trip | 354700 | 1 | Z\ | 1
3WA1232-4GE01-0AA0 |  | Fixed-mounted circuit breaker IEC 60947-2, frame size 2, 3-poles, In=3200A up to 690V AC 50/60Hz, breaking capacity M Icu=85/66kA at 500/690V, Trip unit ETU600 LSI upgrade ready , colordisplay, bluetooth and USB interface, Protection LT, ST, INST, N-protection required an external N-sensor, incl. trip alarm switch (1xCO), rear connection vertical, with internal voltage tap on lower stab of circuit breaker, with voltage tap module VTM680 and power supply of ETU600, able to communication, integrated metering type PMF-3 Advanced Power Monitor., Voltage, Energy, Power, Power factor, Frequency, Unbalance, Temperature, Power quality, Manual operating mechanism with mechanical closing, without Spring charging motor, Ready-to-close signal. switch, Auxiliary switches 2NO+2NC, without Closing coil (CC), manual operating mechanism with mechanical closing, without Remote trip alarm reset coil (RR), without 2nd shunt trip, without 1st Shunt trip | 218100 | 1 | Z\ | 1
3WA1232-4GE02-0AA0 |  | Fixed-mounted circuit breaker IEC 60947-2, frame size 2, 3-poles, In=3200A up to 690V AC 50/60Hz, breaking capacity M Icu=85/66kA at 500/690V, Trip unit ETU600 LSI upgrade ready , colordisplay, bluetooth and USB interface, Protection LT, ST, INST, N-protection required an external N-sensor, incl. trip alarm switch (1xCO), rear connection horizontal, with internal voltage tap on lower stab of circuit breaker, with voltage tap module VTM680 and power supply of ETU600, able to communication, integrated metering type PMF-3 Advanced Power Monitor., Voltage, Energy, Power, Power factor, Frequency, Unbalance, Temperature, Power quality, Manual operating mechanism with mechanical closing, without Spring charging motor, Ready-to-close signal. switch, Auxiliary switches 2NO+2NC, without Closing coil (CC), manual operating mechanism with mechanical closing, without Remote trip alarm reset coil (RR), without 2nd shunt trip, without 1st Shunt trip | 213100 | 1 | Z\ | 1
3WA1232-4GE03-0AA0 |  | Fixed-mounted circuit breaker IEC 60947-2, frame size 2, 3-poles, In=3200A up to 690V AC 50/60Hz, breaking capacity M Icu=85/66kA at 500/690V, Trip unit ETU600 LSI upgrade ready , colordisplay, bluetooth and USB interface, Protection LT, ST, INST, N-protection required an external N-sensor, incl. trip alarm switch (1xCO), front connection double hole, with internal voltage tap on lower stab of circuit breaker, with voltage tap module VTM680 and power supply of ETU600, able to communication, integrated metering type PMF-3 Advanced Power Monitor., Voltage, Energy, Power, Power factor, Frequency, Unbalance, Temperature, Power quality, Manual operating mechanism with mechanical closing, without Spring charging motor, Ready-to-close signal. switch, Auxiliary switches 2NO+2NC, without Closing coil (CC), manual operating mechanism with mechanical closing, without Remote trip alarm reset coil (RR), without 2nd shunt trip, without 1st Shunt trip | 226100 | 1 | Z\ | 1
3WA1232-4GE11-0AA0 |  | Fixed-mounted circuit breaker IEC 60947-2, frame size 2, 4-poles, N-pole left, In=3200A up to 690V AC 50/60Hz, breaking capacity M Icu=85/66kA at 500/690V, Trip unit ETU600 LSI upgrade ready , colordisplay, bluetooth and USB interface, Protection LT, ST, INST, include N-protection, (internal N-sensor available), incl. trip alarm switch (1xCO), rear connection vertical, with internal voltage tap on lower stab of circuit breaker, with voltage tap module VTM680 and power supply of ETU600, able to communication, integrated metering type PMF-3 Advanced Power Monitor., Voltage, Energy, Power, Power factor, Frequency, Unbalance, Temperature, Power quality, Manual operating mechanism with mechanical closing, without Spring charging motor, Ready-to-close signal. switch, Auxiliary switches 2NO+2NC, without Closing coil (CC), manual operating mechanism with mechanical closing, without Remote trip alarm reset coil (RR), without 2nd shunt trip, without 1st Shunt trip | 280100 | 1 | Z\ | 1
3WA1232-4GE12-0AA0 |  | Fixed-mounted circuit breaker IEC 60947-2, frame size 2, 4-poles, N-pole left, In=3200A up to 690V AC 50/60Hz, breaking capacity M Icu=85/66kA at 500/690V, Trip unit ETU600 LSI upgrade ready , colordisplay, bluetooth and USB interface, Protection LT, ST, INST, include N-protection, (internal N-sensor available), incl. trip alarm switch (1xCO), rear connection horizontal, with internal voltage tap on lower stab of circuit breaker, with voltage tap module VTM680 and power supply of ETU600, able to communication, integrated metering type PMF-3 Advanced Power Monitor., Voltage, Energy, Power, Power factor, Frequency, Unbalance, Temperature, Power quality, Manual operating mechanism with mechanical closing, without Spring charging motor, Ready-to-close signal. switch, Auxiliary switches 2NO+2NC, without Closing coil (CC), manual operating mechanism with mechanical closing, without Remote trip alarm reset coil (RR), without 2nd shunt trip, without 1st Shunt trip | 273100 | 1 | Z\ | 1
3WA1232-4GE13-0AA0 |  | Fixed-mounted circuit breaker IEC 60947-2, frame size 2, 4-poles, N-pole left, In=3200A up to 690V AC 50/60Hz, breaking capacity M Icu=85/66kA at 500/690V, Trip unit ETU600 LSI upgrade ready , colordisplay, bluetooth and USB interface, Protection LT, ST, INST, include N-protection, (internal N-sensor available), incl. trip alarm switch (1xCO), front connection double hole, with internal voltage tap on lower stab of circuit breaker, with voltage tap module VTM680 and power supply of ETU600, able to communication, integrated metering type PMF-3 Advanced Power Monitor., Voltage, Energy, Power, Power factor, Frequency, Unbalance, Temperature, Power quality, Manual operating mechanism with mechanical closing, without Spring charging motor, Ready-to-close signal. switch, Auxiliary switches 2NO+2NC, without Closing coil (CC), manual operating mechanism with mechanical closing, without Remote trip alarm reset coil (RR), without 2nd shunt trip, without 1st Shunt trip | 291100 | 1 | Z\ | 1
3WA1232-4GE21-0AA0 |  | fixed-mounted circuit breaker, IEC 60947-2, size 2, 4-pole, N pole on right, In=3200 A up to 690 V AC 50/60 Hz, breaking capacity M Icu=85/66 kA at 500/690 V, tripping unit ETU600 LSI upgradeable, color display, Bluetooth, USB interface, basic protection LT, ST, INST, including protection of the N conductor (internal neutral point sensor available), trip alarm switch (1 x CO), connection at rear vertical, with internal voltage tap on lower stab of circuit breaker, with voltage tap module VTM680 and power supply of ETU600, able to communication, integrated metering type PMF-3 Advanced Power Monitor., Voltage, Energy, Power, Power factor, Frequency, Unbalance, Temperature, Power quality, Manual operating mechanism with mechanical closing, without Spring charging motor, Ready-to-close signal. switch, Auxiliary switches 2NO+2NC, without Closing coil (CC), manual operating mechanism with mechanical closing, without Remote trip alarm reset coil (RR), without 2nd shunt trip, without 1st Shunt trip | 280100 | 1 | Z\ | 1
3WA1232-4GE22-0AA0 |  | fixed-mounted circuit breaker, IEC 60947-2, size 2, 4-pole, N pole on right, In=3200 A up to 690 V AC 50/60 Hz, breaking capacity M Icu=85/66 kA at 500/690 V, tripping unit ETU600 LSI upgradeable, color display, Bluetooth, USB interface, basic protection LT, ST, INST, including protection of the N conductor (internal neutral point sensor available), trip alarm switch (1 x CO), connection at rear horizontal with internal voltage tap on lower stab of circuit breaker, with voltage tap module VTM680 and power supply of ETU600, able to communication, integrated metering type PMF-3 Advanced Power Monitor., Voltage, Energy, Power, Power factor, Frequency, Unbalance, Temperature, Power quality, Manual operating mechanism with mechanical closing, without Spring charging motor, Ready-to-close signal. switch, Auxiliary switches 2NO+2NC, without Closing coil (CC), manual operating mechanism with mechanical closing, without Remote trip alarm reset coil (RR), without 2nd shunt trip, without 1st Shunt trip | 273100 | 1 | Z\ | 1
3WA1232-4GE23-0AA0 |  | fixed-mounted circuit breaker, IEC 60947-2, size 2, 4-pole, N pole on right, In=3200 A up to 690 V AC 50/60 Hz, breaking capacity M Icu=85/66 kA at 500/690 V, tripping unit ETU600 LSI upgradeable, color display, Bluetooth, USB interface, basic protection LT, ST, INST, including protection of the N conductor (internal neutral point sensor available), trip alarm switch (1 x CO), front connection double hole, with internal voltage tap on lower stab of circuit breaker, with voltage tap module VTM680 and power supply of ETU600, able to communication, integrated metering type PMF-3 Advanced Power Monitor., Voltage, Energy, Power, Power factor, Frequency, Unbalance, Temperature, Power quality, Manual operating mechanism with mechanical closing, without Spring charging motor, Ready-to-close signal. switch, Auxiliary switches 2NO+2NC, without Closing coil (CC), manual operating mechanism with mechanical closing, without Remote trip alarm reset coil (RR), without 2nd shunt trip, without 1st Shunt trip | 291100 | 1 | Z\ | 1
3WA1232-4GE31-0AA0 |  | Withdrawable circuit breaker with guide frame, IEC 60947-2, frame size 2, 3-poles, In=3200A up to 690V AC 50/60Hz, breaking capacity M Icu=85/66kA at 500/690V, Trip unit ETU600 LSI upgrade ready , colordisplay, bluetooth and USB interface, Protection LT, ST, INST, N-protection required an external N-sensor, incl. trip alarm switch (1xCO), rear connection vertical, guide frame with shutter and w/o position signalling switch, with internal voltage tap on lower stab of circuit breaker, with voltage tap module VTM680 and power supply of ETU600, able to communication, integrated metering type PMF-3 Advanced Power Monitor., Voltage, Energy, Power, Power factor, Frequency, Unbalance, Temperature, Power quality, Manual operating mechanism with mechanical closing, without Spring charging motor, Ready-to-close signal. switch, Auxiliary switches 2NO+2NC, without Closing coil (CC), manual operating mechanism with mechanical closing, without Remote trip alarm reset coil (RR), without 2nd shunt trip, without 1st Shunt trip | 260100 | 1 | Z\ | 1
3WA1232-4GE32-0AA0 |  | Withdrawable circuit breaker with guide frame, IEC 60947-2, frame size 2, 3-poles, In=3200A up to 690V AC 50/60Hz, breaking capacity M Icu=85/66kA at 500/690V, Trip unit ETU600 LSI upgrade ready , colordisplay, bluetooth and USB interface, Protection LT, ST, INST, N-protection required an external N-sensor, incl. trip alarm switch (1xCO), rear connection horizontal, guide frame with shutter and w/o position signalling switch, with internal voltage tap on lower stab of circuit breaker, with voltage tap module VTM680 and power supply of ETU600, able to communication, integrated metering type PMF-3 Advanced Power Monitor., Voltage, Energy, Power, Power factor, Frequency, Unbalance, Temperature, Power quality, Manual operating mechanism with mechanical closing, without Spring charging motor, Ready-to-close signal. switch, Auxiliary switches 2NO+2NC, without Closing coil (CC), manual operating mechanism with mechanical closing, without Remote trip alarm reset coil (RR), without 2nd shunt trip, without 1st Shunt trip | 255100 | 1 | Z\ | 1
3WA1232-4GE33-0AA0 |  | Withdrawable circuit breaker with guide frame, IEC 60947-2, frame size 2, 3-poles, In=3200A up to 690V AC 50/60Hz, breaking capacity M Icu=85/66kA at 500/690V, Trip unit ETU600 LSI upgrade ready , colordisplay, bluetooth and USB interface, Protection LT, ST, INST, N-protection required an external N-sensor, incl. trip alarm switch (1xCO), front connection double hole, guide frame with shutter and w/o position signalling switch, with internal voltage tap on lower stab of circuit breaker, with voltage tap module VTM680 and power supply of ETU600, able to communication, integrated metering type PMF-3 Advanced Power Monitor., Voltage, Energy, Power, Power factor, Frequency, Unbalance, Temperature, Power quality, Manual operating mechanism with mechanical closing, without Spring charging motor, Ready-to-close signal. switch, Auxiliary switches 2NO+2NC, without Closing coil (CC), manual operating mechanism with mechanical closing, without Remote trip alarm reset coil (RR), without 2nd shunt trip, without 1st Shunt trip | 268100 | 1 | Z\ | 1
3WA1232-4GE34-0AA0 |  | Withdrawable circuit breaker with guide frame, IEC 60947-2, frame size 2, 3-poles, In=3200A up to 690V AC 50/60Hz, breaking capacity M Icu=85/66kA at 500/690V, Trip unit ETU600 LSI upgrade ready , colordisplay, bluetooth and USB interface, Protection LT, ST, INST, N-protection required an external N-sensor, incl. trip alarm switch (1xCO), rear connection flange, guide frame with shutter and w/o position signalling switch, with internal voltage tap on lower stab of circuit breaker, with voltage tap module VTM680 and power supply of ETU600, able to communication, integrated metering type PMF-3 Advanced Power Monitor., Voltage, Energy, Power, Power factor, Frequency, Unbalance, Temperature, Power quality, Manual operating mechanism with mechanical closing, without Spring charging motor, Ready-to-close signal. switch, Auxiliary switches 2NO+2NC, without Closing coil (CC), manual operating mechanism with mechanical closing, without Remote trip alarm reset coil (RR), without 2nd shunt trip, without 1st Shunt trip | 255100 | 1 | Z\ | 1
3WA1232-4GE41-0AA0 |  | Withdrawable circuit breaker with guide frame, IEC 60947-2, frame size 2, 4-poles, N-pole left, In=3200A up to 690V AC 50/60Hz, breaking capacity M Icu=85/66kA at 500/690V, Trip unit ETU600 LSI upgrade ready , colordisplay, bluetooth and USB interface, Protection LT, ST, INST, include N-protection, (internal N-sensor available), incl. trip alarm switch (1xCO), rear connection vertical, guide frame with shutter and w/o position signalling switch, with internal voltage tap on lower stab of circuit breaker, with voltage tap module VTM680 and power supply of ETU600, able to communication, integrated metering type PMF-3 Advanced Power Monitor., Voltage, Energy, Power, Power factor, Frequency, Unbalance, Temperature, Power quality, Manual operating mechanism with mechanical closing, without Spring charging motor, Ready-to-close signal. switch, Auxiliary switches 2NO+2NC, without Closing coil (CC), manual operating mechanism with mechanical closing, without Remote trip alarm reset coil (RR), without 2nd shunt trip, without 1st Shunt trip | 335100 | 1 | Z\ | 1
3WA1232-4GE42-0AA0 |  | Withdrawable circuit breaker with guide frame, IEC 60947-2, frame size 2, 4-poles, N-pole left, In=3200A up to 690V AC 50/60Hz, breaking capacity M Icu=85/66kA at 500/690V, Trip unit ETU600 LSI upgrade ready , colordisplay, bluetooth and USB interface, Protection LT, ST, INST, include N-protection, (internal N-sensor available), incl. trip alarm switch (1xCO), rear connection horizontal, guide frame with shutter and w/o position signalling switch, with internal voltage tap on lower stab of circuit breaker, with voltage tap module VTM680 and power supply of ETU600, able to communication, integrated metering type PMF-3 Advanced Power Monitor., Voltage, Energy, Power, Power factor, Frequency, Unbalance, Temperature, Power quality, Manual operating mechanism with mechanical closing, without Spring charging motor, Ready-to-close signal. switch, Auxiliary switches 2NO+2NC, without Closing coil (CC), manual operating mechanism with mechanical closing, without Remote trip alarm reset coil (RR), without 2nd shunt trip, without 1st Shunt trip | 329100 | 1 | Z\ | 1
3WA1232-4GE43-0AA0 |  | Withdrawable circuit breaker with guide frame, IEC 60947-2, frame size 2, 4-poles, N-pole left, In=3200A up to 690V AC 50/60Hz, breaking capacity M Icu=85/66kA at 500/690V, Trip unit ETU600 LSI upgrade ready , colordisplay, bluetooth and USB interface, Protection LT, ST, INST, include N-protection, (internal N-sensor available), incl. trip alarm switch (1xCO), front connection double hole, guide frame with shutter and w/o position signalling switch, with internal voltage tap on lower stab of circuit breaker, with voltage tap module VTM680 and power supply of ETU600, able to communication, integrated metering type PMF-3 Advanced Power Monitor., Voltage, Energy, Power, Power factor, Frequency, Unbalance, Temperature, Power quality, Manual operating mechanism with mechanical closing, without Spring charging motor, Ready-to-close signal. switch, Auxiliary switches 2NO+2NC, without Closing coil (CC), manual operating mechanism with mechanical closing, without Remote trip alarm reset coil (RR), without 2nd shunt trip, without 1st Shunt trip | 347100 | 1 | Z\ | 1
3WA1232-4GE44-0AA0 |  | Withdrawable circuit breaker with guide frame, IEC 60947-2, frame size 2, 4-poles, N-pole left, In=3200A up to 690V AC 50/60Hz, breaking capacity M Icu=85/66kA at 500/690V, Trip unit ETU600 LSI upgrade ready , colordisplay, bluetooth and USB interface, Protection LT, ST, INST, include N-protection, (internal N-sensor available), incl. trip alarm switch (1xCO), rear connection flange, guide frame with shutter and w/o position signalling switch, with internal voltage tap on lower stab of circuit breaker, with voltage tap module VTM680 and power supply of ETU600, able to communication, integrated metering type PMF-3 Advanced Power Monitor., Voltage, Energy, Power, Power factor, Frequency, Unbalance, Temperature, Power quality, Manual operating mechanism with mechanical closing, without Spring charging motor, Ready-to-close signal. switch, Auxiliary switches 2NO+2NC, without Closing coil (CC), manual operating mechanism with mechanical closing, without Remote trip alarm reset coil (RR), without 2nd shunt trip, without 1st Shunt trip | 329100 | 1 | Z\ | 1
3WA1232-4GF01-0AA0 |  | Fixed-mounted circuit breaker IEC 60947-2, frame size 2, 3-poles, In=3200A up to 690V AC 50/60Hz, breaking capacity M Icu=85/66kA at 500/690V, Trip unit ETU600 LSIG upgrade ready , colordisplay, bluetooth and USB interface, Protection LT, ST, INST, GFx, N-protection required an external N-sensor, incl. trip alarm switch (1xCO), rear connection vertical, with internal voltage tap on lower stab of circuit breaker, with voltage tap module VTM680 and power supply of ETU600, able to communication, integrated metering type PMF-3 Advanced Power Monitor., Voltage, Energy, Power, Power factor, Frequency, Unbalance, Temperature, Power quality, Manual operating mechanism with mechanical closing, without Spring charging motor, Ready-to-close signal. switch, Auxiliary switches 2NO+2NC, without Closing coil (CC), manual operating mechanism with mechanical closing, without Remote trip alarm reset coil (RR), without 2nd shunt trip, without 1st Shunt trip | 228100 | 1 | Z\ | 1
3WA1232-4GF02-0AA0 |  | Fixed-mounted circuit breaker IEC 60947-2, frame size 2, 3-poles, In=3200A up to 690V AC 50/60Hz, breaking capacity M Icu=85/66kA at 500/690V, Trip unit ETU600 LSIG upgrade ready , colordisplay, bluetooth and USB interface, Protection LT, ST, INST, GFx, N-protection required an external N-sensor, incl. trip alarm switch (1xCO), rear connection horizontal, with internal voltage tap on lower stab of circuit breaker, with voltage tap module VTM680 and power supply of ETU600, able to communication, integrated metering type PMF-3 Advanced Power Monitor., Voltage, Energy, Power, Power factor, Frequency, Unbalance, Temperature, Power quality, Manual operating mechanism with mechanical closing, without Spring charging motor, Ready-to-close signal. switch, Auxiliary switches 2NO+2NC, without Closing coil (CC), manual operating mechanism with mechanical closing, without Remote trip alarm reset coil (RR), without 2nd shunt trip, without 1st Shunt trip | 223100 | 1 | Z\ | 1
3WA1232-4GF03-0AA0 |  | Fixed-mounted circuit breaker IEC 60947-2, frame size 2, 3-poles, In=3200A up to 690V AC 50/60Hz, breaking capacity M Icu=85/66kA at 500/690V, Trip unit ETU600 LSIG upgrade ready , colordisplay, bluetooth and USB interface, Protection LT, ST, INST, GFx, N-protection required an external N-sensor, incl. trip alarm switch (1xCO), front connection double hole, with internal voltage tap on lower stab of circuit breaker, with voltage tap module VTM680 and power supply of ETU600, able to communication, integrated metering type PMF-3 Advanced Power Monitor., Voltage, Energy, Power, Power factor, Frequency, Unbalance, Temperature, Power quality, Manual operating mechanism with mechanical closing, without Spring charging motor, Ready-to-close signal. switch, Auxiliary switches 2NO+2NC, without Closing coil (CC), manual operating mechanism with mechanical closing, without Remote trip alarm reset coil (RR), without 2nd shunt trip, without 1st Shunt trip | 237100 | 1 | Z\ | 1
3WA1232-4GF11-0AA0 |  | Fixed-mounted circuit breaker IEC 60947-2, frame size 2, 4-poles, N-pole left, In=3200A up to 690V AC 50/60Hz, breaking capacity M Icu=85/66kA at 500/690V, Trip unit ETU600 LSIG upgrade ready , colordisplay, bluetooth and USB interface, Protection LT, ST, INST, GFx, include N-protection, (internal N-sensor available), incl. trip alarm switch (1xCO), rear connection vertical, with internal voltage tap on lower stab of circuit breaker, with voltage tap module VTM680 and power supply of ETU600, able to communication, integrated metering type PMF-3 Advanced Power Monitor., Voltage, Energy, Power, Power factor, Frequency, Unbalance, Temperature, Power quality, Manual operating mechanism with mechanical closing, without Spring charging motor, Ready-to-close signal. switch, Auxiliary switches 2NO+2NC, without Closing coil (CC), manual operating mechanism with mechanical closing, without Remote trip alarm reset coil (RR), without 2nd shunt trip, without 1st Shunt trip | 290100 | 1 | Z\ | 1
3WA1232-4GF12-0AA0 |  | Fixed-mounted circuit breaker IEC 60947-2, frame size 2, 4-poles, N-pole left, In=3200A up to 690V AC 50/60Hz, breaking capacity M Icu=85/66kA at 500/690V, Trip unit ETU600 LSIG upgrade ready , colordisplay, bluetooth and USB interface, Protection LT, ST, INST, GFx, include N-protection, (internal N-sensor available), incl. trip alarm switch (1xCO), rear connection horizontal, with internal voltage tap on lower stab of circuit breaker, with voltage tap module VTM680 and power supply of ETU600, able to communication, integrated metering type PMF-3 Advanced Power Monitor., Voltage, Energy, Power, Power factor, Frequency, Unbalance, Temperature, Power quality, Manual operating mechanism with mechanical closing, without Spring charging motor, Ready-to-close signal. switch, Auxiliary switches 2NO+2NC, without Closing coil (CC), manual operating mechanism with mechanical closing, without Remote trip alarm reset coil (RR), without 2nd shunt trip, without 1st Shunt trip | 284100 | 1 | Z\ | 1
3WA1232-4GF13-0AA0 |  | Fixed-mounted circuit breaker IEC 60947-2, frame size 2, 4-poles, N-pole left, In=3200A up to 690V AC 50/60Hz, breaking capacity M Icu=85/66kA at 500/690V, Trip unit ETU600 LSIG upgrade ready , colordisplay, bluetooth and USB interface, Protection LT, ST, INST, GFx, include N-protection, (internal N-sensor available), incl. trip alarm switch (1xCO), front connection double hole, with internal voltage tap on lower stab of circuit breaker, with voltage tap module VTM680 and power supply of ETU600, able to communication, integrated metering type PMF-3 Advanced Power Monitor., Voltage, Energy, Power, Power factor, Frequency, Unbalance, Temperature, Power quality, Manual operating mechanism with mechanical closing, without Spring charging motor, Ready-to-close signal. switch, Auxiliary switches 2NO+2NC, without Closing coil (CC), manual operating mechanism with mechanical closing, without Remote trip alarm reset coil (RR), without 2nd shunt trip, without 1st Shunt trip | 302100 | 1 | Z\ | 1
3WA1232-4GF21-0AA0 |  | fixed-mounted circuit breaker, IEC 60947-2, size 2, 4-pole, N pole on right, In=3200 A up to 690 V AC 50/60 Hz, breaking capacity M Icu=85/66 kA at 500/690 V, tripping unit ETU600 LSIG upgradeable, color display, Bluetooth, USB interface, basic protection LT, ST, INST, GFx, including protection of the N conductor (internal neutral point sensor available), trip alarm switch (1 x CO), connection at rear vertical, with internal voltage tap on lower stab of circuit breaker, with voltage tap module VTM680 and power supply of ETU600, able to communication, integrated metering type PMF-3 Advanced Power Monitor., Voltage, Energy, Power, Power factor, Frequency, Unbalance, Temperature, Power quality, Manual operating mechanism with mechanical closing, without Spring charging motor, Ready-to-close signal. switch, Auxiliary switches 2NO+2NC, without Closing coil (CC), manual operating mechanism with mechanical closing, without Remote trip alarm reset coil (RR), without 2nd shunt trip, without 1st Shunt trip | 290100 | 1 | Z\ | 1
3WA1232-4GF22-0AA0 |  | fixed-mounted circuit breaker, IEC 60947-2, size 2, 4-pole, N pole on right, In=3200 A up to 690 V AC 50/60 Hz, breaking capacity M Icu=85/66 kA at 500/690 V, tripping unit ETU600 LSIG upgradeable, color display, Bluetooth, USB interface, basic protection LT, ST, INST, GFx, including protection of the N conductor (internal neutral point sensor available), trip alarm switch (1 x CO), connection at rear horizontal with internal voltage tap on lower stab of circuit breaker, with voltage tap module VTM680 and power supply of ETU600, able to communication, integrated metering type PMF-3 Advanced Power Monitor., Voltage, Energy, Power, Power factor, Frequency, Unbalance, Temperature, Power quality, Manual operating mechanism with mechanical closing, without Spring charging motor, Ready-to-close signal. switch, Auxiliary switches 2NO+2NC, without Closing coil (CC), manual operating mechanism with mechanical closing, without Remote trip alarm reset coil (RR), without 2nd shunt trip, without 1st Shunt trip | 284100 | 1 | Z\ | 1
3WA1232-4GF23-0AA0 |  | fixed-mounted circuit breaker, IEC 60947-2, size 2, 4-pole, N pole on right, In=3200 A up to 690 V AC 50/60 Hz, breaking capacity M Icu=85/66 kA at 500/690 V, tripping unit ETU600 LSIG upgradeable, color display, Bluetooth, USB interface, basic protection LT, ST, INST, GFx, including protection of the N conductor (internal neutral point sensor available), trip alarm switch (1 x CO), front connection double hole, with internal voltage tap on lower stab of circuit breaker, with voltage tap module VTM680 and power supply of ETU600, able to communication, integrated metering type PMF-3 Advanced Power Monitor., Voltage, Energy, Power, Power factor, Frequency, Unbalance, Temperature, Power quality, Manual operating mechanism with mechanical closing, without Spring charging motor, Ready-to-close signal. switch, Auxiliary switches 2NO+2NC, without Closing coil (CC), manual operating mechanism with mechanical closing, without Remote trip alarm reset coil (RR), without 2nd shunt trip, without 1st Shunt trip | 302100 | 1 | Z\ | 1
3WA1232-4GF31-0AA0 |  | Withdrawable circuit breaker with guide frame, IEC 60947-2, frame size 2, 3-poles, In=3200A up to 690V AC 50/60Hz, breaking capacity M Icu=85/66kA at 500/690V, Trip unit ETU600 LSIG upgrade ready , colordisplay, bluetooth and USB interface, Protection LT, ST, INST, GFx, N-protection required an external N-sensor, incl. trip alarm switch (1xCO), rear connection vertical, guide frame with shutter and w/o position signalling switch, with internal voltage tap on lower stab of circuit breaker, with voltage tap module VTM680 and power supply of ETU600, able to communication, integrated metering type PMF-3 Advanced Power Monitor., Voltage, Energy, Power, Power factor, Frequency, Unbalance, Temperature, Power quality, Manual operating mechanism with mechanical closing, without Spring charging motor, Ready-to-close signal. switch, Auxiliary switches 2NO+2NC, without Closing coil (CC), manual operating mechanism with mechanical closing, without Remote trip alarm reset coil (RR), without 2nd shunt trip, without 1st Shunt trip | 271100 | 1 | Z\ | 1
3WA1232-4GF32-0AA0 |  | Withdrawable circuit breaker with guide frame, IEC 60947-2, frame size 2, 3-poles, In=3200A up to 690V AC 50/60Hz, breaking capacity M Icu=85/66kA at 500/690V, Trip unit ETU600 LSIG upgrade ready , colordisplay, bluetooth and USB interface, Protection LT, ST, INST, GFx, N-protection required an external N-sensor, incl. trip alarm switch (1xCO), rear connection horizontal, guide frame with shutter and w/o position signalling switch, with internal voltage tap on lower stab of circuit breaker, with voltage tap module VTM680 and power supply of ETU600, able to communication, integrated metering type PMF-3 Advanced Power Monitor., Voltage, Energy, Power, Power factor, Frequency, Unbalance, Temperature, Power quality, Manual operating mechanism with mechanical closing, without Spring charging motor, Ready-to-close signal. switch, Auxiliary switches 2NO+2NC, without Closing coil (CC), manual operating mechanism with mechanical closing, without Remote trip alarm reset coil (RR), without 2nd shunt trip, without 1st Shunt trip | 265100 | 1 | Z\ | 1
3WA1232-4GF33-0AA0 |  | Withdrawable circuit breaker with guide frame, IEC 60947-2, frame size 2, 3-poles, In=3200A up to 690V AC 50/60Hz, breaking capacity M Icu=85/66kA at 500/690V, Trip unit ETU600 LSIG upgrade ready , colordisplay, bluetooth and USB interface, Protection LT, ST, INST, GFx, N-protection required an external N-sensor, incl. trip alarm switch (1xCO), front connection double hole, guide frame with shutter and w/o position signalling switch, with internal voltage tap on lower stab of circuit breaker, with voltage tap module VTM680 and power supply of ETU600, able to communication, integrated metering type PMF-3 Advanced Power Monitor., Voltage, Energy, Power, Power factor, Frequency, Unbalance, Temperature, Power quality, Manual operating mechanism with mechanical closing, without Spring charging motor, Ready-to-close signal. switch, Auxiliary switches 2NO+2NC, without Closing coil (CC), manual operating mechanism with mechanical closing, without Remote trip alarm reset coil (RR), without 2nd shunt trip, without 1st Shunt trip | 279100 | 1 | Z\ | 1
3WA1232-4GF34-0AA0 |  | Withdrawable circuit breaker with guide frame, IEC 60947-2, frame size 2, 3-poles, In=3200A up to 690V AC 50/60Hz, breaking capacity M Icu=85/66kA at 500/690V, Trip unit ETU600 LSIG upgrade ready , colordisplay, bluetooth and USB interface, Protection LT, ST, INST, GFx, N-protection required an external N-sensor, incl. trip alarm switch (1xCO), rear connection flange, guide frame with shutter and w/o position signalling switch, with internal voltage tap on lower stab of circuit breaker, with voltage tap module VTM680 and power supply of ETU600, able to communication, integrated metering type PMF-3 Advanced Power Monitor., Voltage, Energy, Power, Power factor, Frequency, Unbalance, Temperature, Power quality, Manual operating mechanism with mechanical closing, without Spring charging motor, Ready-to-close signal. switch, Auxiliary switches 2NO+2NC, without Closing coil (CC), manual operating mechanism with mechanical closing, without Remote trip alarm reset coil (RR), without 2nd shunt trip, without 1st Shunt trip | 265100 | 1 | Z\ | 1
3WA1232-4GF41-0AA0 |  | Withdrawable circuit breaker with guide frame, IEC 60947-2, frame size 2, 4-poles, N-pole left, In=3200A up to 690V AC 50/60Hz, breaking capacity M Icu=85/66kA at 500/690V, Trip unit ETU600 LSIG upgrade ready , colordisplay, bluetooth and USB interface, Protection LT, ST, INST, GFx, include N-protection, (internal N-sensor available), incl. trip alarm switch (1xCO), rear connection vertical, guide frame with shutter and w/o position signalling switch, with internal voltage tap on lower stab of circuit breaker, with voltage tap module VTM680 and power supply of ETU600, able to communication, integrated metering type PMF-3 Advanced Power Monitor., Voltage, Energy, Power, Power factor, Frequency, Unbalance, Temperature, Power quality, Manual operating mechanism with mechanical closing, without Spring charging motor, Ready-to-close signal. switch, Auxiliary switches 2NO+2NC, without Closing coil (CC), manual operating mechanism with mechanical closing, without Remote trip alarm reset coil (RR), without 2nd shunt trip, without 1st Shunt trip | 346100 | 1 | Z\ | 1
3WA1232-4GF42-0AA0 |  | Withdrawable circuit breaker with guide frame, IEC 60947-2, frame size 2, 4-poles, N-pole left, In=3200A up to 690V AC 50/60Hz, breaking capacity M Icu=85/66kA at 500/690V, Trip unit ETU600 LSIG upgrade ready , colordisplay, bluetooth and USB interface, Protection LT, ST, INST, GFx, include N-protection, (internal N-sensor available), incl. trip alarm switch (1xCO), rear connection horizontal, guide frame with shutter and w/o position signalling switch, with internal voltage tap on lower stab of circuit breaker, with voltage tap module VTM680 and power supply of ETU600, able to communication, integrated metering type PMF-3 Advanced Power Monitor., Voltage, Energy, Power, Power factor, Frequency, Unbalance, Temperature, Power quality, Manual operating mechanism with mechanical closing, without Spring charging motor, Ready-to-close signal. switch, Auxiliary switches 2NO+2NC, without Closing coil (CC), manual operating mechanism with mechanical closing, without Remote trip alarm reset coil (RR), without 2nd shunt trip, without 1st Shunt trip | 339100 | 1 | Z\ | 1
3WA1232-4GF43-0AA0 |  | Withdrawable circuit breaker with guide frame, IEC 60947-2, frame size 2, 4-poles, N-pole left, In=3200A up to 690V AC 50/60Hz, breaking capacity M Icu=85/66kA at 500/690V, Trip unit ETU600 LSIG upgrade ready , colordisplay, bluetooth and USB interface, Protection LT, ST, INST, GFx, include N-protection, (internal N-sensor available), incl. trip alarm switch (1xCO), front connection double hole, guide frame with shutter and w/o position signalling switch, with internal voltage tap on lower stab of circuit breaker, with voltage tap module VTM680 and power supply of ETU600, able to communication, integrated metering type PMF-3 Advanced Power Monitor., Voltage, Energy, Power, Power factor, Frequency, Unbalance, Temperature, Power quality, Manual operating mechanism with mechanical closing, without Spring charging motor, Ready-to-close signal. switch, Auxiliary switches 2NO+2NC, without Closing coil (CC), manual operating mechanism with mechanical closing, without Remote trip alarm reset coil (RR), without 2nd shunt trip, without 1st Shunt trip | 357100 | 1 | Z\ | 1
3WA1232-4GF44-0AA0 |  | Withdrawable circuit breaker with guide frame, IEC 60947-2, frame size 2, 4-poles, N-pole left, In=3200A up to 690V AC 50/60Hz, breaking capacity M Icu=85/66kA at 500/690V, Trip unit ETU600 LSIG upgrade ready , colordisplay, bluetooth and USB interface, Protection LT, ST, INST, GFx, include N-protection, (internal N-sensor available), incl. trip alarm switch (1xCO), rear connection flange, guide frame with shutter and w/o position signalling switch, with internal voltage tap on lower stab of circuit breaker, with voltage tap module VTM680 and power supply of ETU600, able to communication, integrated metering type PMF-3 Advanced Power Monitor., Voltage, Energy, Power, Power factor, Frequency, Unbalance, Temperature, Power quality, Manual operating mechanism with mechanical closing, without Spring charging motor, Ready-to-close signal. switch, Auxiliary switches 2NO+2NC, without Closing coil (CC), manual operating mechanism with mechanical closing, without Remote trip alarm reset coil (RR), without 2nd shunt trip, without 1st Shunt trip | 339100 | 1 | Z\ | 1
3WA1232-4GG01-0AA0 |  | Fixed-mounted circuit breaker IEC 60947-2, frame size 2, 3-poles, In=3200A up to 690V AC 50/60Hz, breaking capacity M Icu=85/66kA at 500/690V, Trip unit ETU600 LSIG Hi-Z upgrade ready , colordisplay, bluetooth and USB interface, Protection LT, ST, INST, GFx, with GF highimpedance-input N-protection required an external N-sensor, incl. trip alarm switch (1xCO), rear connection vertical, with internal voltage tap on lower stab of circuit breaker, with voltage tap module VTM680 and power supply of ETU600, able to communication, integrated metering type PMF-3 Advanced Power Monitor., Voltage, Energy, Power, Power factor, Frequency, Unbalance, Temperature, Power quality, Manual operating mechanism with mechanical closing, without Spring charging motor, Ready-to-close signal. switch, Auxiliary switches 2NO+2NC, without Closing coil (CC), manual operating mechanism with mechanical closing, without Remote trip alarm reset coil (RR), without 2nd shunt trip, without 1st Shunt trip | 250100 | 1 | Z\ | 1
3WA1232-4GG02-0AA0 |  | Fixed-mounted circuit breaker IEC 60947-2, frame size 2, 3-poles, In=3200A up to 690V AC 50/60Hz, breaking capacity M Icu=85/66kA at 500/690V, Trip unit ETU600 LSIG Hi-Z upgrade ready , colordisplay, bluetooth and USB interface, Protection LT, ST, INST, GFx, with GF highimpedance-input N-protection required an external N-sensor, incl. trip alarm switch (1xCO), rear connection horizontal, with internal voltage tap on lower stab of circuit breaker, with voltage tap module VTM680 and power supply of ETU600, able to communication, integrated metering type PMF-3 Advanced Power Monitor., Voltage, Energy, Power, Power factor, Frequency, Unbalance, Temperature, Power quality, Manual operating mechanism with mechanical closing, without Spring charging motor, Ready-to-close signal. switch, Auxiliary switches 2NO+2NC, without Closing coil (CC), manual operating mechanism with mechanical closing, without Remote trip alarm reset coil (RR), without 2nd shunt trip, without 1st Shunt trip | 244100 | 1 | Z\ | 1
3WA1232-4GG03-0AA0 |  | Fixed-mounted circuit breaker IEC 60947-2, frame size 2, 3-poles, In=3200A up to 690V AC 50/60Hz, breaking capacity M Icu=85/66kA at 500/690V, Trip unit ETU600 LSIG Hi-Z upgrade ready , colordisplay, bluetooth and USB interface, Protection LT, ST, INST, GFx, with GF highimpedance-input N-protection required an external N-sensor, incl. trip alarm switch (1xCO), front connection double hole, with internal voltage tap on lower stab of circuit breaker, with voltage tap module VTM680 and power supply of ETU600, able to communication, integrated metering type PMF-3 Advanced Power Monitor., Voltage, Energy, Power, Power factor, Frequency, Unbalance, Temperature, Power quality, Manual operating mechanism with mechanical closing, without Spring charging motor, Ready-to-close signal. switch, Auxiliary switches 2NO+2NC, without Closing coil (CC), manual operating mechanism with mechanical closing, without Remote trip alarm reset coil (RR), without 2nd shunt trip, without 1st Shunt trip | 258100 | 1 | Z\ | 1
3WA1232-4GG11-0AA0 |  | Fixed-mounted circuit breaker IEC 60947-2, frame size 2, 4-poles, N-pole left, In=3200A up to 690V AC 50/60Hz, breaking capacity M Icu=85/66kA at 500/690V, Trip unit ETU600 LSIG Hi-Z upgrade ready , colordisplay, bluetooth and USB interface, Protection LT, ST, INST, GFx, with GF highimpedance-input include N-protection, (internal N-sensor available), incl. trip alarm switch (1xCO), rear connection vertical, with internal voltage tap on lower stab of circuit breaker, with voltage tap module VTM680 and power supply of ETU600, able to communication, integrated metering type PMF-3 Advanced Power Monitor., Voltage, Energy, Power, Power factor, Frequency, Unbalance, Temperature, Power quality, Manual operating mechanism with mechanical closing, without Spring charging motor, Ready-to-close signal. switch, Auxiliary switches 2NO+2NC, without Closing coil (CC), manual operating mechanism with mechanical closing, without Remote trip alarm reset coil (RR), without 2nd shunt trip, without 1st Shunt trip | 312100 | 1 | Z\ | 1
3WA1232-4GG12-0AA0 |  | Fixed-mounted circuit breaker IEC 60947-2, frame size 2, 4-poles, N-pole left, In=3200A up to 690V AC 50/60Hz, breaking capacity M Icu=85/66kA at 500/690V, Trip unit ETU600 LSIG Hi-Z upgrade ready , colordisplay, bluetooth and USB interface, Protection LT, ST, INST, GFx, with GF highimpedance-input include N-protection, (internal N-sensor available), incl. trip alarm switch (1xCO), rear connection horizontal, with internal voltage tap on lower stab of circuit breaker, with voltage tap module VTM680 and power supply of ETU600, able to communication, integrated metering type PMF-3 Advanced Power Monitor., Voltage, Energy, Power, Power factor, Frequency, Unbalance, Temperature, Power quality, Manual operating mechanism with mechanical closing, without Spring charging motor, Ready-to-close signal. switch, Auxiliary switches 2NO+2NC, without Closing coil (CC), manual operating mechanism with mechanical closing, without Remote trip alarm reset coil (RR), without 2nd shunt trip, without 1st Shunt trip | 305100 | 1 | Z\ | 1
3WA1232-4GG13-0AA0 |  | Fixed-mounted circuit breaker IEC 60947-2, frame size 2, 4-poles, N-pole left, In=3200A up to 690V AC 50/60Hz, breaking capacity M Icu=85/66kA at 500/690V, Trip unit ETU600 LSIG Hi-Z upgrade ready , colordisplay, bluetooth and USB interface, Protection LT, ST, INST, GFx, with GF highimpedance-input include N-protection, (internal N-sensor available), incl. trip alarm switch (1xCO), front connection double hole, with internal voltage tap on lower stab of circuit breaker, with voltage tap module VTM680 and power supply of ETU600, able to communication, integrated metering type PMF-3 Advanced Power Monitor., Voltage, Energy, Power, Power factor, Frequency, Unbalance, Temperature, Power quality, Manual operating mechanism with mechanical closing, without Spring charging motor, Ready-to-close signal. switch, Auxiliary switches 2NO+2NC, without Closing coil (CC), manual operating mechanism with mechanical closing, without Remote trip alarm reset coil (RR), without 2nd shunt trip, without 1st Shunt trip | 323100 | 1 | Z\ | 1
3WA1232-4GG21-0AA0 |  | fixed-mounted circuit breaker, IEC 60947-2, size 2, 4-pole, N pole on right, In=3200 A up to 690 V AC 50/60 Hz, breaking capacity M Icu=85/66 kA at 500/690 V, tripping unit ETU600 LSIG Hi-Z upgradeable, color display, Bluetooth, USB interface, basic protection LT, ST, INST, GFx, with GF high-impedance input, including protection of the N conductor (internal neutral point sensor available), trip alarm switch (1 x CO), connection at rear vertical, with internal voltage tap on lower stab of circuit breaker, with voltage tap module VTM680 and power supply of ETU600, able to communication, integrated metering type PMF-3 Advanced Power Monitor., Voltage, Energy, Power, Power factor, Frequency, Unbalance, Temperature, Power quality, Manual operating mechanism with mechanical closing, without Spring charging motor, Ready-to-close signal. switch, Auxiliary switches 2NO+2NC, without Closing coil (CC), manual operating mechanism with mechanical closing, without Remote trip alarm reset coil (RR), without 2nd shunt trip, without 1st Shunt trip | 312100 | 1 | Z\ | 1
3WA1232-4GG22-0AA0 |  | fixed-mounted circuit breaker, IEC 60947-2, size 2, 4-pole, N pole on right, In=3200 A up to 690 V AC 50/60 Hz, breaking capacity M Icu=85/66 kA at 500/690 V, tripping unit ETU600 LSIG Hi-Z upgradeable, color display, Bluetooth, USB interface, basic protection LT, ST, INST, GFx, with GF high-impedance input, including protection of the N conductor (internal neutral point sensor available), trip alarm switch (1 x CO), connection at rear horizontal with internal voltage tap on lower stab of circuit breaker, with voltage tap module VTM680 and power supply of ETU600, able to communication, integrated metering type PMF-3 Advanced Power Monitor., Voltage, Energy, Power, Power factor, Frequency, Unbalance, Temperature, Power quality, Manual operating mechanism with mechanical closing, without Spring charging motor, Ready-to-close signal. switch, Auxiliary switches 2NO+2NC, without Closing coil (CC), manual operating mechanism with mechanical closing, without Remote trip alarm reset coil (RR), without 2nd shunt trip, without 1st Shunt trip | 305100 | 1 | Z\ | 1
3WA1232-4GG23-0AA0 |  | fixed-mounted circuit breaker, IEC 60947-2, size 2, 4-pole, N pole on right, In=3200 A up to 690 V AC 50/60 Hz, breaking capacity M Icu=85/66 kA at 500/690 V, tripping unit ETU600 LSIG Hi-Z upgradeable, color display, Bluetooth, USB interface, basic protection LT, ST, INST, GFx, with GF high-impedance input, including protection of the N conductor (internal neutral point sensor available), trip alarm switch (1 x CO), front connection double hole, with internal voltage tap on lower stab of circuit breaker, with voltage tap module VTM680 and power supply of ETU600, able to communication, integrated metering type PMF-3 Advanced Power Monitor., Voltage, Energy, Power, Power factor, Frequency, Unbalance, Temperature, Power quality, Manual operating mechanism with mechanical closing, without Spring charging motor, Ready-to-close signal. switch, Auxiliary switches 2NO+2NC, without Closing coil (CC), manual operating mechanism with mechanical closing, without Remote trip alarm reset coil (RR), without 2nd shunt trip, without 1st Shunt trip | 323100 | 1 | Z\ | 1
3WA1232-4GG31-0AA0 |  | Withdrawable circuit breaker with guide frame, IEC 60947-2, frame size 2, 3-poles, In=3200A up to 690V AC 50/60Hz, breaking capacity M Icu=85/66kA at 500/690V, Trip unit ETU600 LSIG Hi-Z upgrade ready , colordisplay, bluetooth and USB interface, Protection LT, ST, INST, GFx, with GF highimpedance-input N-protection required an external N-sensor, incl. trip alarm switch (1xCO), rear connection vertical, guide frame with shutter and w/o position signalling switch, with internal voltage tap on lower stab of circuit breaker, with voltage tap module VTM680 and power supply of ETU600, able to communication, integrated metering type PMF-3 Advanced Power Monitor., Voltage, Energy, Power, Power factor, Frequency, Unbalance, Temperature, Power quality, Manual operating mechanism with mechanical closing, without Spring charging motor, Ready-to-close signal. switch, Auxiliary switches 2NO+2NC, without Closing coil (CC), manual operating mechanism with mechanical closing, without Remote trip alarm reset coil (RR), without 2nd shunt trip, without 1st Shunt trip | 292100 | 1 | Z\ | 1
3WA1232-4GG32-0AA0 |  | Withdrawable circuit breaker with guide frame, IEC 60947-2, frame size 2, 3-poles, In=3200A up to 690V AC 50/60Hz, breaking capacity M Icu=85/66kA at 500/690V, Trip unit ETU600 LSIG Hi-Z upgrade ready , colordisplay, bluetooth and USB interface, Protection LT, ST, INST, GFx, with GF highimpedance-input N-protection required an external N-sensor, incl. trip alarm switch (1xCO), rear connection horizontal, guide frame with shutter and w/o position signalling switch, with internal voltage tap on lower stab of circuit breaker, with voltage tap module VTM680 and power supply of ETU600, able to communication, integrated metering type PMF-3 Advanced Power Monitor., Voltage, Energy, Power, Power factor, Frequency, Unbalance, Temperature, Power quality, Manual operating mechanism with mechanical closing, without Spring charging motor, Ready-to-close signal. switch, Auxiliary switches 2NO+2NC, without Closing coil (CC), manual operating mechanism with mechanical closing, without Remote trip alarm reset coil (RR), without 2nd shunt trip, without 1st Shunt trip | 287100 | 1 | Z\ | 1
3WA1232-4GG33-0AA0 |  | Withdrawable circuit breaker with guide frame, IEC 60947-2, frame size 2, 3-poles, In=3200A up to 690V AC 50/60Hz, breaking capacity M Icu=85/66kA at 500/690V, Trip unit ETU600 LSIG Hi-Z upgrade ready , colordisplay, bluetooth and USB interface, Protection LT, ST, INST, GFx, with GF highimpedance-input N-protection required an external N-sensor, incl. trip alarm switch (1xCO), front connection double hole, guide frame with shutter and w/o position signalling switch, with internal voltage tap on lower stab of circuit breaker, with voltage tap module VTM680 and power supply of ETU600, able to communication, integrated metering type PMF-3 Advanced Power Monitor., Voltage, Energy, Power, Power factor, Frequency, Unbalance, Temperature, Power quality, Manual operating mechanism with mechanical closing, without Spring charging motor, Ready-to-close signal. switch, Auxiliary switches 2NO+2NC, without Closing coil (CC), manual operating mechanism with mechanical closing, without Remote trip alarm reset coil (RR), without 2nd shunt trip, without 1st Shunt trip | 300100 | 1 | Z\ | 1
3WA1232-4GG34-0AA0 |  | Withdrawable circuit breaker with guide frame, IEC 60947-2, frame size 2, 3-poles, In=3200A up to 690V AC 50/60Hz, breaking capacity M Icu=85/66kA at 500/690V, Trip unit ETU600 LSIG Hi-Z upgrade ready , colordisplay, bluetooth and USB interface, Protection LT, ST, INST, GFx, with GF highimpedance-input N-protection required an external N-sensor, incl. trip alarm switch (1xCO), rear connection flange, guide frame with shutter and w/o position signalling switch, with internal voltage tap on lower stab of circuit breaker, with voltage tap module VTM680 and power supply of ETU600, able to communication, integrated metering type PMF-3 Advanced Power Monitor., Voltage, Energy, Power, Power factor, Frequency, Unbalance, Temperature, Power quality, Manual operating mechanism with mechanical closing, without Spring charging motor, Ready-to-close signal. switch, Auxiliary switches 2NO+2NC, without Closing coil (CC), manual operating mechanism with mechanical closing, without Remote trip alarm reset coil (RR), without 2nd shunt trip, without 1st Shunt trip | 287100 | 1 | Z\ | 1
3WA1232-4GG41-0AA0 |  | Withdrawable circuit breaker with guide frame, IEC 60947-2, frame size 2, 4-poles, N-pole left, In=3200A up to 690V AC 50/60Hz, breaking capacity M Icu=85/66kA at 500/690V, Trip unit ETU600 LSIG Hi-Z upgrade ready , colordisplay, bluetooth and USB interface, Protection LT, ST, INST, GFx, with GF highimpedance-input include N-protection, (internal N-sensor available), incl. trip alarm switch (1xCO), rear connection vertical, guide frame with shutter and w/o position signalling switch, with internal voltage tap on lower stab of circuit breaker, with voltage tap module VTM680 and power supply of ETU600, able to communication, integrated metering type PMF-3 Advanced Power Monitor., Voltage, Energy, Power, Power factor, Frequency, Unbalance, Temperature, Power quality, Manual operating mechanism with mechanical closing, without Spring charging motor, Ready-to-close signal. switch, Auxiliary switches 2NO+2NC, without Closing coil (CC), manual operating mechanism with mechanical closing, without Remote trip alarm reset coil (RR), without 2nd shunt trip, without 1st Shunt trip | 367100 | 1 | Z\ | 1
3WA1232-4GG42-0AA0 |  | Withdrawable circuit breaker with guide frame, IEC 60947-2, frame size 2, 4-poles, N-pole left, In=3200A up to 690V AC 50/60Hz, breaking capacity M Icu=85/66kA at 500/690V, Trip unit ETU600 LSIG Hi-Z upgrade ready , colordisplay, bluetooth and USB interface, Protection LT, ST, INST, GFx, with GF highimpedance-input include N-protection, (internal N-sensor available), incl. trip alarm switch (1xCO), rear connection horizontal, guide frame with shutter and w/o position signalling switch, with internal voltage tap on lower stab of circuit breaker, with voltage tap module VTM680 and power supply of ETU600, able to communication, integrated metering type PMF-3 Advanced Power Monitor., Voltage, Energy, Power, Power factor, Frequency, Unbalance, Temperature, Power quality, Manual operating mechanism with mechanical closing, without Spring charging motor, Ready-to-close signal. switch, Auxiliary switches 2NO+2NC, without Closing coil (CC), manual operating mechanism with mechanical closing, without Remote trip alarm reset coil (RR), without 2nd shunt trip, without 1st Shunt trip | 361100 | 1 | Z\ | 1
3WA1232-4GG43-0AA0 |  | Withdrawable circuit breaker with guide frame, IEC 60947-2, frame size 2, 4-poles, N-pole left, In=3200A up to 690V AC 50/60Hz, breaking capacity M Icu=85/66kA at 500/690V, Trip unit ETU600 LSIG Hi-Z upgrade ready , colordisplay, bluetooth and USB interface, Protection LT, ST, INST, GFx, with GF highimpedance-input include N-protection, (internal N-sensor available), incl. trip alarm switch (1xCO), front connection double hole, guide frame with shutter and w/o position signalling switch, with internal voltage tap on lower stab of circuit breaker, with voltage tap module VTM680 and power supply of ETU600, able to communication, integrated metering type PMF-3 Advanced Power Monitor., Voltage, Energy, Power, Power factor, Frequency, Unbalance, Temperature, Power quality, Manual operating mechanism with mechanical closing, without Spring charging motor, Ready-to-close signal. switch, Auxiliary switches 2NO+2NC, without Closing coil (CC), manual operating mechanism with mechanical closing, without Remote trip alarm reset coil (RR), without 2nd shunt trip, without 1st Shunt trip | 379100 | 1 | Z\ | 1
3WA1232-4GG44-0AA0 |  | Withdrawable circuit breaker with guide frame, IEC 60947-2, frame size 2, 4-poles, N-pole left, In=3200A up to 690V AC 50/60Hz, breaking capacity M Icu=85/66kA at 500/690V, Trip unit ETU600 LSIG Hi-Z upgrade ready , colordisplay, bluetooth and USB interface, Protection LT, ST, INST, GFx, with GF highimpedance-input include N-protection, (internal N-sensor available), incl. trip alarm switch (1xCO), rear connection flange, guide frame with shutter and w/o position signalling switch, with internal voltage tap on lower stab of circuit breaker, with voltage tap module VTM680 and power supply of ETU600, able to communication, integrated metering type PMF-3 Advanced Power Monitor., Voltage, Energy, Power, Power factor, Frequency, Unbalance, Temperature, Power quality, Manual operating mechanism with mechanical closing, without Spring charging motor, Ready-to-close signal. switch, Auxiliary switches 2NO+2NC, without Closing coil (CC), manual operating mechanism with mechanical closing, without Remote trip alarm reset coil (RR), without 2nd shunt trip, without 1st Shunt trip | 361100 | 1 | Z\ | 1
3WA1232-4LE01-0AA0 |  | Fixed-mounted circuit breaker IEC 60947-2, frame size 2, 3-poles, In=3200A up to 690V AC 50/60Hz, breaking capacity M Icu=85/66kA at 500/690V, Trip unit ETU600 LSI upgrade ready , colordisplay, bluetooth and USB interface, Protection LT, ST, INST, N-protection required an external N-sensor, incl. trip alarm switch (1xCO), rear connection vertical, with internal voltage tap on upper stab of circuit breaker, with voltage tap module VTM680 and power supply of ETU600, able to communication, integrated metering type PMF-1 Energy Efficiency, Voltage, Active energy Ea Manual operating mechanism with mechanical closing, without Spring charging motor, Ready-to-close signal. switch, Auxiliary switches 2NO+2NC, without Closing coil (CC), manual operating mechanism with mechanical closing, without Remote trip alarm reset coil (RR), without 2nd shunt trip, without 1st Shunt trip | 202870 | 1 | Z\ | 1
3WA1232-4LE02-0AA0 |  | Fixed-mounted circuit breaker IEC 60947-2, frame size 2, 3-poles, In=3200A up to 690V AC 50/60Hz, breaking capacity M Icu=85/66kA at 500/690V, Trip unit ETU600 LSI upgrade ready , colordisplay, bluetooth and USB interface, Protection LT, ST, INST, N-protection required an external N-sensor, incl. trip alarm switch (1xCO), rear connection horizontal, with internal voltage tap on upper stab of circuit breaker, with voltage tap module VTM680 and power supply of ETU600, able to communication, integrated metering type PMF-1 Energy Efficiency, Voltage, Active energy Ea Manual operating mechanism with mechanical closing, without Spring charging motor, Ready-to-close signal. switch, Auxiliary switches 2NO+2NC, without Closing coil (CC), manual operating mechanism with mechanical closing, without Remote trip alarm reset coil (RR), without 2nd shunt trip, without 1st Shunt trip | 197870 | 1 | Z\ | 1
3WA1232-4LE03-0AA0 |  | Fixed-mounted circuit breaker IEC 60947-2, frame size 2, 3-poles, In=3200A up to 690V AC 50/60Hz, breaking capacity M Icu=85/66kA at 500/690V, Trip unit ETU600 LSI upgrade ready , colordisplay, bluetooth and USB interface, Protection LT, ST, INST, N-protection required an external N-sensor, incl. trip alarm switch (1xCO), front connection double hole, with internal voltage tap on upper stab of circuit breaker, with voltage tap module VTM680 and power supply of ETU600, able to communication, integrated metering type PMF-1 Energy Efficiency, Voltage, Active energy Ea Manual operating mechanism with mechanical closing, without Spring charging motor, Ready-to-close signal. switch, Auxiliary switches 2NO+2NC, without Closing coil (CC), manual operating mechanism with mechanical closing, without Remote trip alarm reset coil (RR), without 2nd shunt trip, without 1st Shunt trip | 210870 | 1 | Z\ | 1
3WA1232-4LE11-0AA0 |  | Fixed-mounted circuit breaker IEC 60947-2, frame size 2, 4-poles, N-pole left, In=3200A up to 690V AC 50/60Hz, breaking capacity M Icu=85/66kA at 500/690V, Trip unit ETU600 LSI upgrade ready , colordisplay, bluetooth and USB interface, Protection LT, ST, INST, include N-protection, (internal N-sensor available), incl. trip alarm switch (1xCO), rear connection vertical, with internal voltage tap on upper stab of circuit breaker, with voltage tap module VTM680 and power supply of ETU600, able to communication, integrated metering type PMF-1 Energy Efficiency, Voltage, Active energy Ea Manual operating mechanism with mechanical closing, without Spring charging motor, Ready-to-close signal. switch, Auxiliary switches 2NO+2NC, without Closing coil (CC), manual operating mechanism with mechanical closing, without Remote trip alarm reset coil (RR), without 2nd shunt trip, without 1st Shunt trip | 264870 | 1 | Z\ | 1
3WA1232-4LE12-0AA0 |  | Fixed-mounted circuit breaker IEC 60947-2, frame size 2, 4-poles, N-pole left, In=3200A up to 690V AC 50/60Hz, breaking capacity M Icu=85/66kA at 500/690V, Trip unit ETU600 LSI upgrade ready , colordisplay, bluetooth and USB interface, Protection LT, ST, INST, include N-protection, (internal N-sensor available), incl. trip alarm switch (1xCO), rear connection horizontal, with internal voltage tap on upper stab of circuit breaker, with voltage tap module VTM680 and power supply of ETU600, able to communication, integrated metering type PMF-1 Energy Efficiency, Voltage, Active energy Ea Manual operating mechanism with mechanical closing, without Spring charging motor, Ready-to-close signal. switch, Auxiliary switches 2NO+2NC, without Closing coil (CC), manual operating mechanism with mechanical closing, without Remote trip alarm reset coil (RR), without 2nd shunt trip, without 1st Shunt trip | 257870 | 1 | Z\ | 1
3WA1232-4LE13-0AA0 |  | Fixed-mounted circuit breaker IEC 60947-2, frame size 2, 4-poles, N-pole left, In=3200A up to 690V AC 50/60Hz, breaking capacity M Icu=85/66kA at 500/690V, Trip unit ETU600 LSI upgrade ready , colordisplay, bluetooth and USB interface, Protection LT, ST, INST, include N-protection, (internal N-sensor available), incl. trip alarm switch (1xCO), front connection double hole, with internal voltage tap on upper stab of circuit breaker, with voltage tap module VTM680 and power supply of ETU600, able to communication, integrated metering type PMF-1 Energy Efficiency, Voltage, Active energy Ea Manual operating mechanism with mechanical closing, without Spring charging motor, Ready-to-close signal. switch, Auxiliary switches 2NO+2NC, without Closing coil (CC), manual operating mechanism with mechanical closing, without Remote trip alarm reset coil (RR), without 2nd shunt trip, without 1st Shunt trip | 275870 | 1 | Z\ | 1
3WA1232-4LE21-0AA0 |  | fixed-mounted circuit breaker, IEC 60947-2, size 2, 4-pole, N pole on right, In=3200 A up to 690 V AC 50/60 Hz, breaking capacity M Icu=85/66 kA at 500/690 V, tripping unit ETU600 LSI upgradeable, color display, Bluetooth, USB interface, basic protection LT, ST, INST, including protection of the N conductor (internal neutral point sensor available), trip alarm switch (1 x CO), connection at rear vertical, with internal voltage tap on upper stab of circuit breaker, with voltage tap module VTM680 and power supply of ETU600, able to communication, integrated metering type PMF-1 Energy Efficiency, Voltage, Active energy Ea Manual operating mechanism with mechanical closing, without Spring charging motor, Ready-to-close signal. switch, Auxiliary switches 2NO+2NC, without Closing coil (CC), manual operating mechanism with mechanical closing, without Remote trip alarm reset coil (RR), without 2nd shunt trip, without 1st Shunt trip | 264870 | 1 | Z\ | 1
3WA1232-4LE22-0AA0 |  | fixed-mounted circuit breaker, IEC 60947-2, size 2, 4-pole, N pole on right, In=3200 A up to 690 V AC 50/60 Hz, breaking capacity M Icu=85/66 kA at 500/690 V, tripping unit ETU600 LSI upgradeable, color display, Bluetooth, USB interface, basic protection LT, ST, INST, including protection of the N conductor (internal neutral point sensor available), trip alarm switch (1 x CO), connection at rear horizontal with internal voltage tap on upper stab of circuit breaker, with voltage tap module VTM680 and power supply of ETU600, able to communication, integrated metering type PMF-1 Energy Efficiency, Voltage, Active energy Ea Manual operating mechanism with mechanical closing, without Spring charging motor, Ready-to-close signal. switch, Auxiliary switches 2NO+2NC, without Closing coil (CC), manual operating mechanism with mechanical closing, without Remote trip alarm reset coil (RR), without 2nd shunt trip, without 1st Shunt trip | 257870 | 1 | Z\ | 1
3WA1232-4LE23-0AA0 |  | fixed-mounted circuit breaker, IEC 60947-2, size 2, 4-pole, N pole on right, In=3200 A up to 690 V AC 50/60 Hz, breaking capacity M Icu=85/66 kA at 500/690 V, tripping unit ETU600 LSI upgradeable, color display, Bluetooth, USB interface, basic protection LT, ST, INST, including protection of the N conductor (internal neutral point sensor available), trip alarm switch (1 x CO), front connection double hole, with internal voltage tap on upper stab of circuit breaker, with voltage tap module VTM680 and power supply of ETU600, able to communication, integrated metering type PMF-1 Energy Efficiency, Voltage, Active energy Ea Manual operating mechanism with mechanical closing, without Spring charging motor, Ready-to-close signal. switch, Auxiliary switches 2NO+2NC, without Closing coil (CC), manual operating mechanism with mechanical closing, without Remote trip alarm reset coil (RR), without 2nd shunt trip, without 1st Shunt trip | 275870 | 1 | Z\ | 1
3WA1232-4LE31-0AA0 |  | Withdrawable circuit breaker with guide frame, IEC 60947-2, frame size 2, 3-poles, In=3200A up to 690V AC 50/60Hz, breaking capacity M Icu=85/66kA at 500/690V, Trip unit ETU600 LSI upgrade ready , colordisplay, bluetooth and USB interface, Protection LT, ST, INST, N-protection required an external N-sensor, incl. trip alarm switch (1xCO), rear connection vertical, guide frame with shutter and w/o position signalling switch, with internal voltage tap on upper stab of circuit breaker, with voltage tap module VTM680 and power supply of ETU600, able to communication, integrated metering type PMF-1 Energy Efficiency, Voltage, Active energy Ea Manual operating mechanism with mechanical closing, without Spring charging motor, Ready-to-close signal. switch, Auxiliary switches 2NO+2NC, without Closing coil (CC), manual operating mechanism with mechanical closing, without Remote trip alarm reset coil (RR), without 2nd shunt trip, without 1st Shunt trip | 244870 | 1 | Z\ | 1
3WA1232-4LE32-0AA0 |  | Withdrawable circuit breaker with guide frame, IEC 60947-2, frame size 2, 3-poles, In=3200A up to 690V AC 50/60Hz, breaking capacity M Icu=85/66kA at 500/690V, Trip unit ETU600 LSI upgrade ready , colordisplay, bluetooth and USB interface, Protection LT, ST, INST, N-protection required an external N-sensor, incl. trip alarm switch (1xCO), rear connection horizontal, guide frame with shutter and w/o position signalling switch, with internal voltage tap on upper stab of circuit breaker, with voltage tap module VTM680 and power supply of ETU600, able to communication, integrated metering type PMF-1 Energy Efficiency, Voltage, Active energy Ea Manual operating mechanism with mechanical closing, without Spring charging motor, Ready-to-close signal. switch, Auxiliary switches 2NO+2NC, without Closing coil (CC), manual operating mechanism with mechanical closing, without Remote trip alarm reset coil (RR), without 2nd shunt trip, without 1st Shunt trip | 239870 | 1 | Z\ | 1
3WA1232-4LE33-0AA0 |  | Withdrawable circuit breaker with guide frame, IEC 60947-2, frame size 2, 3-poles, In=3200A up to 690V AC 50/60Hz, breaking capacity M Icu=85/66kA at 500/690V, Trip unit ETU600 LSI upgrade ready , colordisplay, bluetooth and USB interface, Protection LT, ST, INST, N-protection required an external N-sensor, incl. trip alarm switch (1xCO), front connection double hole, guide frame with shutter and w/o position signalling switch, with internal voltage tap on upper stab of circuit breaker, with voltage tap module VTM680 and power supply of ETU600, able to communication, integrated metering type PMF-1 Energy Efficiency, Voltage, Active energy Ea Manual operating mechanism with mechanical closing, without Spring charging motor, Ready-to-close signal. switch, Auxiliary switches 2NO+2NC, without Closing coil (CC), manual operating mechanism with mechanical closing, without Remote trip alarm reset coil (RR), without 2nd shunt trip, without 1st Shunt trip | 252870 | 1 | Z\ | 1
3WA1232-4LE34-0AA0 |  | Withdrawable circuit breaker with guide frame, IEC 60947-2, frame size 2, 3-poles, In=3200A up to 690V AC 50/60Hz, breaking capacity M Icu=85/66kA at 500/690V, Trip unit ETU600 LSI upgrade ready , colordisplay, bluetooth and USB interface, Protection LT, ST, INST, N-protection required an external N-sensor, incl. trip alarm switch (1xCO), rear connection flange, guide frame with shutter and w/o position signalling switch, with internal voltage tap on upper stab of circuit breaker, with voltage tap module VTM680 and power supply of ETU600, able to communication, integrated metering type PMF-1 Energy Efficiency, Voltage, Active energy Ea Manual operating mechanism with mechanical closing, without Spring charging motor, Ready-to-close signal. switch, Auxiliary switches 2NO+2NC, without Closing coil (CC), manual operating mechanism with mechanical closing, without Remote trip alarm reset coil (RR), without 2nd shunt trip, without 1st Shunt trip | 239870 | 1 | Z\ | 1
3WA1232-4LE41-0AA0 |  | Withdrawable circuit breaker with guide frame, IEC 60947-2, frame size 2, 4-poles, N-pole left, In=3200A up to 690V AC 50/60Hz, breaking capacity M Icu=85/66kA at 500/690V, Trip unit ETU600 LSI upgrade ready , colordisplay, bluetooth and USB interface, Protection LT, ST, INST, include N-protection, (internal N-sensor available), incl. trip alarm switch (1xCO), rear connection vertical, guide frame with shutter and w/o position signalling switch, with internal voltage tap on upper stab of circuit breaker, with voltage tap module VTM680 and power supply of ETU600, able to communication, integrated metering type PMF-1 Energy Efficiency, Voltage, Active energy Ea Manual operating mechanism with mechanical closing, without Spring charging motor, Ready-to-close signal. switch, Auxiliary switches 2NO+2NC, without Closing coil (CC), manual operating mechanism with mechanical closing, without Remote trip alarm reset coil (RR), without 2nd shunt trip, without 1st Shunt trip | 319870 | 1 | Z\ | 1
3WA1232-4LE42-0AA0 |  | Withdrawable circuit breaker with guide frame, IEC 60947-2, frame size 2, 4-poles, N-pole left, In=3200A up to 690V AC 50/60Hz, breaking capacity M Icu=85/66kA at 500/690V, Trip unit ETU600 LSI upgrade ready , colordisplay, bluetooth and USB interface, Protection LT, ST, INST, include N-protection, (internal N-sensor available), incl. trip alarm switch (1xCO), rear connection horizontal, guide frame with shutter and w/o position signalling switch, with internal voltage tap on upper stab of circuit breaker, with voltage tap module VTM680 and power supply of ETU600, able to communication, integrated metering type PMF-1 Energy Efficiency, Voltage, Active energy Ea Manual operating mechanism with mechanical closing, without Spring charging motor, Ready-to-close signal. switch, Auxiliary switches 2NO+2NC, without Closing coil (CC), manual operating mechanism with mechanical closing, without Remote trip alarm reset coil (RR), without 2nd shunt trip, without 1st Shunt trip | 313870 | 1 | Z\ | 1
3WA1232-4LE43-0AA0 |  | Withdrawable circuit breaker with guide frame, IEC 60947-2, frame size 2, 4-poles, N-pole left, In=3200A up to 690V AC 50/60Hz, breaking capacity M Icu=85/66kA at 500/690V, Trip unit ETU600 LSI upgrade ready , colordisplay, bluetooth and USB interface, Protection LT, ST, INST, include N-protection, (internal N-sensor available), incl. trip alarm switch (1xCO), front connection double hole, guide frame with shutter and w/o position signalling switch, with internal voltage tap on upper stab of circuit breaker, with voltage tap module VTM680 and power supply of ETU600, able to communication, integrated metering type PMF-1 Energy Efficiency, Voltage, Active energy Ea Manual operating mechanism with mechanical closing, without Spring charging motor, Ready-to-close signal. switch, Auxiliary switches 2NO+2NC, without Closing coil (CC), manual operating mechanism with mechanical closing, without Remote trip alarm reset coil (RR), without 2nd shunt trip, without 1st Shunt trip | 331870 | 1 | Z\ | 1
3WA1232-4LE44-0AA0 |  | Withdrawable circuit breaker with guide frame, IEC 60947-2, frame size 2, 4-poles, N-pole left, In=3200A up to 690V AC 50/60Hz, breaking capacity M Icu=85/66kA at 500/690V, Trip unit ETU600 LSI upgrade ready , colordisplay, bluetooth and USB interface, Protection LT, ST, INST, include N-protection, (internal N-sensor available), incl. trip alarm switch (1xCO), rear connection flange, guide frame with shutter and w/o position signalling switch, with internal voltage tap on upper stab of circuit breaker, with voltage tap module VTM680 and power supply of ETU600, able to communication, integrated metering type PMF-1 Energy Efficiency, Voltage, Active energy Ea Manual operating mechanism with mechanical closing, without Spring charging motor, Ready-to-close signal. switch, Auxiliary switches 2NO+2NC, without Closing coil (CC), manual operating mechanism with mechanical closing, without Remote trip alarm reset coil (RR), without 2nd shunt trip, without 1st Shunt trip | 313870 | 1 | Z\ | 1
3WA1232-4LF01-0AA0 |  | Fixed-mounted circuit breaker IEC 60947-2, frame size 2, 3-poles, In=3200A up to 690V AC 50/60Hz, breaking capacity M Icu=85/66kA at 500/690V, Trip unit ETU600 LSIG upgrade ready , colordisplay, bluetooth and USB interface, Protection LT, ST, INST, GFx, N-protection required an external N-sensor, incl. trip alarm switch (1xCO), rear connection vertical, with internal voltage tap on upper stab of circuit breaker, with voltage tap module VTM680 and power supply of ETU600, able to communication, integrated metering type PMF-1 Energy Efficiency, Voltage, Active energy Ea Manual operating mechanism with mechanical closing, without Spring charging motor, Ready-to-close signal. switch, Auxiliary switches 2NO+2NC, without Closing coil (CC), manual operating mechanism with mechanical closing, without Remote trip alarm reset coil (RR), without 2nd shunt trip, without 1st Shunt trip | 212870 | 1 | Z\ | 1
3WA1232-4LF02-0AA0 |  | Fixed-mounted circuit breaker IEC 60947-2, frame size 2, 3-poles, In=3200A up to 690V AC 50/60Hz, breaking capacity M Icu=85/66kA at 500/690V, Trip unit ETU600 LSIG upgrade ready , colordisplay, bluetooth and USB interface, Protection LT, ST, INST, GFx, N-protection required an external N-sensor, incl. trip alarm switch (1xCO), rear connection horizontal, with internal voltage tap on upper stab of circuit breaker, with voltage tap module VTM680 and power supply of ETU600, able to communication, integrated metering type PMF-1 Energy Efficiency, Voltage, Active energy Ea Manual operating mechanism with mechanical closing, without Spring charging motor, Ready-to-close signal. switch, Auxiliary switches 2NO+2NC, without Closing coil (CC), manual operating mechanism with mechanical closing, without Remote trip alarm reset coil (RR), without 2nd shunt trip, without 1st Shunt trip | 207870 | 1 | Z\ | 1
3WA1232-4LF03-0AA0 |  | Fixed-mounted circuit breaker IEC 60947-2, frame size 2, 3-poles, In=3200A up to 690V AC 50/60Hz, breaking capacity M Icu=85/66kA at 500/690V, Trip unit ETU600 LSIG upgrade ready , colordisplay, bluetooth and USB interface, Protection LT, ST, INST, GFx, N-protection required an external N-sensor, incl. trip alarm switch (1xCO), front connection double hole, with internal voltage tap on upper stab of circuit breaker, with voltage tap module VTM680 and power supply of ETU600, able to communication, integrated metering type PMF-1 Energy Efficiency, Voltage, Active energy Ea Manual operating mechanism with mechanical closing, without Spring charging motor, Ready-to-close signal. switch, Auxiliary switches 2NO+2NC, without Closing coil (CC), manual operating mechanism with mechanical closing, without Remote trip alarm reset coil (RR), without 2nd shunt trip, without 1st Shunt trip | 221870 | 1 | Z\ | 1
3WA1232-4LF11-0AA0 |  | Fixed-mounted circuit breaker IEC 60947-2, frame size 2, 4-poles, N-pole left, In=3200A up to 690V AC 50/60Hz, breaking capacity M Icu=85/66kA at 500/690V, Trip unit ETU600 LSIG upgrade ready , colordisplay, bluetooth and USB interface, Protection LT, ST, INST, GFx, include N-protection, (internal N-sensor available), incl. trip alarm switch (1xCO), rear connection vertical, with internal voltage tap on upper stab of circuit breaker, with voltage tap module VTM680 and power supply of ETU600, able to communication, integrated metering type PMF-1 Energy Efficiency, Voltage, Active energy Ea Manual operating mechanism with mechanical closing, without Spring charging motor, Ready-to-close signal. switch, Auxiliary switches 2NO+2NC, without Closing coil (CC), manual operating mechanism with mechanical closing, without Remote trip alarm reset coil (RR), without 2nd shunt trip, without 1st Shunt trip | 274870 | 1 | Z\ | 1
3WA1232-4LF12-0AA0 |  | Fixed-mounted circuit breaker IEC 60947-2, frame size 2, 4-poles, N-pole left, In=3200A up to 690V AC 50/60Hz, breaking capacity M Icu=85/66kA at 500/690V, Trip unit ETU600 LSIG upgrade ready , colordisplay, bluetooth and USB interface, Protection LT, ST, INST, GFx, include N-protection, (internal N-sensor available), incl. trip alarm switch (1xCO), rear connection horizontal, with internal voltage tap on upper stab of circuit breaker, with voltage tap module VTM680 and power supply of ETU600, able to communication, integrated metering type PMF-1 Energy Efficiency, Voltage, Active energy Ea Manual operating mechanism with mechanical closing, without Spring charging motor, Ready-to-close signal. switch, Auxiliary switches 2NO+2NC, without Closing coil (CC), manual operating mechanism with mechanical closing, without Remote trip alarm reset coil (RR), without 2nd shunt trip, without 1st Shunt trip | 268870 | 1 | Z\ | 1
3WA1232-4LF13-0AA0 |  | Fixed-mounted circuit breaker IEC 60947-2, frame size 2, 4-poles, N-pole left, In=3200A up to 690V AC 50/60Hz, breaking capacity M Icu=85/66kA at 500/690V, Trip unit ETU600 LSIG upgrade ready , colordisplay, bluetooth and USB interface, Protection LT, ST, INST, GFx, include N-protection, (internal N-sensor available), incl. trip alarm switch (1xCO), front connection double hole, with internal voltage tap on upper stab of circuit breaker, with voltage tap module VTM680 and power supply of ETU600, able to communication, integrated metering type PMF-1 Energy Efficiency, Voltage, Active energy Ea Manual operating mechanism with mechanical closing, without Spring charging motor, Ready-to-close signal. switch, Auxiliary switches 2NO+2NC, without Closing coil (CC), manual operating mechanism with mechanical closing, without Remote trip alarm reset coil (RR), without 2nd shunt trip, without 1st Shunt trip | 286870 | 1 | Z\ | 1
3WA1232-4LF21-0AA0 |  | fixed-mounted circuit breaker, IEC 60947-2, size 2, 4-pole, N pole on right, In=3200 A up to 690 V AC 50/60 Hz, breaking capacity M Icu=85/66 kA at 500/690 V, tripping unit ETU600 LSIG upgradeable, color display, Bluetooth, USB interface, basic protection LT, ST, INST, GFx, including protection of the N conductor (internal neutral point sensor available), trip alarm switch (1 x CO), connection at rear vertical, with internal voltage tap on upper stab of circuit breaker, with voltage tap module VTM680 and power supply of ETU600, able to communication, integrated metering type PMF-1 Energy Efficiency, Voltage, Active energy Ea Manual operating mechanism with mechanical closing, without Spring charging motor, Ready-to-close signal. switch, Auxiliary switches 2NO+2NC, without Closing coil (CC), manual operating mechanism with mechanical closing, without Remote trip alarm reset coil (RR), without 2nd shunt trip, without 1st Shunt trip | 274870 | 1 | Z\ | 1
3WA1232-4LF22-0AA0 |  | fixed-mounted circuit breaker, IEC 60947-2, size 2, 4-pole, N pole on right, In=3200 A up to 690 V AC 50/60 Hz, breaking capacity M Icu=85/66 kA at 500/690 V, tripping unit ETU600 LSIG upgradeable, color display, Bluetooth, USB interface, basic protection LT, ST, INST, GFx, including protection of the N conductor (internal neutral point sensor available), trip alarm switch (1 x CO), connection at rear horizontal with internal voltage tap on upper stab of circuit breaker, with voltage tap module VTM680 and power supply of ETU600, able to communication, integrated metering type PMF-1 Energy Efficiency, Voltage, Active energy Ea Manual operating mechanism with mechanical closing, without Spring charging motor, Ready-to-close signal. switch, Auxiliary switches 2NO+2NC, without Closing coil (CC), manual operating mechanism with mechanical closing, without Remote trip alarm reset coil (RR), without 2nd shunt trip, without 1st Shunt trip | 268870 | 1 | Z\ | 1
3WA1232-4LF23-0AA0 |  | fixed-mounted circuit breaker, IEC 60947-2, size 2, 4-pole, N pole on right, In=3200 A up to 690 V AC 50/60 Hz, breaking capacity M Icu=85/66 kA at 500/690 V, tripping unit ETU600 LSIG upgradeable, color display, Bluetooth, USB interface, basic protection LT, ST, INST, GFx, including protection of the N conductor (internal neutral point sensor available), trip alarm switch (1 x CO), front connection double hole, with internal voltage tap on upper stab of circuit breaker, with voltage tap module VTM680 and power supply of ETU600, able to communication, integrated metering type PMF-1 Energy Efficiency, Voltage, Active energy Ea Manual operating mechanism with mechanical closing, without Spring charging motor, Ready-to-close signal. switch, Auxiliary switches 2NO+2NC, without Closing coil (CC), manual operating mechanism with mechanical closing, without Remote trip alarm reset coil (RR), without 2nd shunt trip, without 1st Shunt trip | 286870 | 1 | Z\ | 1
3WA1232-4LF31-0AA0 |  | Withdrawable circuit breaker with guide frame, IEC 60947-2, frame size 2, 3-poles, In=3200A up to 690V AC 50/60Hz, breaking capacity M Icu=85/66kA at 500/690V, Trip unit ETU600 LSIG upgrade ready , colordisplay, bluetooth and USB interface, Protection LT, ST, INST, GFx, N-protection required an external N-sensor, incl. trip alarm switch (1xCO), rear connection vertical, guide frame with shutter and w/o position signalling switch, with internal voltage tap on upper stab of circuit breaker, with voltage tap module VTM680 and power supply of ETU600, able to communication, integrated metering type PMF-1 Energy Efficiency, Voltage, Active energy Ea Manual operating mechanism with mechanical closing, without Spring charging motor, Ready-to-close signal. switch, Auxiliary switches 2NO+2NC, without Closing coil (CC), manual operating mechanism with mechanical closing, without Remote trip alarm reset coil (RR), without 2nd shunt trip, without 1st Shunt trip | 255870 | 1 | Z\ | 1
3WA1232-4LF32-0AA0 |  | Withdrawable circuit breaker with guide frame, IEC 60947-2, frame size 2, 3-poles, In=3200A up to 690V AC 50/60Hz, breaking capacity M Icu=85/66kA at 500/690V, Trip unit ETU600 LSIG upgrade ready , colordisplay, bluetooth and USB interface, Protection LT, ST, INST, GFx, N-protection required an external N-sensor, incl. trip alarm switch (1xCO), rear connection horizontal, guide frame with shutter and w/o position signalling switch, with internal voltage tap on upper stab of circuit breaker, with voltage tap module VTM680 and power supply of ETU600, able to communication, integrated metering type PMF-1 Energy Efficiency, Voltage, Active energy Ea Manual operating mechanism with mechanical closing, without Spring charging motor, Ready-to-close signal. switch, Auxiliary switches 2NO+2NC, without Closing coil (CC), manual operating mechanism with mechanical closing, without Remote trip alarm reset coil (RR), without 2nd shunt trip, without 1st Shunt trip | 249870 | 1 | Z\ | 1
3WA1232-4LF33-0AA0 |  | Withdrawable circuit breaker with guide frame, IEC 60947-2, frame size 2, 3-poles, In=3200A up to 690V AC 50/60Hz, breaking capacity M Icu=85/66kA at 500/690V, Trip unit ETU600 LSIG upgrade ready , colordisplay, bluetooth and USB interface, Protection LT, ST, INST, GFx, N-protection required an external N-sensor, incl. trip alarm switch (1xCO), front connection double hole, guide frame with shutter and w/o position signalling switch, with internal voltage tap on upper stab of circuit breaker, with voltage tap module VTM680 and power supply of ETU600, able to communication, integrated metering type PMF-1 Energy Efficiency, Voltage, Active energy Ea Manual operating mechanism with mechanical closing, without Spring charging motor, Ready-to-close signal. switch, Auxiliary switches 2NO+2NC, without Closing coil (CC), manual operating mechanism with mechanical closing, without Remote trip alarm reset coil (RR), without 2nd shunt trip, without 1st Shunt trip | 263870 | 1 | Z\ | 1
3WA1232-4LF34-0AA0 |  | Withdrawable circuit breaker with guide frame, IEC 60947-2, frame size 2, 3-poles, In=3200A up to 690V AC 50/60Hz, breaking capacity M Icu=85/66kA at 500/690V, Trip unit ETU600 LSIG upgrade ready , colordisplay, bluetooth and USB interface, Protection LT, ST, INST, GFx, N-protection required an external N-sensor, incl. trip alarm switch (1xCO), rear connection flange, guide frame with shutter and w/o position signalling switch, with internal voltage tap on upper stab of circuit breaker, with voltage tap module VTM680 and power supply of ETU600, able to communication, integrated metering type PMF-1 Energy Efficiency, Voltage, Active energy Ea Manual operating mechanism with mechanical closing, without Spring charging motor, Ready-to-close signal. switch, Auxiliary switches 2NO+2NC, without Closing coil (CC), manual operating mechanism with mechanical closing, without Remote trip alarm reset coil (RR), without 2nd shunt trip, without 1st Shunt trip | 249870 | 1 | Z\ | 1
3WA1232-4LF41-0AA0 |  | Withdrawable circuit breaker with guide frame, IEC 60947-2, frame size 2, 4-poles, N-pole left, In=3200A up to 690V AC 50/60Hz, breaking capacity M Icu=85/66kA at 500/690V, Trip unit ETU600 LSIG upgrade ready , colordisplay, bluetooth and USB interface, Protection LT, ST, INST, GFx, include N-protection, (internal N-sensor available), incl. trip alarm switch (1xCO), rear connection vertical, guide frame with shutter and w/o position signalling switch, with internal voltage tap on upper stab of circuit breaker, with voltage tap module VTM680 and power supply of ETU600, able to communication, integrated metering type PMF-1 Energy Efficiency, Voltage, Active energy Ea Manual operating mechanism with mechanical closing, without Spring charging motor, Ready-to-close signal. switch, Auxiliary switches 2NO+2NC, without Closing coil (CC), manual operating mechanism with mechanical closing, without Remote trip alarm reset coil (RR), without 2nd shunt trip, without 1st Shunt trip | 330870 | 1 | Z\ | 1
3WA1232-4LF42-0AA0 |  | Withdrawable circuit breaker with guide frame, IEC 60947-2, frame size 2, 4-poles, N-pole left, In=3200A up to 690V AC 50/60Hz, breaking capacity M Icu=85/66kA at 500/690V, Trip unit ETU600 LSIG upgrade ready , colordisplay, bluetooth and USB interface, Protection LT, ST, INST, GFx, include N-protection, (internal N-sensor available), incl. trip alarm switch (1xCO), rear connection horizontal, guide frame with shutter and w/o position signalling switch, with internal voltage tap on upper stab of circuit breaker, with voltage tap module VTM680 and power supply of ETU600, able to communication, integrated metering type PMF-1 Energy Efficiency, Voltage, Active energy Ea Manual operating mechanism with mechanical closing, without Spring charging motor, Ready-to-close signal. switch, Auxiliary switches 2NO+2NC, without Closing coil (CC), manual operating mechanism with mechanical closing, without Remote trip alarm reset coil (RR), without 2nd shunt trip, without 1st Shunt trip | 323870 | 1 | Z\ | 1
3WA1232-4LF43-0AA0 |  | Withdrawable circuit breaker with guide frame, IEC 60947-2, frame size 2, 4-poles, N-pole left, In=3200A up to 690V AC 50/60Hz, breaking capacity M Icu=85/66kA at 500/690V, Trip unit ETU600 LSIG upgrade ready , colordisplay, bluetooth and USB interface, Protection LT, ST, INST, GFx, include N-protection, (internal N-sensor available), incl. trip alarm switch (1xCO), front connection double hole, guide frame with shutter and w/o position signalling switch, with internal voltage tap on upper stab of circuit breaker, with voltage tap module VTM680 and power supply of ETU600, able to communication, integrated metering type PMF-1 Energy Efficiency, Voltage, Active energy Ea Manual operating mechanism with mechanical closing, without Spring charging motor, Ready-to-close signal. switch, Auxiliary switches 2NO+2NC, without Closing coil (CC), manual operating mechanism with mechanical closing, without Remote trip alarm reset coil (RR), without 2nd shunt trip, without 1st Shunt trip | 341870 | 1 | Z\ | 1
3WA1232-4LF44-0AA0 |  | Withdrawable circuit breaker with guide frame, IEC 60947-2, frame size 2, 4-poles, N-pole left, In=3200A up to 690V AC 50/60Hz, breaking capacity M Icu=85/66kA at 500/690V, Trip unit ETU600 LSIG upgrade ready , colordisplay, bluetooth and USB interface, Protection LT, ST, INST, GFx, include N-protection, (internal N-sensor available), incl. trip alarm switch (1xCO), rear connection flange, guide frame with shutter and w/o position signalling switch, with internal voltage tap on upper stab of circuit breaker, with voltage tap module VTM680 and power supply of ETU600, able to communication, integrated metering type PMF-1 Energy Efficiency, Voltage, Active energy Ea Manual operating mechanism with mechanical closing, without Spring charging motor, Ready-to-close signal. switch, Auxiliary switches 2NO+2NC, without Closing coil (CC), manual operating mechanism with mechanical closing, without Remote trip alarm reset coil (RR), without 2nd shunt trip, without 1st Shunt trip | 323870 | 1 | Z\ | 1
3WA1232-4LG01-0AA0 |  | Fixed-mounted circuit breaker IEC 60947-2, frame size 2, 3-poles, In=3200A up to 690V AC 50/60Hz, breaking capacity M Icu=85/66kA at 500/690V, Trip unit ETU600 LSIG Hi-Z upgrade ready , colordisplay, bluetooth and USB interface, Protection LT, ST, INST, GFx, with GF highimpedance-input N-protection required an external N-sensor, incl. trip alarm switch (1xCO), rear connection vertical, with internal voltage tap on upper stab of circuit breaker, with voltage tap module VTM680 and power supply of ETU600, able to communication, integrated metering type PMF-1 Energy Efficiency, Voltage, Active energy Ea Manual operating mechanism with mechanical closing, without Spring charging motor, Ready-to-close signal. switch, Auxiliary switches 2NO+2NC, without Closing coil (CC), manual operating mechanism with mechanical closing, without Remote trip alarm reset coil (RR), without 2nd shunt trip, without 1st Shunt trip | 234870 | 1 | Z\ | 1
3WA1232-4LG02-0AA0 |  | Fixed-mounted circuit breaker IEC 60947-2, frame size 2, 3-poles, In=3200A up to 690V AC 50/60Hz, breaking capacity M Icu=85/66kA at 500/690V, Trip unit ETU600 LSIG Hi-Z upgrade ready , colordisplay, bluetooth and USB interface, Protection LT, ST, INST, GFx, with GF highimpedance-input N-protection required an external N-sensor, incl. trip alarm switch (1xCO), rear connection horizontal, with internal voltage tap on upper stab of circuit breaker, with voltage tap module VTM680 and power supply of ETU600, able to communication, integrated metering type PMF-1 Energy Efficiency, Voltage, Active energy Ea Manual operating mechanism with mechanical closing, without Spring charging motor, Ready-to-close signal. switch, Auxiliary switches 2NO+2NC, without Closing coil (CC), manual operating mechanism with mechanical closing, without Remote trip alarm reset coil (RR), without 2nd shunt trip, without 1st Shunt trip | 228870 | 1 | Z\ | 1
3WA1232-4LG03-0AA0 |  | Fixed-mounted circuit breaker IEC 60947-2, frame size 2, 3-poles, In=3200A up to 690V AC 50/60Hz, breaking capacity M Icu=85/66kA at 500/690V, Trip unit ETU600 LSIG Hi-Z upgrade ready , colordisplay, bluetooth and USB interface, Protection LT, ST, INST, GFx, with GF highimpedance-input N-protection required an external N-sensor, incl. trip alarm switch (1xCO), front connection double hole, with internal voltage tap on upper stab of circuit breaker, with voltage tap module VTM680 and power supply of ETU600, able to communication, integrated metering type PMF-1 Energy Efficiency, Voltage, Active energy Ea Manual operating mechanism with mechanical closing, without Spring charging motor, Ready-to-close signal. switch, Auxiliary switches 2NO+2NC, without Closing coil (CC), manual operating mechanism with mechanical closing, without Remote trip alarm reset coil (RR), without 2nd shunt trip, without 1st Shunt trip | 242870 | 1 | Z\ | 1
3WA1232-4LG11-0AA0 |  | Fixed-mounted circuit breaker IEC 60947-2, frame size 2, 4-poles, N-pole left, In=3200A up to 690V AC 50/60Hz, breaking capacity M Icu=85/66kA at 500/690V, Trip unit ETU600 LSIG Hi-Z upgrade ready , colordisplay, bluetooth and USB interface, Protection LT, ST, INST, GFx, with GF highimpedance-input include N-protection, (internal N-sensor available), incl. trip alarm switch (1xCO), rear connection vertical, with internal voltage tap on upper stab of circuit breaker, with voltage tap module VTM680 and power supply of ETU600, able to communication, integrated metering type PMF-1 Energy Efficiency, Voltage, Active energy Ea Manual operating mechanism with mechanical closing, without Spring charging motor, Ready-to-close signal. switch, Auxiliary switches 2NO+2NC, without Closing coil (CC), manual operating mechanism with mechanical closing, without Remote trip alarm reset coil (RR), without 2nd shunt trip, without 1st Shunt trip | 296870 | 1 | Z\ | 1
3WA1232-4LG12-0AA0 |  | Fixed-mounted circuit breaker IEC 60947-2, frame size 2, 4-poles, N-pole left, In=3200A up to 690V AC 50/60Hz, breaking capacity M Icu=85/66kA at 500/690V, Trip unit ETU600 LSIG Hi-Z upgrade ready , colordisplay, bluetooth and USB interface, Protection LT, ST, INST, GFx, with GF highimpedance-input include N-protection, (internal N-sensor available), incl. trip alarm switch (1xCO), rear connection horizontal, with internal voltage tap on upper stab of circuit breaker, with voltage tap module VTM680 and power supply of ETU600, able to communication, integrated metering type PMF-1 Energy Efficiency, Voltage, Active energy Ea Manual operating mechanism with mechanical closing, without Spring charging motor, Ready-to-close signal. switch, Auxiliary switches 2NO+2NC, without Closing coil (CC), manual operating mechanism with mechanical closing, without Remote trip alarm reset coil (RR), without 2nd shunt trip, without 1st Shunt trip | 289870 | 1 | Z\ | 1
3WA1232-4LG13-0AA0 |  | Fixed-mounted circuit breaker IEC 60947-2, frame size 2, 4-poles, N-pole left, In=3200A up to 690V AC 50/60Hz, breaking capacity M Icu=85/66kA at 500/690V, Trip unit ETU600 LSIG Hi-Z upgrade ready , colordisplay, bluetooth and USB interface, Protection LT, ST, INST, GFx, with GF highimpedance-input include N-protection, (internal N-sensor available), incl. trip alarm switch (1xCO), front connection double hole, with internal voltage tap on upper stab of circuit breaker, with voltage tap module VTM680 and power supply of ETU600, able to communication, integrated metering type PMF-1 Energy Efficiency, Voltage, Active energy Ea Manual operating mechanism with mechanical closing, without Spring charging motor, Ready-to-close signal. switch, Auxiliary switches 2NO+2NC, without Closing coil (CC), manual operating mechanism with mechanical closing, without Remote trip alarm reset coil (RR), without 2nd shunt trip, without 1st Shunt trip | 307870 | 1 | Z\ | 1
3WA1232-4LG21-0AA0 |  | fixed-mounted circuit breaker, IEC 60947-2, size 2, 4-pole, N pole on right, In=3200 A up to 690 V AC 50/60 Hz, breaking capacity M Icu=85/66 kA at 500/690 V, tripping unit ETU600 LSIG Hi-Z upgradeable, color display, Bluetooth, USB interface, basic protection LT, ST, INST, GFx, with GF high-impedance input, including protection of the N conductor (internal neutral point sensor available), trip alarm switch (1 x CO), connection at rear vertical, with internal voltage tap on upper stab of circuit breaker, with voltage tap module VTM680 and power supply of ETU600, able to communication, integrated metering type PMF-1 Energy Efficiency, Voltage, Active energy Ea Manual operating mechanism with mechanical closing, without Spring charging motor, Ready-to-close signal. switch, Auxiliary switches 2NO+2NC, without Closing coil (CC), manual operating mechanism with mechanical closing, without Remote trip alarm reset coil (RR), without 2nd shunt trip, without 1st Shunt trip | 296870 | 1 | Z\ | 1
3WA1232-4LG22-0AA0 |  | fixed-mounted circuit breaker, IEC 60947-2, size 2, 4-pole, N pole on right, In=3200 A up to 690 V AC 50/60 Hz, breaking capacity M Icu=85/66 kA at 500/690 V, tripping unit ETU600 LSIG Hi-Z upgradeable, color display, Bluetooth, USB interface, basic protection LT, ST, INST, GFx, with GF high-impedance input, including protection of the N conductor (internal neutral point sensor available), trip alarm switch (1 x CO), connection at rear horizontal with internal voltage tap on upper stab of circuit breaker, with voltage tap module VTM680 and power supply of ETU600, able to communication, integrated metering type PMF-1 Energy Efficiency, Voltage, Active energy Ea Manual operating mechanism with mechanical closing, without Spring charging motor, Ready-to-close signal. switch, Auxiliary switches 2NO+2NC, without Closing coil (CC), manual operating mechanism with mechanical closing, without Remote trip alarm reset coil (RR), without 2nd shunt trip, without 1st Shunt trip | 289870 | 1 | Z\ | 1
3WA1232-4LG23-0AA0 |  | fixed-mounted circuit breaker, IEC 60947-2, size 2, 4-pole, N pole on right, In=3200 A up to 690 V AC 50/60 Hz, breaking capacity M Icu=85/66 kA at 500/690 V, tripping unit ETU600 LSIG Hi-Z upgradeable, color display, Bluetooth, USB interface, basic protection LT, ST, INST, GFx, with GF high-impedance input, including protection of the N conductor (internal neutral point sensor available), trip alarm switch (1 x CO), front connection double hole, with internal voltage tap on upper stab of circuit breaker, with voltage tap module VTM680 and power supply of ETU600, able to communication, integrated metering type PMF-1 Energy Efficiency, Voltage, Active energy Ea Manual operating mechanism with mechanical closing, without Spring charging motor, Ready-to-close signal. switch, Auxiliary switches 2NO+2NC, without Closing coil (CC), manual operating mechanism with mechanical closing, without Remote trip alarm reset coil (RR), without 2nd shunt trip, without 1st Shunt trip | 307870 | 1 | Z\ | 1
3WA1232-4LG31-0AA0 |  | Withdrawable circuit breaker with guide frame, IEC 60947-2, frame size 2, 3-poles, In=3200A up to 690V AC 50/60Hz, breaking capacity M Icu=85/66kA at 500/690V, Trip unit ETU600 LSIG Hi-Z upgrade ready , colordisplay, bluetooth and USB interface, Protection LT, ST, INST, GFx, with GF highimpedance-input N-protection required an external N-sensor, incl. trip alarm switch (1xCO), rear connection vertical, guide frame with shutter and w/o position signalling switch, with internal voltage tap on upper stab of circuit breaker, with voltage tap module VTM680 and power supply of ETU600, able to communication, integrated metering type PMF-1 Energy Efficiency, Voltage, Active energy Ea Manual operating mechanism with mechanical closing, without Spring charging motor, Ready-to-close signal. switch, Auxiliary switches 2NO+2NC, without Closing coil (CC), manual operating mechanism with mechanical closing, without Remote trip alarm reset coil (RR), without 2nd shunt trip, without 1st Shunt trip | 276870 | 1 | Z\ | 1
3WA1232-4LG32-0AA0 |  | Withdrawable circuit breaker with guide frame, IEC 60947-2, frame size 2, 3-poles, In=3200A up to 690V AC 50/60Hz, breaking capacity M Icu=85/66kA at 500/690V, Trip unit ETU600 LSIG Hi-Z upgrade ready , colordisplay, bluetooth and USB interface, Protection LT, ST, INST, GFx, with GF highimpedance-input N-protection required an external N-sensor, incl. trip alarm switch (1xCO), rear connection horizontal, guide frame with shutter and w/o position signalling switch, with internal voltage tap on upper stab of circuit breaker, with voltage tap module VTM680 and power supply of ETU600, able to communication, integrated metering type PMF-1 Energy Efficiency, Voltage, Active energy Ea Manual operating mechanism with mechanical closing, without Spring charging motor, Ready-to-close signal. switch, Auxiliary switches 2NO+2NC, without Closing coil (CC), manual operating mechanism with mechanical closing, without Remote trip alarm reset coil (RR), without 2nd shunt trip, without 1st Shunt trip | 271870 | 1 | Z\ | 1
3WA1232-4LG33-0AA0 |  | Withdrawable circuit breaker with guide frame, IEC 60947-2, frame size 2, 3-poles, In=3200A up to 690V AC 50/60Hz, breaking capacity M Icu=85/66kA at 500/690V, Trip unit ETU600 LSIG Hi-Z upgrade ready , colordisplay, bluetooth and USB interface, Protection LT, ST, INST, GFx, with GF highimpedance-input N-protection required an external N-sensor, incl. trip alarm switch (1xCO), front connection double hole, guide frame with shutter and w/o position signalling switch, with internal voltage tap on upper stab of circuit breaker, with voltage tap module VTM680 and power supply of ETU600, able to communication, integrated metering type PMF-1 Energy Efficiency, Voltage, Active energy Ea Manual operating mechanism with mechanical closing, without Spring charging motor, Ready-to-close signal. switch, Auxiliary switches 2NO+2NC, without Closing coil (CC), manual operating mechanism with mechanical closing, without Remote trip alarm reset coil (RR), without 2nd shunt trip, without 1st Shunt trip | 284870 | 1 | Z\ | 1
3WA1232-4LG34-0AA0 |  | Withdrawable circuit breaker with guide frame, IEC 60947-2, frame size 2, 3-poles, In=3200A up to 690V AC 50/60Hz, breaking capacity M Icu=85/66kA at 500/690V, Trip unit ETU600 LSIG Hi-Z upgrade ready , colordisplay, bluetooth and USB interface, Protection LT, ST, INST, GFx, with GF highimpedance-input N-protection required an external N-sensor, incl. trip alarm switch (1xCO), rear connection flange, guide frame with shutter and w/o position signalling switch, with internal voltage tap on upper stab of circuit breaker, with voltage tap module VTM680 and power supply of ETU600, able to communication, integrated metering type PMF-1 Energy Efficiency, Voltage, Active energy Ea Manual operating mechanism with mechanical closing, without Spring charging motor, Ready-to-close signal. switch, Auxiliary switches 2NO+2NC, without Closing coil (CC), manual operating mechanism with mechanical closing, without Remote trip alarm reset coil (RR), without 2nd shunt trip, without 1st Shunt trip | 271870 | 1 | Z\ | 1
3WA1232-4LG41-0AA0 |  | Withdrawable circuit breaker with guide frame, IEC 60947-2, frame size 2, 4-poles, N-pole left, In=3200A up to 690V AC 50/60Hz, breaking capacity M Icu=85/66kA at 500/690V, Trip unit ETU600 LSIG Hi-Z upgrade ready , colordisplay, bluetooth and USB interface, Protection LT, ST, INST, GFx, with GF highimpedance-input include N-protection, (internal N-sensor available), incl. trip alarm switch (1xCO), rear connection vertical, guide frame with shutter and w/o position signalling switch, with internal voltage tap on upper stab of circuit breaker, with voltage tap module VTM680 and power supply of ETU600, able to communication, integrated metering type PMF-1 Energy Efficiency, Voltage, Active energy Ea Manual operating mechanism with mechanical closing, without Spring charging motor, Ready-to-close signal. switch, Auxiliary switches 2NO+2NC, without Closing coil (CC), manual operating mechanism with mechanical closing, without Remote trip alarm reset coil (RR), without 2nd shunt trip, without 1st Shunt trip | 351870 | 1 | Z\ | 1
3WA1232-4LG42-0AA0 |  | Withdrawable circuit breaker with guide frame, IEC 60947-2, frame size 2, 4-poles, N-pole left, In=3200A up to 690V AC 50/60Hz, breaking capacity M Icu=85/66kA at 500/690V, Trip unit ETU600 LSIG Hi-Z upgrade ready , colordisplay, bluetooth and USB interface, Protection LT, ST, INST, GFx, with GF highimpedance-input include N-protection, (internal N-sensor available), incl. trip alarm switch (1xCO), rear connection horizontal, guide frame with shutter and w/o position signalling switch, with internal voltage tap on upper stab of circuit breaker, with voltage tap module VTM680 and power supply of ETU600, able to communication, integrated metering type PMF-1 Energy Efficiency, Voltage, Active energy Ea Manual operating mechanism with mechanical closing, without Spring charging motor, Ready-to-close signal. switch, Auxiliary switches 2NO+2NC, without Closing coil (CC), manual operating mechanism with mechanical closing, without Remote trip alarm reset coil (RR), without 2nd shunt trip, without 1st Shunt trip | 345870 | 1 | Z\ | 1
3WA1232-4LG43-0AA0 |  | Withdrawable circuit breaker with guide frame, IEC 60947-2, frame size 2, 4-poles, N-pole left, In=3200A up to 690V AC 50/60Hz, breaking capacity M Icu=85/66kA at 500/690V, Trip unit ETU600 LSIG Hi-Z upgrade ready , colordisplay, bluetooth and USB interface, Protection LT, ST, INST, GFx, with GF highimpedance-input include N-protection, (internal N-sensor available), incl. trip alarm switch (1xCO), front connection double hole, guide frame with shutter and w/o position signalling switch, with internal voltage tap on upper stab of circuit breaker, with voltage tap module VTM680 and power supply of ETU600, able to communication, integrated metering type PMF-1 Energy Efficiency, Voltage, Active energy Ea Manual operating mechanism with mechanical closing, without Spring charging motor, Ready-to-close signal. switch, Auxiliary switches 2NO+2NC, without Closing coil (CC), manual operating mechanism with mechanical closing, without Remote trip alarm reset coil (RR), without 2nd shunt trip, without 1st Shunt trip | 363870 | 1 | Z\ | 1
3WA1232-4LG44-0AA0 |  | Withdrawable circuit breaker with guide frame, IEC 60947-2, frame size 2, 4-poles, N-pole left, In=3200A up to 690V AC 50/60Hz, breaking capacity M Icu=85/66kA at 500/690V, Trip unit ETU600 LSIG Hi-Z upgrade ready , colordisplay, bluetooth and USB interface, Protection LT, ST, INST, GFx, with GF highimpedance-input include N-protection, (internal N-sensor available), incl. trip alarm switch (1xCO), rear connection flange, guide frame with shutter and w/o position signalling switch, with internal voltage tap on upper stab of circuit breaker, with voltage tap module VTM680 and power supply of ETU600, able to communication, integrated metering type PMF-1 Energy Efficiency, Voltage, Active energy Ea Manual operating mechanism with mechanical closing, without Spring charging motor, Ready-to-close signal. switch, Auxiliary switches 2NO+2NC, without Closing coil (CC), manual operating mechanism with mechanical closing, without Remote trip alarm reset coil (RR), without 2nd shunt trip, without 1st Shunt trip | 345870 | 1 | Z\ | 1
3WA1232-4ME01-0AA0 |  | Fixed-mounted circuit breaker IEC 60947-2, frame size 2, 3-poles, In=3200A up to 690V AC 50/60Hz, breaking capacity M Icu=85/66kA at 500/690V, Trip unit ETU600 LSI upgrade ready , colordisplay, bluetooth and USB interface, Protection LT, ST, INST, N-protection required an external N-sensor, incl. trip alarm switch (1xCO), rear connection vertical, with internal voltage tap on upper stab of circuit breaker, with voltage tap module VTM680 and power supply of ETU600, able to communication, integrated metering type PMF-2 Basic Power Monitoring, Voltage, Energy, Power, Power factor, Frequency, Unbalance, Temperature, Manual operating mechanism with mechanical closing, without Spring charging motor, Ready-to-close signal. switch, Auxiliary switches 2NO+2NC, without Closing coil (CC), manual operating mechanism with mechanical closing, without Remote trip alarm reset coil (RR), without 2nd shunt trip, without 1st Shunt trip | 211700 | 1 | Z\ | 1
3WA1232-4ME02-0AA0 |  | Fixed-mounted circuit breaker IEC 60947-2, frame size 2, 3-poles, In=3200A up to 690V AC 50/60Hz, breaking capacity M Icu=85/66kA at 500/690V, Trip unit ETU600 LSI upgrade ready , colordisplay, bluetooth and USB interface, Protection LT, ST, INST, N-protection required an external N-sensor, incl. trip alarm switch (1xCO), rear connection horizontal, with internal voltage tap on upper stab of circuit breaker, with voltage tap module VTM680 and power supply of ETU600, able to communication, integrated metering type PMF-2 Basic Power Monitoring, Voltage, Energy, Power, Power factor, Frequency, Unbalance, Temperature, Manual operating mechanism with mechanical closing, without Spring charging motor, Ready-to-close signal. switch, Auxiliary switches 2NO+2NC, without Closing coil (CC), manual operating mechanism with mechanical closing, without Remote trip alarm reset coil (RR), without 2nd shunt trip, without 1st Shunt trip | 206700 | 1 | Z\ | 1
3WA1232-4ME03-0AA0 |  | Fixed-mounted circuit breaker IEC 60947-2, frame size 2, 3-poles, In=3200A up to 690V AC 50/60Hz, breaking capacity M Icu=85/66kA at 500/690V, Trip unit ETU600 LSI upgrade ready , colordisplay, bluetooth and USB interface, Protection LT, ST, INST, N-protection required an external N-sensor, incl. trip alarm switch (1xCO), front connection double hole, with internal voltage tap on upper stab of circuit breaker, with voltage tap module VTM680 and power supply of ETU600, able to communication, integrated metering type PMF-2 Basic Power Monitoring, Voltage, Energy, Power, Power factor, Frequency, Unbalance, Temperature, Manual operating mechanism with mechanical closing, without Spring charging motor, Ready-to-close signal. switch, Auxiliary switches 2NO+2NC, without Closing coil (CC), manual operating mechanism with mechanical closing, without Remote trip alarm reset coil (RR), without 2nd shunt trip, without 1st Shunt trip | 219700 | 1 | Z\ | 1
3WA1232-4ME11-0AA0 |  | Fixed-mounted circuit breaker IEC 60947-2, frame size 2, 4-poles, N-pole left, In=3200A up to 690V AC 50/60Hz, breaking capacity M Icu=85/66kA at 500/690V, Trip unit ETU600 LSI upgrade ready , colordisplay, bluetooth and USB interface, Protection LT, ST, INST, include N-protection, (internal N-sensor available), incl. trip alarm switch (1xCO), rear connection vertical, with internal voltage tap on upper stab of circuit breaker, with voltage tap module VTM680 and power supply of ETU600, able to communication, integrated metering type PMF-2 Basic Power Monitoring, Voltage, Energy, Power, Power factor, Frequency, Unbalance, Temperature, Manual operating mechanism with mechanical closing, without Spring charging motor, Ready-to-close signal. switch, Auxiliary switches 2NO+2NC, without Closing coil (CC), manual operating mechanism with mechanical closing, without Remote trip alarm reset coil (RR), without 2nd shunt trip, without 1st Shunt trip | 273700 | 1 | Z\ | 1
3WA1232-4ME12-0AA0 |  | Fixed-mounted circuit breaker IEC 60947-2, frame size 2, 4-poles, N-pole left, In=3200A up to 690V AC 50/60Hz, breaking capacity M Icu=85/66kA at 500/690V, Trip unit ETU600 LSI upgrade ready , colordisplay, bluetooth and USB interface, Protection LT, ST, INST, include N-protection, (internal N-sensor available), incl. trip alarm switch (1xCO), rear connection horizontal, with internal voltage tap on upper stab of circuit breaker, with voltage tap module VTM680 and power supply of ETU600, able to communication, integrated metering type PMF-2 Basic Power Monitoring, Voltage, Energy, Power, Power factor, Frequency, Unbalance, Temperature, Manual operating mechanism with mechanical closing, without Spring charging motor, Ready-to-close signal. switch, Auxiliary switches 2NO+2NC, without Closing coil (CC), manual operating mechanism with mechanical closing, without Remote trip alarm reset coil (RR), without 2nd shunt trip, without 1st Shunt trip | 266700 | 1 | Z\ | 1
3WA1232-4ME13-0AA0 |  | Fixed-mounted circuit breaker IEC 60947-2, frame size 2, 4-poles, N-pole left, In=3200A up to 690V AC 50/60Hz, breaking capacity M Icu=85/66kA at 500/690V, Trip unit ETU600 LSI upgrade ready , colordisplay, bluetooth and USB interface, Protection LT, ST, INST, include N-protection, (internal N-sensor available), incl. trip alarm switch (1xCO), front connection double hole, with internal voltage tap on upper stab of circuit breaker, with voltage tap module VTM680 and power supply of ETU600, able to communication, integrated metering type PMF-2 Basic Power Monitoring, Voltage, Energy, Power, Power factor, Frequency, Unbalance, Temperature, Manual operating mechanism with mechanical closing, without Spring charging motor, Ready-to-close signal. switch, Auxiliary switches 2NO+2NC, without Closing coil (CC), manual operating mechanism with mechanical closing, without Remote trip alarm reset coil (RR), without 2nd shunt trip, without 1st Shunt trip | 284700 | 1 | Z\ | 1
3WA1232-4ME21-0AA0 |  | fixed-mounted circuit breaker, IEC 60947-2, size 2, 4-pole, N pole on right, In=3200 A up to 690 V AC 50/60 Hz, breaking capacity M Icu=85/66 kA at 500/690 V, tripping unit ETU600 LSI upgradeable, color display, Bluetooth, USB interface, basic protection LT, ST, INST, including protection of the N conductor (internal neutral point sensor available), trip alarm switch (1 x CO), connection at rear vertical, with internal voltage tap on upper stab of circuit breaker, with voltage tap module VTM680 and power supply of ETU600, able to communication, integrated metering type PMF-2 Basic Power Monitoring, Voltage, Energy, Power, Power factor, Frequency, Unbalance, Temperature, Manual operating mechanism with mechanical closing, without Spring charging motor, Ready-to-close signal. switch, Auxiliary switches 2NO+2NC, without Closing coil (CC), manual operating mechanism with mechanical closing, without Remote trip alarm reset coil (RR), without 2nd shunt trip, without 1st Shunt trip | 273700 | 1 | Z\ | 1
3WA1232-4ME22-0AA0 |  | fixed-mounted circuit breaker, IEC 60947-2, size 2, 4-pole, N pole on right, In=3200 A up to 690 V AC 50/60 Hz, breaking capacity M Icu=85/66 kA at 500/690 V, tripping unit ETU600 LSI upgradeable, color display, Bluetooth, USB interface, basic protection LT, ST, INST, including protection of the N conductor (internal neutral point sensor available), trip alarm switch (1 x CO), connection at rear horizontal with internal voltage tap on upper stab of circuit breaker, with voltage tap module VTM680 and power supply of ETU600, able to communication, integrated metering type PMF-2 Basic Power Monitoring, Voltage, Energy, Power, Power factor, Frequency, Unbalance, Temperature, Manual operating mechanism with mechanical closing, without Spring charging motor, Ready-to-close signal. switch, Auxiliary switches 2NO+2NC, without Closing coil (CC), manual operating mechanism with mechanical closing, without Remote trip alarm reset coil (RR), without 2nd shunt trip, without 1st Shunt trip | 266700 | 1 | Z\ | 1
3WA1232-4ME23-0AA0 |  | fixed-mounted circuit breaker, IEC 60947-2, size 2, 4-pole, N pole on right, In=3200 A up to 690 V AC 50/60 Hz, breaking capacity M Icu=85/66 kA at 500/690 V, tripping unit ETU600 LSI upgradeable, color display, Bluetooth, USB interface, basic protection LT, ST, INST, including protection of the N conductor (internal neutral point sensor available), trip alarm switch (1 x CO), front connection double hole, with internal voltage tap on upper stab of circuit breaker, with voltage tap module VTM680 and power supply of ETU600, able to communication, integrated metering type PMF-2 Basic Power Monitoring, Voltage, Energy, Power, Power factor, Frequency, Unbalance, Temperature, Manual operating mechanism with mechanical closing, without Spring charging motor, Ready-to-close signal. switch, Auxiliary switches 2NO+2NC, without Closing coil (CC), manual operating mechanism with mechanical closing, without Remote trip alarm reset coil (RR), without 2nd shunt trip, without 1st Shunt trip | 284700 | 1 | Z\ | 1
3WA1232-4ME31-0AA0 |  | Withdrawable circuit breaker with guide frame, IEC 60947-2, frame size 2, 3-poles, In=3200A up to 690V AC 50/60Hz, breaking capacity M Icu=85/66kA at 500/690V, Trip unit ETU600 LSI upgrade ready , colordisplay, bluetooth and USB interface, Protection LT, ST, INST, N-protection required an external N-sensor, incl. trip alarm switch (1xCO), rear connection vertical, guide frame with shutter and w/o position signalling switch, with internal voltage tap on upper stab of circuit breaker, with voltage tap module VTM680 and power supply of ETU600, able to communication, integrated metering type PMF-2 Basic Power Monitoring, Voltage, Energy, Power, Power factor, Frequency, Unbalance, Temperature, Manual operating mechanism with mechanical closing, without Spring charging motor, Ready-to-close signal. switch, Auxiliary switches 2NO+2NC, without Closing coil (CC), manual operating mechanism with mechanical closing, without Remote trip alarm reset coil (RR), without 2nd shunt trip, without 1st Shunt trip | 253700 | 1 | Z\ | 1
3WA1232-4ME32-0AA0 |  | Withdrawable circuit breaker with guide frame, IEC 60947-2, frame size 2, 3-poles, In=3200A up to 690V AC 50/60Hz, breaking capacity M Icu=85/66kA at 500/690V, Trip unit ETU600 LSI upgrade ready , colordisplay, bluetooth and USB interface, Protection LT, ST, INST, N-protection required an external N-sensor, incl. trip alarm switch (1xCO), rear connection horizontal, guide frame with shutter and w/o position signalling switch, with internal voltage tap on upper stab of circuit breaker, with voltage tap module VTM680 and power supply of ETU600, able to communication, integrated metering type PMF-2 Basic Power Monitoring, Voltage, Energy, Power, Power factor, Frequency, Unbalance, Temperature, Manual operating mechanism with mechanical closing, without Spring charging motor, Ready-to-close signal. switch, Auxiliary switches 2NO+2NC, without Closing coil (CC), manual operating mechanism with mechanical closing, without Remote trip alarm reset coil (RR), without 2nd shunt trip, without 1st Shunt trip | 248700 | 1 | Z\ | 1
3WA1232-4ME33-0AA0 |  | Withdrawable circuit breaker with guide frame, IEC 60947-2, frame size 2, 3-poles, In=3200A up to 690V AC 50/60Hz, breaking capacity M Icu=85/66kA at 500/690V, Trip unit ETU600 LSI upgrade ready , colordisplay, bluetooth and USB interface, Protection LT, ST, INST, N-protection required an external N-sensor, incl. trip alarm switch (1xCO), front connection double hole, guide frame with shutter and w/o position signalling switch, with internal voltage tap on upper stab of circuit breaker, with voltage tap module VTM680 and power supply of ETU600, able to communication, integrated metering type PMF-2 Basic Power Monitoring, Voltage, Energy, Power, Power factor, Frequency, Unbalance, Temperature, Manual operating mechanism with mechanical closing, without Spring charging motor, Ready-to-close signal. switch, Auxiliary switches 2NO+2NC, without Closing coil (CC), manual operating mechanism with mechanical closing, without Remote trip alarm reset coil (RR), without 2nd shunt trip, without 1st Shunt trip | 261700 | 1 | Z\ | 1
3WA1232-4ME34-0AA0 |  | Withdrawable circuit breaker with guide frame, IEC 60947-2, frame size 2, 3-poles, In=3200A up to 690V AC 50/60Hz, breaking capacity M Icu=85/66kA at 500/690V, Trip unit ETU600 LSI upgrade ready , colordisplay, bluetooth and USB interface, Protection LT, ST, INST, N-protection required an external N-sensor, incl. trip alarm switch (1xCO), rear connection flange, guide frame with shutter and w/o position signalling switch, with internal voltage tap on upper stab of circuit breaker, with voltage tap module VTM680 and power supply of ETU600, able to communication, integrated metering type PMF-2 Basic Power Monitoring, Voltage, Energy, Power, Power factor, Frequency, Unbalance, Temperature, Manual operating mechanism with mechanical closing, without Spring charging motor, Ready-to-close signal. switch, Auxiliary switches 2NO+2NC, without Closing coil (CC), manual operating mechanism with mechanical closing, without Remote trip alarm reset coil (RR), without 2nd shunt trip, without 1st Shunt trip | 248700 | 1 | Z\ | 1
3WA1232-4ME41-0AA0 |  | Withdrawable circuit breaker with guide frame, IEC 60947-2, frame size 2, 4-poles, N-pole left, In=3200A up to 690V AC 50/60Hz, breaking capacity M Icu=85/66kA at 500/690V, Trip unit ETU600 LSI upgrade ready , colordisplay, bluetooth and USB interface, Protection LT, ST, INST, include N-protection, (internal N-sensor available), incl. trip alarm switch (1xCO), rear connection vertical, guide frame with shutter and w/o position signalling switch, with internal voltage tap on upper stab of circuit breaker, with voltage tap module VTM680 and power supply of ETU600, able to communication, integrated metering type PMF-2 Basic Power Monitoring, Voltage, Energy, Power, Power factor, Frequency, Unbalance, Temperature, Manual operating mechanism with mechanical closing, without Spring charging motor, Ready-to-close signal. switch, Auxiliary switches 2NO+2NC, without Closing coil (CC), manual operating mechanism with mechanical closing, without Remote trip alarm reset coil (RR), without 2nd shunt trip, without 1st Shunt trip | 328700 | 1 | Z\ | 1
3WA1232-4ME42-0AA0 |  | Withdrawable circuit breaker with guide frame, IEC 60947-2, frame size 2, 4-poles, N-pole left, In=3200A up to 690V AC 50/60Hz, breaking capacity M Icu=85/66kA at 500/690V, Trip unit ETU600 LSI upgrade ready , colordisplay, bluetooth and USB interface, Protection LT, ST, INST, include N-protection, (internal N-sensor available), incl. trip alarm switch (1xCO), rear connection horizontal, guide frame with shutter and w/o position signalling switch, with internal voltage tap on upper stab of circuit breaker, with voltage tap module VTM680 and power supply of ETU600, able to communication, integrated metering type PMF-2 Basic Power Monitoring, Voltage, Energy, Power, Power factor, Frequency, Unbalance, Temperature, Manual operating mechanism with mechanical closing, without Spring charging motor, Ready-to-close signal. switch, Auxiliary switches 2NO+2NC, without Closing coil (CC), manual operating mechanism with mechanical closing, without Remote trip alarm reset coil (RR), without 2nd shunt trip, without 1st Shunt trip | 322700 | 1 | Z\ | 1
3WA1232-4ME43-0AA0 |  | Withdrawable circuit breaker with guide frame, IEC 60947-2, frame size 2, 4-poles, N-pole left, In=3200A up to 690V AC 50/60Hz, breaking capacity M Icu=85/66kA at 500/690V, Trip unit ETU600 LSI upgrade ready , colordisplay, bluetooth and USB interface, Protection LT, ST, INST, include N-protection, (internal N-sensor available), incl. trip alarm switch (1xCO), front connection double hole, guide frame with shutter and w/o position signalling switch, with internal voltage tap on upper stab of circuit breaker, with voltage tap module VTM680 and power supply of ETU600, able to communication, integrated metering type PMF-2 Basic Power Monitoring, Voltage, Energy, Power, Power factor, Frequency, Unbalance, Temperature, Manual operating mechanism with mechanical closing, without Spring charging motor, Ready-to-close signal. switch, Auxiliary switches 2NO+2NC, without Closing coil (CC), manual operating mechanism with mechanical closing, without Remote trip alarm reset coil (RR), without 2nd shunt trip, without 1st Shunt trip | 340700 | 1 | Z\ | 1
3WA1232-4ME44-0AA0 |  | Withdrawable circuit breaker with guide frame, IEC 60947-2, frame size 2, 4-poles, N-pole left, In=3200A up to 690V AC 50/60Hz, breaking capacity M Icu=85/66kA at 500/690V, Trip unit ETU600 LSI upgrade ready , colordisplay, bluetooth and USB interface, Protection LT, ST, INST, include N-protection, (internal N-sensor available), incl. trip alarm switch (1xCO), rear connection flange, guide frame with shutter and w/o position signalling switch, with internal voltage tap on upper stab of circuit breaker, with voltage tap module VTM680 and power supply of ETU600, able to communication, integrated metering type PMF-2 Basic Power Monitoring, Voltage, Energy, Power, Power factor, Frequency, Unbalance, Temperature, Manual operating mechanism with mechanical closing, without Spring charging motor, Ready-to-close signal. switch, Auxiliary switches 2NO+2NC, without Closing coil (CC), manual operating mechanism with mechanical closing, without Remote trip alarm reset coil (RR), without 2nd shunt trip, without 1st Shunt trip | 322700 | 1 | Z\ | 1
3WA1232-4MF01-0AA0 |  | Fixed-mounted circuit breaker IEC 60947-2, frame size 2, 3-poles, In=3200A up to 690V AC 50/60Hz, breaking capacity M Icu=85/66kA at 500/690V, Trip unit ETU600 LSIG upgrade ready , colordisplay, bluetooth and USB interface, Protection LT, ST, INST, GFx, N-protection required an external N-sensor, incl. trip alarm switch (1xCO), rear connection vertical, with internal voltage tap on upper stab of circuit breaker, with voltage tap module VTM680 and power supply of ETU600, able to communication, integrated metering type PMF-2 Basic Power Monitoring, Voltage, Energy, Power, Power factor, Frequency, Unbalance, Temperature, Manual operating mechanism with mechanical closing, without Spring charging motor, Ready-to-close signal. switch, Auxiliary switches 2NO+2NC, without Closing coil (CC), manual operating mechanism with mechanical closing, without Remote trip alarm reset coil (RR), without 2nd shunt trip, without 1st Shunt trip | 221700 | 1 | Z\ | 1
3WA1232-4MF02-0AA0 |  | Fixed-mounted circuit breaker IEC 60947-2, frame size 2, 3-poles, In=3200A up to 690V AC 50/60Hz, breaking capacity M Icu=85/66kA at 500/690V, Trip unit ETU600 LSIG upgrade ready , colordisplay, bluetooth and USB interface, Protection LT, ST, INST, GFx, N-protection required an external N-sensor, incl. trip alarm switch (1xCO), rear connection horizontal, with internal voltage tap on upper stab of circuit breaker, with voltage tap module VTM680 and power supply of ETU600, able to communication, integrated metering type PMF-2 Basic Power Monitoring, Voltage, Energy, Power, Power factor, Frequency, Unbalance, Temperature, Manual operating mechanism with mechanical closing, without Spring charging motor, Ready-to-close signal. switch, Auxiliary switches 2NO+2NC, without Closing coil (CC), manual operating mechanism with mechanical closing, without Remote trip alarm reset coil (RR), without 2nd shunt trip, without 1st Shunt trip | 216700 | 1 | Z\ | 1
3WA1232-4MF03-0AA0 |  | Fixed-mounted circuit breaker IEC 60947-2, frame size 2, 3-poles, In=3200A up to 690V AC 50/60Hz, breaking capacity M Icu=85/66kA at 500/690V, Trip unit ETU600 LSIG upgrade ready , colordisplay, bluetooth and USB interface, Protection LT, ST, INST, GFx, N-protection required an external N-sensor, incl. trip alarm switch (1xCO), front connection double hole, with internal voltage tap on upper stab of circuit breaker, with voltage tap module VTM680 and power supply of ETU600, able to communication, integrated metering type PMF-2 Basic Power Monitoring, Voltage, Energy, Power, Power factor, Frequency, Unbalance, Temperature, Manual operating mechanism with mechanical closing, without Spring charging motor, Ready-to-close signal. switch, Auxiliary switches 2NO+2NC, without Closing coil (CC), manual operating mechanism with mechanical closing, without Remote trip alarm reset coil (RR), without 2nd shunt trip, without 1st Shunt trip | 230700 | 1 | Z\ | 1
3WA1232-4MF11-0AA0 |  | Fixed-mounted circuit breaker IEC 60947-2, frame size 2, 4-poles, N-pole left, In=3200A up to 690V AC 50/60Hz, breaking capacity M Icu=85/66kA at 500/690V, Trip unit ETU600 LSIG upgrade ready , colordisplay, bluetooth and USB interface, Protection LT, ST, INST, GFx, include N-protection, (internal N-sensor available), incl. trip alarm switch (1xCO), rear connection vertical, with internal voltage tap on upper stab of circuit breaker, with voltage tap module VTM680 and power supply of ETU600, able to communication, integrated metering type PMF-2 Basic Power Monitoring, Voltage, Energy, Power, Power factor, Frequency, Unbalance, Temperature, Manual operating mechanism with mechanical closing, without Spring charging motor, Ready-to-close signal. switch, Auxiliary switches 2NO+2NC, without Closing coil (CC), manual operating mechanism with mechanical closing, without Remote trip alarm reset coil (RR), without 2nd shunt trip, without 1st Shunt trip | 283700 | 1 | Z\ | 1
3WA1232-4MF12-0AA0 |  | Fixed-mounted circuit breaker IEC 60947-2, frame size 2, 4-poles, N-pole left, In=3200A up to 690V AC 50/60Hz, breaking capacity M Icu=85/66kA at 500/690V, Trip unit ETU600 LSIG upgrade ready , colordisplay, bluetooth and USB interface, Protection LT, ST, INST, GFx, include N-protection, (internal N-sensor available), incl. trip alarm switch (1xCO), rear connection horizontal, with internal voltage tap on upper stab of circuit breaker, with voltage tap module VTM680 and power supply of ETU600, able to communication, integrated metering type PMF-2 Basic Power Monitoring, Voltage, Energy, Power, Power factor, Frequency, Unbalance, Temperature, Manual operating mechanism with mechanical closing, without Spring charging motor, Ready-to-close signal. switch, Auxiliary switches 2NO+2NC, without Closing coil (CC), manual operating mechanism with mechanical closing, without Remote trip alarm reset coil (RR), without 2nd shunt trip, without 1st Shunt trip | 277700 | 1 | Z\ | 1
3WA1232-4MF13-0AA0 |  | Fixed-mounted circuit breaker IEC 60947-2, frame size 2, 4-poles, N-pole left, In=3200A up to 690V AC 50/60Hz, breaking capacity M Icu=85/66kA at 500/690V, Trip unit ETU600 LSIG upgrade ready , colordisplay, bluetooth and USB interface, Protection LT, ST, INST, GFx, include N-protection, (internal N-sensor available), incl. trip alarm switch (1xCO), front connection double hole, with internal voltage tap on upper stab of circuit breaker, with voltage tap module VTM680 and power supply of ETU600, able to communication, integrated metering type PMF-2 Basic Power Monitoring, Voltage, Energy, Power, Power factor, Frequency, Unbalance, Temperature, Manual operating mechanism with mechanical closing, without Spring charging motor, Ready-to-close signal. switch, Auxiliary switches 2NO+2NC, without Closing coil (CC), manual operating mechanism with mechanical closing, without Remote trip alarm reset coil (RR), without 2nd shunt trip, without 1st Shunt trip | 295700 | 1 | Z\ | 1
3WA1232-4MF21-0AA0 |  | fixed-mounted circuit breaker, IEC 60947-2, size 2, 4-pole, N pole on right, In=3200 A up to 690 V AC 50/60 Hz, breaking capacity M Icu=85/66 kA at 500/690 V, tripping unit ETU600 LSIG upgradeable, color display, Bluetooth, USB interface, basic protection LT, ST, INST, GFx, including protection of the N conductor (internal neutral point sensor available), trip alarm switch (1 x CO), connection at rear vertical, with internal voltage tap on upper stab of circuit breaker, with voltage tap module VTM680 and power supply of ETU600, able to communication, integrated metering type PMF-2 Basic Power Monitoring, Voltage, Energy, Power, Power factor, Frequency, Unbalance, Temperature, Manual operating mechanism with mechanical closing, without Spring charging motor, Ready-to-close signal. switch, Auxiliary switches 2NO+2NC, without Closing coil (CC), manual operating mechanism with mechanical closing, without Remote trip alarm reset coil (RR), without 2nd shunt trip, without 1st Shunt trip | 283700 | 1 | Z\ | 1
3WA1232-4MF22-0AA0 |  | fixed-mounted circuit breaker, IEC 60947-2, size 2, 4-pole, N pole on right, In=3200 A up to 690 V AC 50/60 Hz, breaking capacity M Icu=85/66 kA at 500/690 V, tripping unit ETU600 LSIG upgradeable, color display, Bluetooth, USB interface, basic protection LT, ST, INST, GFx, including protection of the N conductor (internal neutral point sensor available), trip alarm switch (1 x CO), connection at rear horizontal with internal voltage tap on upper stab of circuit breaker, with voltage tap module VTM680 and power supply of ETU600, able to communication, integrated metering type PMF-2 Basic Power Monitoring, Voltage, Energy, Power, Power factor, Frequency, Unbalance, Temperature, Manual operating mechanism with mechanical closing, without Spring charging motor, Ready-to-close signal. switch, Auxiliary switches 2NO+2NC, without Closing coil (CC), manual operating mechanism with mechanical closing, without Remote trip alarm reset coil (RR), without 2nd shunt trip, without 1st Shunt trip | 277700 | 1 | Z\ | 1
3WA1232-4MF23-0AA0 |  | fixed-mounted circuit breaker, IEC 60947-2, size 2, 4-pole, N pole on right, In=3200 A up to 690 V AC 50/60 Hz, breaking capacity M Icu=85/66 kA at 500/690 V, tripping unit ETU600 LSIG upgradeable, color display, Bluetooth, USB interface, basic protection LT, ST, INST, GFx, including protection of the N conductor (internal neutral point sensor available), trip alarm switch (1 x CO), front connection double hole, with internal voltage tap on upper stab of circuit breaker, with voltage tap module VTM680 and power supply of ETU600, able to communication, integrated metering type PMF-2 Basic Power Monitoring, Voltage, Energy, Power, Power factor, Frequency, Unbalance, Temperature, Manual operating mechanism with mechanical closing, without Spring charging motor, Ready-to-close signal. switch, Auxiliary switches 2NO+2NC, without Closing coil (CC), manual operating mechanism with mechanical closing, without Remote trip alarm reset coil (RR), without 2nd shunt trip, without 1st Shunt trip | 295700 | 1 | Z\ | 1
3WA1232-4MF31-0AA0 |  | Withdrawable circuit breaker with guide frame, IEC 60947-2, frame size 2, 3-poles, In=3200A up to 690V AC 50/60Hz, breaking capacity M Icu=85/66kA at 500/690V, Trip unit ETU600 LSIG upgrade ready , colordisplay, bluetooth and USB interface, Protection LT, ST, INST, GFx, N-protection required an external N-sensor, incl. trip alarm switch (1xCO), rear connection vertical, guide frame with shutter and w/o position signalling switch, with internal voltage tap on upper stab of circuit breaker, with voltage tap module VTM680 and power supply of ETU600, able to communication, integrated metering type PMF-2 Basic Power Monitoring, Voltage, Energy, Power, Power factor, Frequency, Unbalance, Temperature, Manual operating mechanism with mechanical closing, without Spring charging motor, Ready-to-close signal. switch, Auxiliary switches 2NO+2NC, without Closing coil (CC), manual operating mechanism with mechanical closing, without Remote trip alarm reset coil (RR), without 2nd shunt trip, without 1st Shunt trip | 264700 | 1 | Z\ | 1
3WA1232-4MF32-0AA0 |  | Withdrawable circuit breaker with guide frame, IEC 60947-2, frame size 2, 3-poles, In=3200A up to 690V AC 50/60Hz, breaking capacity M Icu=85/66kA at 500/690V, Trip unit ETU600 LSIG upgrade ready , colordisplay, bluetooth and USB interface, Protection LT, ST, INST, GFx, N-protection required an external N-sensor, incl. trip alarm switch (1xCO), rear connection horizontal, guide frame with shutter and w/o position signalling switch, with internal voltage tap on upper stab of circuit breaker, with voltage tap module VTM680 and power supply of ETU600, able to communication, integrated metering type PMF-2 Basic Power Monitoring, Voltage, Energy, Power, Power factor, Frequency, Unbalance, Temperature, Manual operating mechanism with mechanical closing, without Spring charging motor, Ready-to-close signal. switch, Auxiliary switches 2NO+2NC, without Closing coil (CC), manual operating mechanism with mechanical closing, without Remote trip alarm reset coil (RR), without 2nd shunt trip, without 1st Shunt trip | 258700 | 1 | Z\ | 1
3WA1232-4MF33-0AA0 |  | Withdrawable circuit breaker with guide frame, IEC 60947-2, frame size 2, 3-poles, In=3200A up to 690V AC 50/60Hz, breaking capacity M Icu=85/66kA at 500/690V, Trip unit ETU600 LSIG upgrade ready , colordisplay, bluetooth and USB interface, Protection LT, ST, INST, GFx, N-protection required an external N-sensor, incl. trip alarm switch (1xCO), front connection double hole, guide frame with shutter and w/o position signalling switch, with internal voltage tap on upper stab of circuit breaker, with voltage tap module VTM680 and power supply of ETU600, able to communication, integrated metering type PMF-2 Basic Power Monitoring, Voltage, Energy, Power, Power factor, Frequency, Unbalance, Temperature, Manual operating mechanism with mechanical closing, without Spring charging motor, Ready-to-close signal. switch, Auxiliary switches 2NO+2NC, without Closing coil (CC), manual operating mechanism with mechanical closing, without Remote trip alarm reset coil (RR), without 2nd shunt trip, without 1st Shunt trip | 272700 | 1 | Z\ | 1
3WA1232-4MF34-0AA0 |  | Withdrawable circuit breaker with guide frame, IEC 60947-2, frame size 2, 3-poles, In=3200A up to 690V AC 50/60Hz, breaking capacity M Icu=85/66kA at 500/690V, Trip unit ETU600 LSIG upgrade ready , colordisplay, bluetooth and USB interface, Protection LT, ST, INST, GFx, N-protection required an external N-sensor, incl. trip alarm switch (1xCO), rear connection flange, guide frame with shutter and w/o position signalling switch, with internal voltage tap on upper stab of circuit breaker, with voltage tap module VTM680 and power supply of ETU600, able to communication, integrated metering type PMF-2 Basic Power Monitoring, Voltage, Energy, Power, Power factor, Frequency, Unbalance, Temperature, Manual operating mechanism with mechanical closing, without Spring charging motor, Ready-to-close signal. switch, Auxiliary switches 2NO+2NC, without Closing coil (CC), manual operating mechanism with mechanical closing, without Remote trip alarm reset coil (RR), without 2nd shunt trip, without 1st Shunt trip | 258700 | 1 | Z\ | 1
3WA1232-4MF41-0AA0 |  | Withdrawable circuit breaker with guide frame, IEC 60947-2, frame size 2, 4-poles, N-pole left, In=3200A up to 690V AC 50/60Hz, breaking capacity M Icu=85/66kA at 500/690V, Trip unit ETU600 LSIG upgrade ready , colordisplay, bluetooth and USB interface, Protection LT, ST, INST, GFx, include N-protection, (internal N-sensor available), incl. trip alarm switch (1xCO), rear connection vertical, guide frame with shutter and w/o position signalling switch, with internal voltage tap on upper stab of circuit breaker, with voltage tap module VTM680 and power supply of ETU600, able to communication, integrated metering type PMF-2 Basic Power Monitoring, Voltage, Energy, Power, Power factor, Frequency, Unbalance, Temperature, Manual operating mechanism with mechanical closing, without Spring charging motor, Ready-to-close signal. switch, Auxiliary switches 2NO+2NC, without Closing coil (CC), manual operating mechanism with mechanical closing, without Remote trip alarm reset coil (RR), without 2nd shunt trip, without 1st Shunt trip | 339700 | 1 | Z\ | 1
3WA1232-4MF42-0AA0 |  | Withdrawable circuit breaker with guide frame, IEC 60947-2, frame size 2, 4-poles, N-pole left, In=3200A up to 690V AC 50/60Hz, breaking capacity M Icu=85/66kA at 500/690V, Trip unit ETU600 LSIG upgrade ready , colordisplay, bluetooth and USB interface, Protection LT, ST, INST, GFx, include N-protection, (internal N-sensor available), incl. trip alarm switch (1xCO), rear connection horizontal, guide frame with shutter and w/o position signalling switch, with internal voltage tap on upper stab of circuit breaker, with voltage tap module VTM680 and power supply of ETU600, able to communication, integrated metering type PMF-2 Basic Power Monitoring, Voltage, Energy, Power, Power factor, Frequency, Unbalance, Temperature, Manual operating mechanism with mechanical closing, without Spring charging motor, Ready-to-close signal. switch, Auxiliary switches 2NO+2NC, without Closing coil (CC), manual operating mechanism with mechanical closing, without Remote trip alarm reset coil (RR), without 2nd shunt trip, without 1st Shunt trip | 332700 | 1 | Z\ | 1
3WA1232-4MF43-0AA0 |  | Withdrawable circuit breaker with guide frame, IEC 60947-2, frame size 2, 4-poles, N-pole left, In=3200A up to 690V AC 50/60Hz, breaking capacity M Icu=85/66kA at 500/690V, Trip unit ETU600 LSIG upgrade ready , colordisplay, bluetooth and USB interface, Protection LT, ST, INST, GFx, include N-protection, (internal N-sensor available), incl. trip alarm switch (1xCO), front connection double hole, guide frame with shutter and w/o position signalling switch, with internal voltage tap on upper stab of circuit breaker, with voltage tap module VTM680 and power supply of ETU600, able to communication, integrated metering type PMF-2 Basic Power Monitoring, Voltage, Energy, Power, Power factor, Frequency, Unbalance, Temperature, Manual operating mechanism with mechanical closing, without Spring charging motor, Ready-to-close signal. switch, Auxiliary switches 2NO+2NC, without Closing coil (CC), manual operating mechanism with mechanical closing, without Remote trip alarm reset coil (RR), without 2nd shunt trip, without 1st Shunt trip | 350700 | 1 | Z\ | 1
3WA1232-4MF44-0AA0 |  | Withdrawable circuit breaker with guide frame, IEC 60947-2, frame size 2, 4-poles, N-pole left, In=3200A up to 690V AC 50/60Hz, breaking capacity M Icu=85/66kA at 500/690V, Trip unit ETU600 LSIG upgrade ready , colordisplay, bluetooth and USB interface, Protection LT, ST, INST, GFx, include N-protection, (internal N-sensor available), incl. trip alarm switch (1xCO), rear connection flange, guide frame with shutter and w/o position signalling switch, with internal voltage tap on upper stab of circuit breaker, with voltage tap module VTM680 and power supply of ETU600, able to communication, integrated metering type PMF-2 Basic Power Monitoring, Voltage, Energy, Power, Power factor, Frequency, Unbalance, Temperature, Manual operating mechanism with mechanical closing, without Spring charging motor, Ready-to-close signal. switch, Auxiliary switches 2NO+2NC, without Closing coil (CC), manual operating mechanism with mechanical closing, without Remote trip alarm reset coil (RR), without 2nd shunt trip, without 1st Shunt trip | 332700 | 1 | Z\ | 1
3WA1232-4MG01-0AA0 |  | Fixed-mounted circuit breaker IEC 60947-2, frame size 2, 3-poles, In=3200A up to 690V AC 50/60Hz, breaking capacity M Icu=85/66kA at 500/690V, Trip unit ETU600 LSIG Hi-Z upgrade ready , colordisplay, bluetooth and USB interface, Protection LT, ST, INST, GFx, with GF highimpedance-input N-protection required an external N-sensor, incl. trip alarm switch (1xCO), rear connection vertical, with internal voltage tap on upper stab of circuit breaker, with voltage tap module VTM680 and power supply of ETU600, able to communication, integrated metering type PMF-2 Basic Power Monitoring, Voltage, Energy, Power, Power factor, Frequency, Unbalance, Temperature, Manual operating mechanism with mechanical closing, without Spring charging motor, Ready-to-close signal. switch, Auxiliary switches 2NO+2NC, without Closing coil (CC), manual operating mechanism with mechanical closing, without Remote trip alarm reset coil (RR), without 2nd shunt trip, without 1st Shunt trip | 243700 | 1 | Z\ | 1
3WA1232-4MG02-0AA0 |  | Fixed-mounted circuit breaker IEC 60947-2, frame size 2, 3-poles, In=3200A up to 690V AC 50/60Hz, breaking capacity M Icu=85/66kA at 500/690V, Trip unit ETU600 LSIG Hi-Z upgrade ready , colordisplay, bluetooth and USB interface, Protection LT, ST, INST, GFx, with GF highimpedance-input N-protection required an external N-sensor, incl. trip alarm switch (1xCO), rear connection horizontal, with internal voltage tap on upper stab of circuit breaker, with voltage tap module VTM680 and power supply of ETU600, able to communication, integrated metering type PMF-2 Basic Power Monitoring, Voltage, Energy, Power, Power factor, Frequency, Unbalance, Temperature, Manual operating mechanism with mechanical closing, without Spring charging motor, Ready-to-close signal. switch, Auxiliary switches 2NO+2NC, without Closing coil (CC), manual operating mechanism with mechanical closing, without Remote trip alarm reset coil (RR), without 2nd shunt trip, without 1st Shunt trip | 237700 | 1 | Z\ | 1
3WA1232-4MG03-0AA0 |  | Fixed-mounted circuit breaker IEC 60947-2, frame size 2, 3-poles, In=3200A up to 690V AC 50/60Hz, breaking capacity M Icu=85/66kA at 500/690V, Trip unit ETU600 LSIG Hi-Z upgrade ready , colordisplay, bluetooth and USB interface, Protection LT, ST, INST, GFx, with GF highimpedance-input N-protection required an external N-sensor, incl. trip alarm switch (1xCO), front connection double hole, with internal voltage tap on upper stab of circuit breaker, with voltage tap module VTM680 and power supply of ETU600, able to communication, integrated metering type PMF-2 Basic Power Monitoring, Voltage, Energy, Power, Power factor, Frequency, Unbalance, Temperature, Manual operating mechanism with mechanical closing, without Spring charging motor, Ready-to-close signal. switch, Auxiliary switches 2NO+2NC, without Closing coil (CC), manual operating mechanism with mechanical closing, without Remote trip alarm reset coil (RR), without 2nd shunt trip, without 1st Shunt trip | 251700 | 1 | Z\ | 1
3WA1232-4MG11-0AA0 |  | Fixed-mounted circuit breaker IEC 60947-2, frame size 2, 4-poles, N-pole left, In=3200A up to 690V AC 50/60Hz, breaking capacity M Icu=85/66kA at 500/690V, Trip unit ETU600 LSIG Hi-Z upgrade ready , colordisplay, bluetooth and USB interface, Protection LT, ST, INST, GFx, with GF highimpedance-input include N-protection, (internal N-sensor available), incl. trip alarm switch (1xCO), rear connection vertical, with internal voltage tap on upper stab of circuit breaker, with voltage tap module VTM680 and power supply of ETU600, able to communication, integrated metering type PMF-2 Basic Power Monitoring, Voltage, Energy, Power, Power factor, Frequency, Unbalance, Temperature, Manual operating mechanism with mechanical closing, without Spring charging motor, Ready-to-close signal. switch, Auxiliary switches 2NO+2NC, without Closing coil (CC), manual operating mechanism with mechanical closing, without Remote trip alarm reset coil (RR), without 2nd shunt trip, without 1st Shunt trip | 305700 | 1 | Z\ | 1
3WA1232-4MG12-0AA0 |  | Fixed-mounted circuit breaker IEC 60947-2, frame size 2, 4-poles, N-pole left, In=3200A up to 690V AC 50/60Hz, breaking capacity M Icu=85/66kA at 500/690V, Trip unit ETU600 LSIG Hi-Z upgrade ready , colordisplay, bluetooth and USB interface, Protection LT, ST, INST, GFx, with GF highimpedance-input include N-protection, (internal N-sensor available), incl. trip alarm switch (1xCO), rear connection horizontal, with internal voltage tap on upper stab of circuit breaker, with voltage tap module VTM680 and power supply of ETU600, able to communication, integrated metering type PMF-2 Basic Power Monitoring, Voltage, Energy, Power, Power factor, Frequency, Unbalance, Temperature, Manual operating mechanism with mechanical closing, without Spring charging motor, Ready-to-close signal. switch, Auxiliary switches 2NO+2NC, without Closing coil (CC), manual operating mechanism with mechanical closing, without Remote trip alarm reset coil (RR), without 2nd shunt trip, without 1st Shunt trip | 298700 | 1 | Z\ | 1
3WA1232-4MG13-0AA0 |  | Fixed-mounted circuit breaker IEC 60947-2, frame size 2, 4-poles, N-pole left, In=3200A up to 690V AC 50/60Hz, breaking capacity M Icu=85/66kA at 500/690V, Trip unit ETU600 LSIG Hi-Z upgrade ready , colordisplay, bluetooth and USB interface, Protection LT, ST, INST, GFx, with GF highimpedance-input include N-protection, (internal N-sensor available), incl. trip alarm switch (1xCO), front connection double hole, with internal voltage tap on upper stab of circuit breaker, with voltage tap module VTM680 and power supply of ETU600, able to communication, integrated metering type PMF-2 Basic Power Monitoring, Voltage, Energy, Power, Power factor, Frequency, Unbalance, Temperature, Manual operating mechanism with mechanical closing, without Spring charging motor, Ready-to-close signal. switch, Auxiliary switches 2NO+2NC, without Closing coil (CC), manual operating mechanism with mechanical closing, without Remote trip alarm reset coil (RR), without 2nd shunt trip, without 1st Shunt trip | 316700 | 1 | Z\ | 1
3WA1232-4MG21-0AA0 |  | fixed-mounted circuit breaker, IEC 60947-2, size 2, 4-pole, N pole on right, In=3200 A up to 690 V AC 50/60 Hz, breaking capacity M Icu=85/66 kA at 500/690 V, tripping unit ETU600 LSIG Hi-Z upgradeable, color display, Bluetooth, USB interface, basic protection LT, ST, INST, GFx, with GF high-impedance input, including protection of the N conductor (internal neutral point sensor available), trip alarm switch (1 x CO), connection at rear vertical, with internal voltage tap on upper stab of circuit breaker, with voltage tap module VTM680 and power supply of ETU600, able to communication, integrated metering type PMF-2 Basic Power Monitoring, Voltage, Energy, Power, Power factor, Frequency, Unbalance, Temperature, Manual operating mechanism with mechanical closing, without Spring charging motor, Ready-to-close signal. switch, Auxiliary switches 2NO+2NC, without Closing coil (CC), manual operating mechanism with mechanical closing, without Remote trip alarm reset coil (RR), without 2nd shunt trip, without 1st Shunt trip | 305700 | 1 | Z\ | 1
3WA1232-4MG22-0AA0 |  | fixed-mounted circuit breaker, IEC 60947-2, size 2, 4-pole, N pole on right, In=3200 A up to 690 V AC 50/60 Hz, breaking capacity M Icu=85/66 kA at 500/690 V, tripping unit ETU600 LSIG Hi-Z upgradeable, color display, Bluetooth, USB interface, basic protection LT, ST, INST, GFx, with GF high-impedance input, including protection of the N conductor (internal neutral point sensor available), trip alarm switch (1 x CO), connection at rear horizontal with internal voltage tap on upper stab of circuit breaker, with voltage tap module VTM680 and power supply of ETU600, able to communication, integrated metering type PMF-2 Basic Power Monitoring, Voltage, Energy, Power, Power factor, Frequency, Unbalance, Temperature, Manual operating mechanism with mechanical closing, without Spring charging motor, Ready-to-close signal. switch, Auxiliary switches 2NO+2NC, without Closing coil (CC), manual operating mechanism with mechanical closing, without Remote trip alarm reset coil (RR), without 2nd shunt trip, without 1st Shunt trip | 298700 | 1 | Z\ | 1
3WA1232-4MG23-0AA0 |  | fixed-mounted circuit breaker, IEC 60947-2, size 2, 4-pole, N pole on right, In=3200 A up to 690 V AC 50/60 Hz, breaking capacity M Icu=85/66 kA at 500/690 V, tripping unit ETU600 LSIG Hi-Z upgradeable, color display, Bluetooth, USB interface, basic protection LT, ST, INST, GFx, with GF high-impedance input, including protection of the N conductor (internal neutral point sensor available), trip alarm switch (1 x CO), front connection double hole, with internal voltage tap on upper stab of circuit breaker, with voltage tap module VTM680 and power supply of ETU600, able to communication, integrated metering type PMF-2 Basic Power Monitoring, Voltage, Energy, Power, Power factor, Frequency, Unbalance, Temperature, Manual operating mechanism with mechanical closing, without Spring charging motor, Ready-to-close signal. switch, Auxiliary switches 2NO+2NC, without Closing coil (CC), manual operating mechanism with mechanical closing, without Remote trip alarm reset coil (RR), without 2nd shunt trip, without 1st Shunt trip | 316700 | 1 | Z\ | 1
3WA1232-4MG31-0AA0 |  | Withdrawable circuit breaker with guide frame, IEC 60947-2, frame size 2, 3-poles, In=3200A up to 690V AC 50/60Hz, breaking capacity M Icu=85/66kA at 500/690V, Trip unit ETU600 LSIG Hi-Z upgrade ready , colordisplay, bluetooth and USB interface, Protection LT, ST, INST, GFx, with GF highimpedance-input N-protection required an external N-sensor, incl. trip alarm switch (1xCO), rear connection vertical, guide frame with shutter and w/o position signalling switch, with internal voltage tap on upper stab of circuit breaker, with voltage tap module VTM680 and power supply of ETU600, able to communication, integrated metering type PMF-2 Basic Power Monitoring, Voltage, Energy, Power, Power factor, Frequency, Unbalance, Temperature, Manual operating mechanism with mechanical closing, without Spring charging motor, Ready-to-close signal. switch, Auxiliary switches 2NO+2NC, without Closing coil (CC), manual operating mechanism with mechanical closing, without Remote trip alarm reset coil (RR), without 2nd shunt trip, without 1st Shunt trip | 285700 | 1 | Z\ | 1
3WA1232-4MG32-0AA0 |  | Withdrawable circuit breaker with guide frame, IEC 60947-2, frame size 2, 3-poles, In=3200A up to 690V AC 50/60Hz, breaking capacity M Icu=85/66kA at 500/690V, Trip unit ETU600 LSIG Hi-Z upgrade ready , colordisplay, bluetooth and USB interface, Protection LT, ST, INST, GFx, with GF highimpedance-input N-protection required an external N-sensor, incl. trip alarm switch (1xCO), rear connection horizontal, guide frame with shutter and w/o position signalling switch, with internal voltage tap on upper stab of circuit breaker, with voltage tap module VTM680 and power supply of ETU600, able to communication, integrated metering type PMF-2 Basic Power Monitoring, Voltage, Energy, Power, Power factor, Frequency, Unbalance, Temperature, Manual operating mechanism with mechanical closing, without Spring charging motor, Ready-to-close signal. switch, Auxiliary switches 2NO+2NC, without Closing coil (CC), manual operating mechanism with mechanical closing, without Remote trip alarm reset coil (RR), without 2nd shunt trip, without 1st Shunt trip | 280700 | 1 | Z\ | 1
3WA1232-4MG33-0AA0 |  | Withdrawable circuit breaker with guide frame, IEC 60947-2, frame size 2, 3-poles, In=3200A up to 690V AC 50/60Hz, breaking capacity M Icu=85/66kA at 500/690V, Trip unit ETU600 LSIG Hi-Z upgrade ready , colordisplay, bluetooth and USB interface, Protection LT, ST, INST, GFx, with GF highimpedance-input N-protection required an external N-sensor, incl. trip alarm switch (1xCO), front connection double hole, guide frame with shutter and w/o position signalling switch, with internal voltage tap on upper stab of circuit breaker, with voltage tap module VTM680 and power supply of ETU600, able to communication, integrated metering type PMF-2 Basic Power Monitoring, Voltage, Energy, Power, Power factor, Frequency, Unbalance, Temperature, Manual operating mechanism with mechanical closing, without Spring charging motor, Ready-to-close signal. switch, Auxiliary switches 2NO+2NC, without Closing coil (CC), manual operating mechanism with mechanical closing, without Remote trip alarm reset coil (RR), without 2nd shunt trip, without 1st Shunt trip | 293700 | 1 | Z\ | 1
3WA1232-4MG34-0AA0 |  | Withdrawable circuit breaker with guide frame, IEC 60947-2, frame size 2, 3-poles, In=3200A up to 690V AC 50/60Hz, breaking capacity M Icu=85/66kA at 500/690V, Trip unit ETU600 LSIG Hi-Z upgrade ready , colordisplay, bluetooth and USB interface, Protection LT, ST, INST, GFx, with GF highimpedance-input N-protection required an external N-sensor, incl. trip alarm switch (1xCO), rear connection flange, guide frame with shutter and w/o position signalling switch, with internal voltage tap on upper stab of circuit breaker, with voltage tap module VTM680 and power supply of ETU600, able to communication, integrated metering type PMF-2 Basic Power Monitoring, Voltage, Energy, Power, Power factor, Frequency, Unbalance, Temperature, Manual operating mechanism with mechanical closing, without Spring charging motor, Ready-to-close signal. switch, Auxiliary switches 2NO+2NC, without Closing coil (CC), manual operating mechanism with mechanical closing, without Remote trip alarm reset coil (RR), without 2nd shunt trip, without 1st Shunt trip | 280700 | 1 | Z\ | 1
3WA1232-4MG41-0AA0 |  | Withdrawable circuit breaker with guide frame, IEC 60947-2, frame size 2, 4-poles, N-pole left, In=3200A up to 690V AC 50/60Hz, breaking capacity M Icu=85/66kA at 500/690V, Trip unit ETU600 LSIG Hi-Z upgrade ready , colordisplay, bluetooth and USB interface, Protection LT, ST, INST, GFx, with GF highimpedance-input include N-protection, (internal N-sensor available), incl. trip alarm switch (1xCO), rear connection vertical, guide frame with shutter and w/o position signalling switch, with internal voltage tap on upper stab of circuit breaker, with voltage tap module VTM680 and power supply of ETU600, able to communication, integrated metering type PMF-2 Basic Power Monitoring, Voltage, Energy, Power, Power factor, Frequency, Unbalance, Temperature, Manual operating mechanism with mechanical closing, without Spring charging motor, Ready-to-close signal. switch, Auxiliary switches 2NO+2NC, without Closing coil (CC), manual operating mechanism with mechanical closing, without Remote trip alarm reset coil (RR), without 2nd shunt trip, without 1st Shunt trip | 360700 | 1 | Z\ | 1
3WA1232-4MG42-0AA0 |  | Withdrawable circuit breaker with guide frame, IEC 60947-2, frame size 2, 4-poles, N-pole left, In=3200A up to 690V AC 50/60Hz, breaking capacity M Icu=85/66kA at 500/690V, Trip unit ETU600 LSIG Hi-Z upgrade ready , colordisplay, bluetooth and USB interface, Protection LT, ST, INST, GFx, with GF highimpedance-input include N-protection, (internal N-sensor available), incl. trip alarm switch (1xCO), rear connection horizontal, guide frame with shutter and w/o position signalling switch, with internal voltage tap on upper stab of circuit breaker, with voltage tap module VTM680 and power supply of ETU600, able to communication, integrated metering type PMF-2 Basic Power Monitoring, Voltage, Energy, Power, Power factor, Frequency, Unbalance, Temperature, Manual operating mechanism with mechanical closing, without Spring charging motor, Ready-to-close signal. switch, Auxiliary switches 2NO+2NC, without Closing coil (CC), manual operating mechanism with mechanical closing, without Remote trip alarm reset coil (RR), without 2nd shunt trip, without 1st Shunt trip | 354700 | 1 | Z\ | 1
3WA1232-4MG43-0AA0 |  | Withdrawable circuit breaker with guide frame, IEC 60947-2, frame size 2, 4-poles, N-pole left, In=3200A up to 690V AC 50/60Hz, breaking capacity M Icu=85/66kA at 500/690V, Trip unit ETU600 LSIG Hi-Z upgrade ready , colordisplay, bluetooth and USB interface, Protection LT, ST, INST, GFx, with GF highimpedance-input include N-protection, (internal N-sensor available), incl. trip alarm switch (1xCO), front connection double hole, guide frame with shutter and w/o position signalling switch, with internal voltage tap on upper stab of circuit breaker, with voltage tap module VTM680 and power supply of ETU600, able to communication, integrated metering type PMF-2 Basic Power Monitoring, Voltage, Energy, Power, Power factor, Frequency, Unbalance, Temperature, Manual operating mechanism with mechanical closing, without Spring charging motor, Ready-to-close signal. switch, Auxiliary switches 2NO+2NC, without Closing coil (CC), manual operating mechanism with mechanical closing, without Remote trip alarm reset coil (RR), without 2nd shunt trip, without 1st Shunt trip | 372700 | 1 | Z\ | 1
3WA1232-4MG44-0AA0 |  | Withdrawable circuit breaker with guide frame, IEC 60947-2, frame size 2, 4-poles, N-pole left, In=3200A up to 690V AC 50/60Hz, breaking capacity M Icu=85/66kA at 500/690V, Trip unit ETU600 LSIG Hi-Z upgrade ready , colordisplay, bluetooth and USB interface, Protection LT, ST, INST, GFx, with GF highimpedance-input include N-protection, (internal N-sensor available), incl. trip alarm switch (1xCO), rear connection flange, guide frame with shutter and w/o position signalling switch, with internal voltage tap on upper stab of circuit breaker, with voltage tap module VTM680 and power supply of ETU600, able to communication, integrated metering type PMF-2 Basic Power Monitoring, Voltage, Energy, Power, Power factor, Frequency, Unbalance, Temperature, Manual operating mechanism with mechanical closing, without Spring charging motor, Ready-to-close signal. switch, Auxiliary switches 2NO+2NC, without Closing coil (CC), manual operating mechanism with mechanical closing, without Remote trip alarm reset coil (RR), without 2nd shunt trip, without 1st Shunt trip | 354700 | 1 | Z\ | 1
3WA1232-4NE01-0AA0 |  | Fixed-mounted circuit breaker IEC 60947-2, frame size 2, 3-poles, In=3200A up to 690V AC 50/60Hz, breaking capacity M Icu=85/66kA at 500/690V, Trip unit ETU600 LSI upgrade ready , colordisplay, bluetooth and USB interface, Protection LT, ST, INST, N-protection required an external N-sensor, incl. trip alarm switch (1xCO), rear connection vertical, with internal voltage tap on upper stab of circuit breaker, with voltage tap module VTM680 and power supply of ETU600, able to communication, integrated metering type PMF-3 Advanced Power Monitor., Voltage, Energy, Power, Power factor, Frequency, Unbalance, Temperature, Power quality, Manual operating mechanism with mechanical closing, without Spring charging motor, Ready-to-close signal. switch, Auxiliary switches 2NO+2NC, without Closing coil (CC), manual operating mechanism with mechanical closing, without Remote trip alarm reset coil (RR), without 2nd shunt trip, without 1st Shunt trip | 218100 | 1 | Z\ | 1
3WA1232-4NE02-0AA0 |  | Fixed-mounted circuit breaker IEC 60947-2, frame size 2, 3-poles, In=3200A up to 690V AC 50/60Hz, breaking capacity M Icu=85/66kA at 500/690V, Trip unit ETU600 LSI upgrade ready , colordisplay, bluetooth and USB interface, Protection LT, ST, INST, N-protection required an external N-sensor, incl. trip alarm switch (1xCO), rear connection horizontal, with internal voltage tap on upper stab of circuit breaker, with voltage tap module VTM680 and power supply of ETU600, able to communication, integrated metering type PMF-3 Advanced Power Monitor., Voltage, Energy, Power, Power factor, Frequency, Unbalance, Temperature, Power quality, Manual operating mechanism with mechanical closing, without Spring charging motor, Ready-to-close signal. switch, Auxiliary switches 2NO+2NC, without Closing coil (CC), manual operating mechanism with mechanical closing, without Remote trip alarm reset coil (RR), without 2nd shunt trip, without 1st Shunt trip | 213100 | 1 | Z\ | 1
3WA1232-4NE03-0AA0 |  | Fixed-mounted circuit breaker IEC 60947-2, frame size 2, 3-poles, In=3200A up to 690V AC 50/60Hz, breaking capacity M Icu=85/66kA at 500/690V, Trip unit ETU600 LSI upgrade ready , colordisplay, bluetooth and USB interface, Protection LT, ST, INST, N-protection required an external N-sensor, incl. trip alarm switch (1xCO), front connection double hole, with internal voltage tap on upper stab of circuit breaker, with voltage tap module VTM680 and power supply of ETU600, able to communication, integrated metering type PMF-3 Advanced Power Monitor., Voltage, Energy, Power, Power factor, Frequency, Unbalance, Temperature, Power quality, Manual operating mechanism with mechanical closing, without Spring charging motor, Ready-to-close signal. switch, Auxiliary switches 2NO+2NC, without Closing coil (CC), manual operating mechanism with mechanical closing, without Remote trip alarm reset coil (RR), without 2nd shunt trip, without 1st Shunt trip | 226100 | 1 | Z\ | 1
3WA1232-4NE11-0AA0 |  | Fixed-mounted circuit breaker IEC 60947-2, frame size 2, 4-poles, N-pole left, In=3200A up to 690V AC 50/60Hz, breaking capacity M Icu=85/66kA at 500/690V, Trip unit ETU600 LSI upgrade ready , colordisplay, bluetooth and USB interface, Protection LT, ST, INST, include N-protection, (internal N-sensor available), incl. trip alarm switch (1xCO), rear connection vertical, with internal voltage tap on upper stab of circuit breaker, with voltage tap module VTM680 and power supply of ETU600, able to communication, integrated metering type PMF-3 Advanced Power Monitor., Voltage, Energy, Power, Power factor, Frequency, Unbalance, Temperature, Power quality, Manual operating mechanism with mechanical closing, without Spring charging motor, Ready-to-close signal. switch, Auxiliary switches 2NO+2NC, without Closing coil (CC), manual operating mechanism with mechanical closing, without Remote trip alarm reset coil (RR), without 2nd shunt trip, without 1st Shunt trip | 280100 | 1 | Z\ | 1
3WA1232-4NE12-0AA0 |  | Fixed-mounted circuit breaker IEC 60947-2, frame size 2, 4-poles, N-pole left, In=3200A up to 690V AC 50/60Hz, breaking capacity M Icu=85/66kA at 500/690V, Trip unit ETU600 LSI upgrade ready , colordisplay, bluetooth and USB interface, Protection LT, ST, INST, include N-protection, (internal N-sensor available), incl. trip alarm switch (1xCO), rear connection horizontal, with internal voltage tap on upper stab of circuit breaker, with voltage tap module VTM680 and power supply of ETU600, able to communication, integrated metering type PMF-3 Advanced Power Monitor., Voltage, Energy, Power, Power factor, Frequency, Unbalance, Temperature, Power quality, Manual operating mechanism with mechanical closing, without Spring charging motor, Ready-to-close signal. switch, Auxiliary switches 2NO+2NC, without Closing coil (CC), manual operating mechanism with mechanical closing, without Remote trip alarm reset coil (RR), without 2nd shunt trip, without 1st Shunt trip | 273100 | 1 | Z\ | 1
3WA1232-4NE13-0AA0 |  | Fixed-mounted circuit breaker IEC 60947-2, frame size 2, 4-poles, N-pole left, In=3200A up to 690V AC 50/60Hz, breaking capacity M Icu=85/66kA at 500/690V, Trip unit ETU600 LSI upgrade ready , colordisplay, bluetooth and USB interface, Protection LT, ST, INST, include N-protection, (internal N-sensor available), incl. trip alarm switch (1xCO), front connection double hole, with internal voltage tap on upper stab of circuit breaker, with voltage tap module VTM680 and power supply of ETU600, able to communication, integrated metering type PMF-3 Advanced Power Monitor., Voltage, Energy, Power, Power factor, Frequency, Unbalance, Temperature, Power quality, Manual operating mechanism with mechanical closing, without Spring charging motor, Ready-to-close signal. switch, Auxiliary switches 2NO+2NC, without Closing coil (CC), manual operating mechanism with mechanical closing, without Remote trip alarm reset coil (RR), without 2nd shunt trip, without 1st Shunt trip | 291100 | 1 | Z\ | 1
3WA1232-4NE21-0AA0 |  | fixed-mounted circuit breaker, IEC 60947-2, size 2, 4-pole, N pole on right, In=3200 A up to 690 V AC 50/60 Hz, breaking capacity M Icu=85/66 kA at 500/690 V, tripping unit ETU600 LSI upgradeable, color display, Bluetooth, USB interface, basic protection LT, ST, INST, including protection of the N conductor (internal neutral point sensor available), trip alarm switch (1 x CO), connection at rear vertical, with internal voltage tap on upper stab of circuit breaker, with voltage tap module VTM680 and power supply of ETU600, able to communication, integrated metering type PMF-3 Advanced Power Monitor., Voltage, Energy, Power, Power factor, Frequency, Unbalance, Temperature, Power quality, Manual operating mechanism with mechanical closing, without Spring charging motor, Ready-to-close signal. switch, Auxiliary switches 2NO+2NC, without Closing coil (CC), manual operating mechanism with mechanical closing, without Remote trip alarm reset coil (RR), without 2nd shunt trip, without 1st Shunt trip | 280100 | 1 | Z\ | 1
3WA1232-4NE22-0AA0 |  | fixed-mounted circuit breaker, IEC 60947-2, size 2, 4-pole, N pole on right, In=3200 A up to 690 V AC 50/60 Hz, breaking capacity M Icu=85/66 kA at 500/690 V, tripping unit ETU600 LSI upgradeable, color display, Bluetooth, USB interface, basic protection LT, ST, INST, including protection of the N conductor (internal neutral point sensor available), trip alarm switch (1 x CO), connection at rear horizontal with internal voltage tap on upper stab of circuit breaker, with voltage tap module VTM680 and power supply of ETU600, able to communication, integrated metering type PMF-3 Advanced Power Monitor., Voltage, Energy, Power, Power factor, Frequency, Unbalance, Temperature, Power quality, Manual operating mechanism with mechanical closing, without Spring charging motor, Ready-to-close signal. switch, Auxiliary switches 2NO+2NC, without Closing coil (CC), manual operating mechanism with mechanical closing, without Remote trip alarm reset coil (RR), without 2nd shunt trip, without 1st Shunt trip | 273100 | 1 | Z\ | 1
3WA1232-4NE23-0AA0 |  | fixed-mounted circuit breaker, IEC 60947-2, size 2, 4-pole, N pole on right, In=3200 A up to 690 V AC 50/60 Hz, breaking capacity M Icu=85/66 kA at 500/690 V, tripping unit ETU600 LSI upgradeable, color display, Bluetooth, USB interface, basic protection LT, ST, INST, including protection of the N conductor (internal neutral point sensor available), trip alarm switch (1 x CO), front connection double hole, with internal voltage tap on upper stab of circuit breaker, with voltage tap module VTM680 and power supply of ETU600, able to communication, integrated metering type PMF-3 Advanced Power Monitor., Voltage, Energy, Power, Power factor, Frequency, Unbalance, Temperature, Power quality, Manual operating mechanism with mechanical closing, without Spring charging motor, Ready-to-close signal. switch, Auxiliary switches 2NO+2NC, without Closing coil (CC), manual operating mechanism with mechanical closing, without Remote trip alarm reset coil (RR), without 2nd shunt trip, without 1st Shunt trip | 291100 | 1 | Z\ | 1
3WA1232-4NE31-0AA0 |  | Withdrawable circuit breaker with guide frame, IEC 60947-2, frame size 2, 3-poles, In=3200A up to 690V AC 50/60Hz, breaking capacity M Icu=85/66kA at 500/690V, Trip unit ETU600 LSI upgrade ready , colordisplay, bluetooth and USB interface, Protection LT, ST, INST, N-protection required an external N-sensor, incl. trip alarm switch (1xCO), rear connection vertical, guide frame with shutter and w/o position signalling switch, with internal voltage tap on upper stab of circuit breaker, with voltage tap module VTM680 and power supply of ETU600, able to communication, integrated metering type PMF-3 Advanced Power Monitor., Voltage, Energy, Power, Power factor, Frequency, Unbalance, Temperature, Power quality, Manual operating mechanism with mechanical closing, without Spring charging motor, Ready-to-close signal. switch, Auxiliary switches 2NO+2NC, without Closing coil (CC), manual operating mechanism with mechanical closing, without Remote trip alarm reset coil (RR), without 2nd shunt trip, without 1st Shunt trip | 260100 | 1 | Z\ | 1
3WA1232-4NE32-0AA0 |  | Withdrawable circuit breaker with guide frame, IEC 60947-2, frame size 2, 3-poles, In=3200A up to 690V AC 50/60Hz, breaking capacity M Icu=85/66kA at 500/690V, Trip unit ETU600 LSI upgrade ready , colordisplay, bluetooth and USB interface, Protection LT, ST, INST, N-protection required an external N-sensor, incl. trip alarm switch (1xCO), rear connection horizontal, guide frame with shutter and w/o position signalling switch, with internal voltage tap on upper stab of circuit breaker, with voltage tap module VTM680 and power supply of ETU600, able to communication, integrated metering type PMF-3 Advanced Power Monitor., Voltage, Energy, Power, Power factor, Frequency, Unbalance, Temperature, Power quality, Manual operating mechanism with mechanical closing, without Spring charging motor, Ready-to-close signal. switch, Auxiliary switches 2NO+2NC, without Closing coil (CC), manual operating mechanism with mechanical closing, without Remote trip alarm reset coil (RR), without 2nd shunt trip, without 1st Shunt trip | 255100 | 1 | Z\ | 1
3WA1232-4NE33-0AA0 |  | Withdrawable circuit breaker with guide frame, IEC 60947-2, frame size 2, 3-poles, In=3200A up to 690V AC 50/60Hz, breaking capacity M Icu=85/66kA at 500/690V, Trip unit ETU600 LSI upgrade ready , colordisplay, bluetooth and USB interface, Protection LT, ST, INST, N-protection required an external N-sensor, incl. trip alarm switch (1xCO), front connection double hole, guide frame with shutter and w/o position signalling switch, with internal voltage tap on upper stab of circuit breaker, with voltage tap module VTM680 and power supply of ETU600, able to communication, integrated metering type PMF-3 Advanced Power Monitor., Voltage, Energy, Power, Power factor, Frequency, Unbalance, Temperature, Power quality, Manual operating mechanism with mechanical closing, without Spring charging motor, Ready-to-close signal. switch, Auxiliary switches 2NO+2NC, without Closing coil (CC), manual operating mechanism with mechanical closing, without Remote trip alarm reset coil (RR), without 2nd shunt trip, without 1st Shunt trip | 268100 | 1 | Z\ | 1
3WA1232-4NE34-0AA0 |  | Withdrawable circuit breaker with guide frame, IEC 60947-2, frame size 2, 3-poles, In=3200A up to 690V AC 50/60Hz, breaking capacity M Icu=85/66kA at 500/690V, Trip unit ETU600 LSI upgrade ready , colordisplay, bluetooth and USB interface, Protection LT, ST, INST, N-protection required an external N-sensor, incl. trip alarm switch (1xCO), rear connection flange, guide frame with shutter and w/o position signalling switch, with internal voltage tap on upper stab of circuit breaker, with voltage tap module VTM680 and power supply of ETU600, able to communication, integrated metering type PMF-3 Advanced Power Monitor., Voltage, Energy, Power, Power factor, Frequency, Unbalance, Temperature, Power quality, Manual operating mechanism with mechanical closing, without Spring charging motor, Ready-to-close signal. switch, Auxiliary switches 2NO+2NC, without Closing coil (CC), manual operating mechanism with mechanical closing, without Remote trip alarm reset coil (RR), without 2nd shunt trip, without 1st Shunt trip | 255100 | 1 | Z\ | 1
3WA1232-4NE41-0AA0 |  | Withdrawable circuit breaker with guide frame, IEC 60947-2, frame size 2, 4-poles, N-pole left, In=3200A up to 690V AC 50/60Hz, breaking capacity M Icu=85/66kA at 500/690V, Trip unit ETU600 LSI upgrade ready , colordisplay, bluetooth and USB interface, Protection LT, ST, INST, include N-protection, (internal N-sensor available), incl. trip alarm switch (1xCO), rear connection vertical, guide frame with shutter and w/o position signalling switch, with internal voltage tap on upper stab of circuit breaker, with voltage tap module VTM680 and power supply of ETU600, able to communication, integrated metering type PMF-3 Advanced Power Monitor., Voltage, Energy, Power, Power factor, Frequency, Unbalance, Temperature, Power quality, Manual operating mechanism with mechanical closing, without Spring charging motor, Ready-to-close signal. switch, Auxiliary switches 2NO+2NC, without Closing coil (CC), manual operating mechanism with mechanical closing, without Remote trip alarm reset coil (RR), without 2nd shunt trip, without 1st Shunt trip | 335100 | 1 | Z\ | 1
3WA1232-4NE42-0AA0 |  | Withdrawable circuit breaker with guide frame, IEC 60947-2, frame size 2, 4-poles, N-pole left, In=3200A up to 690V AC 50/60Hz, breaking capacity M Icu=85/66kA at 500/690V, Trip unit ETU600 LSI upgrade ready , colordisplay, bluetooth and USB interface, Protection LT, ST, INST, include N-protection, (internal N-sensor available), incl. trip alarm switch (1xCO), rear connection horizontal, guide frame with shutter and w/o position signalling switch, with internal voltage tap on upper stab of circuit breaker, with voltage tap module VTM680 and power supply of ETU600, able to communication, integrated metering type PMF-3 Advanced Power Monitor., Voltage, Energy, Power, Power factor, Frequency, Unbalance, Temperature, Power quality, Manual operating mechanism with mechanical closing, without Spring charging motor, Ready-to-close signal. switch, Auxiliary switches 2NO+2NC, without Closing coil (CC), manual operating mechanism with mechanical closing, without Remote trip alarm reset coil (RR), without 2nd shunt trip, without 1st Shunt trip | 329100 | 1 | Z\ | 1
3WA1232-4NE43-0AA0 |  | Withdrawable circuit breaker with guide frame, IEC 60947-2, frame size 2, 4-poles, N-pole left, In=3200A up to 690V AC 50/60Hz, breaking capacity M Icu=85/66kA at 500/690V, Trip unit ETU600 LSI upgrade ready , colordisplay, bluetooth and USB interface, Protection LT, ST, INST, include N-protection, (internal N-sensor available), incl. trip alarm switch (1xCO), front connection double hole, guide frame with shutter and w/o position signalling switch, with internal voltage tap on upper stab of circuit breaker, with voltage tap module VTM680 and power supply of ETU600, able to communication, integrated metering type PMF-3 Advanced Power Monitor., Voltage, Energy, Power, Power factor, Frequency, Unbalance, Temperature, Power quality, Manual operating mechanism with mechanical closing, without Spring charging motor, Ready-to-close signal. switch, Auxiliary switches 2NO+2NC, without Closing coil (CC), manual operating mechanism with mechanical closing, without Remote trip alarm reset coil (RR), without 2nd shunt trip, without 1st Shunt trip | 347100 | 1 | Z\ | 1
3WA1232-4NE44-0AA0 |  | Withdrawable circuit breaker with guide frame, IEC 60947-2, frame size 2, 4-poles, N-pole left, In=3200A up to 690V AC 50/60Hz, breaking capacity M Icu=85/66kA at 500/690V, Trip unit ETU600 LSI upgrade ready , colordisplay, bluetooth and USB interface, Protection LT, ST, INST, include N-protection, (internal N-sensor available), incl. trip alarm switch (1xCO), rear connection flange, guide frame with shutter and w/o position signalling switch, with internal voltage tap on upper stab of circuit breaker, with voltage tap module VTM680 and power supply of ETU600, able to communication, integrated metering type PMF-3 Advanced Power Monitor., Voltage, Energy, Power, Power factor, Frequency, Unbalance, Temperature, Power quality, Manual operating mechanism with mechanical closing, without Spring charging motor, Ready-to-close signal. switch, Auxiliary switches 2NO+2NC, without Closing coil (CC), manual operating mechanism with mechanical closing, without Remote trip alarm reset coil (RR), without 2nd shunt trip, without 1st Shunt trip | 329100 | 1 | Z\ | 1
3WA1232-4NF01-0AA0 |  | Fixed-mounted circuit breaker IEC 60947-2, frame size 2, 3-poles, In=3200A up to 690V AC 50/60Hz, breaking capacity M Icu=85/66kA at 500/690V, Trip unit ETU600 LSIG upgrade ready , colordisplay, bluetooth and USB interface, Protection LT, ST, INST, GFx, N-protection required an external N-sensor, incl. trip alarm switch (1xCO), rear connection vertical, with internal voltage tap on upper stab of circuit breaker, with voltage tap module VTM680 and power supply of ETU600, able to communication, integrated metering type PMF-3 Advanced Power Monitor., Voltage, Energy, Power, Power factor, Frequency, Unbalance, Temperature, Power quality, Manual operating mechanism with mechanical closing, without Spring charging motor, Ready-to-close signal. switch, Auxiliary switches 2NO+2NC, without Closing coil (CC), manual operating mechanism with mechanical closing, without Remote trip alarm reset coil (RR), without 2nd shunt trip, without 1st Shunt trip | 228100 | 1 | Z\ | 1
3WA1232-4NF02-0AA0 |  | Fixed-mounted circuit breaker IEC 60947-2, frame size 2, 3-poles, In=3200A up to 690V AC 50/60Hz, breaking capacity M Icu=85/66kA at 500/690V, Trip unit ETU600 LSIG upgrade ready , colordisplay, bluetooth and USB interface, Protection LT, ST, INST, GFx, N-protection required an external N-sensor, incl. trip alarm switch (1xCO), rear connection horizontal, with internal voltage tap on upper stab of circuit breaker, with voltage tap module VTM680 and power supply of ETU600, able to communication, integrated metering type PMF-3 Advanced Power Monitor., Voltage, Energy, Power, Power factor, Frequency, Unbalance, Temperature, Power quality, Manual operating mechanism with mechanical closing, without Spring charging motor, Ready-to-close signal. switch, Auxiliary switches 2NO+2NC, without Closing coil (CC), manual operating mechanism with mechanical closing, without Remote trip alarm reset coil (RR), without 2nd shunt trip, without 1st Shunt trip | 223100 | 1 | Z\ | 1
3WA1232-4NF03-0AA0 |  | Fixed-mounted circuit breaker IEC 60947-2, frame size 2, 3-poles, In=3200A up to 690V AC 50/60Hz, breaking capacity M Icu=85/66kA at 500/690V, Trip unit ETU600 LSIG upgrade ready , colordisplay, bluetooth and USB interface, Protection LT, ST, INST, GFx, N-protection required an external N-sensor, incl. trip alarm switch (1xCO), front connection double hole, with internal voltage tap on upper stab of circuit breaker, with voltage tap module VTM680 and power supply of ETU600, able to communication, integrated metering type PMF-3 Advanced Power Monitor., Voltage, Energy, Power, Power factor, Frequency, Unbalance, Temperature, Power quality, Manual operating mechanism with mechanical closing, without Spring charging motor, Ready-to-close signal. switch, Auxiliary switches 2NO+2NC, without Closing coil (CC), manual operating mechanism with mechanical closing, without Remote trip alarm reset coil (RR), without 2nd shunt trip, without 1st Shunt trip | 237100 | 1 | Z\ | 1
3WA1232-4NF11-0AA0 |  | Fixed-mounted circuit breaker IEC 60947-2, frame size 2, 4-poles, N-pole left, In=3200A up to 690V AC 50/60Hz, breaking capacity M Icu=85/66kA at 500/690V, Trip unit ETU600 LSIG upgrade ready , colordisplay, bluetooth and USB interface, Protection LT, ST, INST, GFx, include N-protection, (internal N-sensor available), incl. trip alarm switch (1xCO), rear connection vertical, with internal voltage tap on upper stab of circuit breaker, with voltage tap module VTM680 and power supply of ETU600, able to communication, integrated metering type PMF-3 Advanced Power Monitor., Voltage, Energy, Power, Power factor, Frequency, Unbalance, Temperature, Power quality, Manual operating mechanism with mechanical closing, without Spring charging motor, Ready-to-close signal. switch, Auxiliary switches 2NO+2NC, without Closing coil (CC), manual operating mechanism with mechanical closing, without Remote trip alarm reset coil (RR), without 2nd shunt trip, without 1st Shunt trip | 290100 | 1 | Z\ | 1
3WA1232-4NF12-0AA0 |  | Fixed-mounted circuit breaker IEC 60947-2, frame size 2, 4-poles, N-pole left, In=3200A up to 690V AC 50/60Hz, breaking capacity M Icu=85/66kA at 500/690V, Trip unit ETU600 LSIG upgrade ready , colordisplay, bluetooth and USB interface, Protection LT, ST, INST, GFx, include N-protection, (internal N-sensor available), incl. trip alarm switch (1xCO), rear connection horizontal, with internal voltage tap on upper stab of circuit breaker, with voltage tap module VTM680 and power supply of ETU600, able to communication, integrated metering type PMF-3 Advanced Power Monitor., Voltage, Energy, Power, Power factor, Frequency, Unbalance, Temperature, Power quality, Manual operating mechanism with mechanical closing, without Spring charging motor, Ready-to-close signal. switch, Auxiliary switches 2NO+2NC, without Closing coil (CC), manual operating mechanism with mechanical closing, without Remote trip alarm reset coil (RR), without 2nd shunt trip, without 1st Shunt trip | 284100 | 1 | Z\ | 1
3WA1232-4NF13-0AA0 |  | Fixed-mounted circuit breaker IEC 60947-2, frame size 2, 4-poles, N-pole left, In=3200A up to 690V AC 50/60Hz, breaking capacity M Icu=85/66kA at 500/690V, Trip unit ETU600 LSIG upgrade ready , colordisplay, bluetooth and USB interface, Protection LT, ST, INST, GFx, include N-protection, (internal N-sensor available), incl. trip alarm switch (1xCO), front connection double hole, with internal voltage tap on upper stab of circuit breaker, with voltage tap module VTM680 and power supply of ETU600, able to communication, integrated metering type PMF-3 Advanced Power Monitor., Voltage, Energy, Power, Power factor, Frequency, Unbalance, Temperature, Power quality, Manual operating mechanism with mechanical closing, without Spring charging motor, Ready-to-close signal. switch, Auxiliary switches 2NO+2NC, without Closing coil (CC), manual operating mechanism with mechanical closing, without Remote trip alarm reset coil (RR), without 2nd shunt trip, without 1st Shunt trip | 302100 | 1 | Z\ | 1
3WA1232-4NF21-0AA0 |  | fixed-mounted circuit breaker, IEC 60947-2, size 2, 4-pole, N pole on right, In=3200 A up to 690 V AC 50/60 Hz, breaking capacity M Icu=85/66 kA at 500/690 V, tripping unit ETU600 LSIG upgradeable, color display, Bluetooth, USB interface, basic protection LT, ST, INST, GFx, including protection of the N conductor (internal neutral point sensor available), trip alarm switch (1 x CO), connection at rear vertical, with internal voltage tap on upper stab of circuit breaker, with voltage tap module VTM680 and power supply of ETU600, able to communication, integrated metering type PMF-3 Advanced Power Monitor., Voltage, Energy, Power, Power factor, Frequency, Unbalance, Temperature, Power quality, Manual operating mechanism with mechanical closing, without Spring charging motor, Ready-to-close signal. switch, Auxiliary switches 2NO+2NC, without Closing coil (CC), manual operating mechanism with mechanical closing, without Remote trip alarm reset coil (RR), without 2nd shunt trip, without 1st Shunt trip | 290100 | 1 | Z\ | 1
3WA1232-4NF22-0AA0 |  | fixed-mounted circuit breaker, IEC 60947-2, size 2, 4-pole, N pole on right, In=3200 A up to 690 V AC 50/60 Hz, breaking capacity M Icu=85/66 kA at 500/690 V, tripping unit ETU600 LSIG upgradeable, color display, Bluetooth, USB interface, basic protection LT, ST, INST, GFx, including protection of the N conductor (internal neutral point sensor available), trip alarm switch (1 x CO), connection at rear horizontal with internal voltage tap on upper stab of circuit breaker, with voltage tap module VTM680 and power supply of ETU600, able to communication, integrated metering type PMF-3 Advanced Power Monitor., Voltage, Energy, Power, Power factor, Frequency, Unbalance, Temperature, Power quality, Manual operating mechanism with mechanical closing, without Spring charging motor, Ready-to-close signal. switch, Auxiliary switches 2NO+2NC, without Closing coil (CC), manual operating mechanism with mechanical closing, without Remote trip alarm reset coil (RR), without 2nd shunt trip, without 1st Shunt trip | 284100 | 1 | Z\ | 1
3WA1232-4NF23-0AA0 |  | fixed-mounted circuit breaker, IEC 60947-2, size 2, 4-pole, N pole on right, In=3200 A up to 690 V AC 50/60 Hz, breaking capacity M Icu=85/66 kA at 500/690 V, tripping unit ETU600 LSIG upgradeable, color display, Bluetooth, USB interface, basic protection LT, ST, INST, GFx, including protection of the N conductor (internal neutral point sensor available), trip alarm switch (1 x CO), front connection double hole, with internal voltage tap on upper stab of circuit breaker, with voltage tap module VTM680 and power supply of ETU600, able to communication, integrated metering type PMF-3 Advanced Power Monitor., Voltage, Energy, Power, Power factor, Frequency, Unbalance, Temperature, Power quality, Manual operating mechanism with mechanical closing, without Spring charging motor, Ready-to-close signal. switch, Auxiliary switches 2NO+2NC, without Closing coil (CC), manual operating mechanism with mechanical closing, without Remote trip alarm reset coil (RR), without 2nd shunt trip, without 1st Shunt trip | 302100 | 1 | Z\ | 1
3WA1232-4NF31-0AA0 |  | Withdrawable circuit breaker with guide frame, IEC 60947-2, frame size 2, 3-poles, In=3200A up to 690V AC 50/60Hz, breaking capacity M Icu=85/66kA at 500/690V, Trip unit ETU600 LSIG upgrade ready , colordisplay, bluetooth and USB interface, Protection LT, ST, INST, GFx, N-protection required an external N-sensor, incl. trip alarm switch (1xCO), rear connection vertical, guide frame with shutter and w/o position signalling switch, with internal voltage tap on upper stab of circuit breaker, with voltage tap module VTM680 and power supply of ETU600, able to communication, integrated metering type PMF-3 Advanced Power Monitor., Voltage, Energy, Power, Power factor, Frequency, Unbalance, Temperature, Power quality, Manual operating mechanism with mechanical closing, without Spring charging motor, Ready-to-close signal. switch, Auxiliary switches 2NO+2NC, without Closing coil (CC), manual operating mechanism with mechanical closing, without Remote trip alarm reset coil (RR), without 2nd shunt trip, without 1st Shunt trip | 271100 | 1 | Z\ | 1
3WA1232-4NF32-0AA0 |  | Withdrawable circuit breaker with guide frame, IEC 60947-2, frame size 2, 3-poles, In=3200A up to 690V AC 50/60Hz, breaking capacity M Icu=85/66kA at 500/690V, Trip unit ETU600 LSIG upgrade ready , colordisplay, bluetooth and USB interface, Protection LT, ST, INST, GFx, N-protection required an external N-sensor, incl. trip alarm switch (1xCO), rear connection horizontal, guide frame with shutter and w/o position signalling switch, with internal voltage tap on upper stab of circuit breaker, with voltage tap module VTM680 and power supply of ETU600, able to communication, integrated metering type PMF-3 Advanced Power Monitor., Voltage, Energy, Power, Power factor, Frequency, Unbalance, Temperature, Power quality, Manual operating mechanism with mechanical closing, without Spring charging motor, Ready-to-close signal. switch, Auxiliary switches 2NO+2NC, without Closing coil (CC), manual operating mechanism with mechanical closing, without Remote trip alarm reset coil (RR), without 2nd shunt trip, without 1st Shunt trip | 265100 | 1 | Z\ | 1
3WA1232-4NF33-0AA0 |  | Withdrawable circuit breaker with guide frame, IEC 60947-2, frame size 2, 3-poles, In=3200A up to 690V AC 50/60Hz, breaking capacity M Icu=85/66kA at 500/690V, Trip unit ETU600 LSIG upgrade ready , colordisplay, bluetooth and USB interface, Protection LT, ST, INST, GFx, N-protection required an external N-sensor, incl. trip alarm switch (1xCO), front connection double hole, guide frame with shutter and w/o position signalling switch, with internal voltage tap on upper stab of circuit breaker, with voltage tap module VTM680 and power supply of ETU600, able to communication, integrated metering type PMF-3 Advanced Power Monitor., Voltage, Energy, Power, Power factor, Frequency, Unbalance, Temperature, Power quality, Manual operating mechanism with mechanical closing, without Spring charging motor, Ready-to-close signal. switch, Auxiliary switches 2NO+2NC, without Closing coil (CC), manual operating mechanism with mechanical closing, without Remote trip alarm reset coil (RR), without 2nd shunt trip, without 1st Shunt trip | 279100 | 1 | Z\ | 1
3WA1232-4NF34-0AA0 |  | Withdrawable circuit breaker with guide frame, IEC 60947-2, frame size 2, 3-poles, In=3200A up to 690V AC 50/60Hz, breaking capacity M Icu=85/66kA at 500/690V, Trip unit ETU600 LSIG upgrade ready , colordisplay, bluetooth and USB interface, Protection LT, ST, INST, GFx, N-protection required an external N-sensor, incl. trip alarm switch (1xCO), rear connection flange, guide frame with shutter and w/o position signalling switch, with internal voltage tap on upper stab of circuit breaker, with voltage tap module VTM680 and power supply of ETU600, able to communication, integrated metering type PMF-3 Advanced Power Monitor., Voltage, Energy, Power, Power factor, Frequency, Unbalance, Temperature, Power quality, Manual operating mechanism with mechanical closing, without Spring charging motor, Ready-to-close signal. switch, Auxiliary switches 2NO+2NC, without Closing coil (CC), manual operating mechanism with mechanical closing, without Remote trip alarm reset coil (RR), without 2nd shunt trip, without 1st Shunt trip | 265100 | 1 | Z\ | 1
3WA1232-4NF41-0AA0 |  | Withdrawable circuit breaker with guide frame, IEC 60947-2, frame size 2, 4-poles, N-pole left, In=3200A up to 690V AC 50/60Hz, breaking capacity M Icu=85/66kA at 500/690V, Trip unit ETU600 LSIG upgrade ready , colordisplay, bluetooth and USB interface, Protection LT, ST, INST, GFx, include N-protection, (internal N-sensor available), incl. trip alarm switch (1xCO), rear connection vertical, guide frame with shutter and w/o position signalling switch, with internal voltage tap on upper stab of circuit breaker, with voltage tap module VTM680 and power supply of ETU600, able to communication, integrated metering type PMF-3 Advanced Power Monitor., Voltage, Energy, Power, Power factor, Frequency, Unbalance, Temperature, Power quality, Manual operating mechanism with mechanical closing, without Spring charging motor, Ready-to-close signal. switch, Auxiliary switches 2NO+2NC, without Closing coil (CC), manual operating mechanism with mechanical closing, without Remote trip alarm reset coil (RR), without 2nd shunt trip, without 1st Shunt trip | 346100 | 1 | Z\ | 1
3WA1232-4NF42-0AA0 |  | Withdrawable circuit breaker with guide frame, IEC 60947-2, frame size 2, 4-poles, N-pole left, In=3200A up to 690V AC 50/60Hz, breaking capacity M Icu=85/66kA at 500/690V, Trip unit ETU600 LSIG upgrade ready , colordisplay, bluetooth and USB interface, Protection LT, ST, INST, GFx, include N-protection, (internal N-sensor available), incl. trip alarm switch (1xCO), rear connection horizontal, guide frame with shutter and w/o position signalling switch, with internal voltage tap on upper stab of circuit breaker, with voltage tap module VTM680 and power supply of ETU600, able to communication, integrated metering type PMF-3 Advanced Power Monitor., Voltage, Energy, Power, Power factor, Frequency, Unbalance, Temperature, Power quality, Manual operating mechanism with mechanical closing, without Spring charging motor, Ready-to-close signal. switch, Auxiliary switches 2NO+2NC, without Closing coil (CC), manual operating mechanism with mechanical closing, without Remote trip alarm reset coil (RR), without 2nd shunt trip, without 1st Shunt trip | 339100 | 1 | Z\ | 1
3WA1232-4NF43-0AA0 |  | Withdrawable circuit breaker with guide frame, IEC 60947-2, frame size 2, 4-poles, N-pole left, In=3200A up to 690V AC 50/60Hz, breaking capacity M Icu=85/66kA at 500/690V, Trip unit ETU600 LSIG upgrade ready , colordisplay, bluetooth and USB interface, Protection LT, ST, INST, GFx, include N-protection, (internal N-sensor available), incl. trip alarm switch (1xCO), front connection double hole, guide frame with shutter and w/o position signalling switch, with internal voltage tap on upper stab of circuit breaker, with voltage tap module VTM680 and power supply of ETU600, able to communication, integrated metering type PMF-3 Advanced Power Monitor., Voltage, Energy, Power, Power factor, Frequency, Unbalance, Temperature, Power quality, Manual operating mechanism with mechanical closing, without Spring charging motor, Ready-to-close signal. switch, Auxiliary switches 2NO+2NC, without Closing coil (CC), manual operating mechanism with mechanical closing, without Remote trip alarm reset coil (RR), without 2nd shunt trip, without 1st Shunt trip | 357100 | 1 | Z\ | 1
3WA1232-4NF44-0AA0 |  | Withdrawable circuit breaker with guide frame, IEC 60947-2, frame size 2, 4-poles, N-pole left, In=3200A up to 690V AC 50/60Hz, breaking capacity M Icu=85/66kA at 500/690V, Trip unit ETU600 LSIG upgrade ready , colordisplay, bluetooth and USB interface, Protection LT, ST, INST, GFx, include N-protection, (internal N-sensor available), incl. trip alarm switch (1xCO), rear connection flange, guide frame with shutter and w/o position signalling switch, with internal voltage tap on upper stab of circuit breaker, with voltage tap module VTM680 and power supply of ETU600, able to communication, integrated metering type PMF-3 Advanced Power Monitor., Voltage, Energy, Power, Power factor, Frequency, Unbalance, Temperature, Power quality, Manual operating mechanism with mechanical closing, without Spring charging motor, Ready-to-close signal. switch, Auxiliary switches 2NO+2NC, without Closing coil (CC), manual operating mechanism with mechanical closing, without Remote trip alarm reset coil (RR), without 2nd shunt trip, without 1st Shunt trip | 339100 | 1 | Z\ | 1
3WA1232-4NG01-0AA0 |  | Fixed-mounted circuit breaker IEC 60947-2, frame size 2, 3-poles, In=3200A up to 690V AC 50/60Hz, breaking capacity M Icu=85/66kA at 500/690V, Trip unit ETU600 LSIG Hi-Z upgrade ready , colordisplay, bluetooth and USB interface, Protection LT, ST, INST, GFx, with GF highimpedance-input N-protection required an external N-sensor, incl. trip alarm switch (1xCO), rear connection vertical, with internal voltage tap on upper stab of circuit breaker, with voltage tap module VTM680 and power supply of ETU600, able to communication, integrated metering type PMF-3 Advanced Power Monitor., Voltage, Energy, Power, Power factor, Frequency, Unbalance, Temperature, Power quality, Manual operating mechanism with mechanical closing, without Spring charging motor, Ready-to-close signal. switch, Auxiliary switches 2NO+2NC, without Closing coil (CC), manual operating mechanism with mechanical closing, without Remote trip alarm reset coil (RR), without 2nd shunt trip, without 1st Shunt trip | 250100 | 1 | Z\ | 1
3WA1232-4NG02-0AA0 |  | Fixed-mounted circuit breaker IEC 60947-2, frame size 2, 3-poles, In=3200A up to 690V AC 50/60Hz, breaking capacity M Icu=85/66kA at 500/690V, Trip unit ETU600 LSIG Hi-Z upgrade ready , colordisplay, bluetooth and USB interface, Protection LT, ST, INST, GFx, with GF highimpedance-input N-protection required an external N-sensor, incl. trip alarm switch (1xCO), rear connection horizontal, with internal voltage tap on upper stab of circuit breaker, with voltage tap module VTM680 and power supply of ETU600, able to communication, integrated metering type PMF-3 Advanced Power Monitor., Voltage, Energy, Power, Power factor, Frequency, Unbalance, Temperature, Power quality, Manual operating mechanism with mechanical closing, without Spring charging motor, Ready-to-close signal. switch, Auxiliary switches 2NO+2NC, without Closing coil (CC), manual operating mechanism with mechanical closing, without Remote trip alarm reset coil (RR), without 2nd shunt trip, without 1st Shunt trip | 244100 | 1 | Z\ | 1
3WA1232-4NG03-0AA0 |  | Fixed-mounted circuit breaker IEC 60947-2, frame size 2, 3-poles, In=3200A up to 690V AC 50/60Hz, breaking capacity M Icu=85/66kA at 500/690V, Trip unit ETU600 LSIG Hi-Z upgrade ready , colordisplay, bluetooth and USB interface, Protection LT, ST, INST, GFx, with GF highimpedance-input N-protection required an external N-sensor, incl. trip alarm switch (1xCO), front connection double hole, with internal voltage tap on upper stab of circuit breaker, with voltage tap module VTM680 and power supply of ETU600, able to communication, integrated metering type PMF-3 Advanced Power Monitor., Voltage, Energy, Power, Power factor, Frequency, Unbalance, Temperature, Power quality, Manual operating mechanism with mechanical closing, without Spring charging motor, Ready-to-close signal. switch, Auxiliary switches 2NO+2NC, without Closing coil (CC), manual operating mechanism with mechanical closing, without Remote trip alarm reset coil (RR), without 2nd shunt trip, without 1st Shunt trip | 258100 | 1 | Z\ | 1
3WA1232-4NG11-0AA0 |  | Fixed-mounted circuit breaker IEC 60947-2, frame size 2, 4-poles, N-pole left, In=3200A up to 690V AC 50/60Hz, breaking capacity M Icu=85/66kA at 500/690V, Trip unit ETU600 LSIG Hi-Z upgrade ready , colordisplay, bluetooth and USB interface, Protection LT, ST, INST, GFx, with GF highimpedance-input include N-protection, (internal N-sensor available), incl. trip alarm switch (1xCO), rear connection vertical, with internal voltage tap on upper stab of circuit breaker, with voltage tap module VTM680 and power supply of ETU600, able to communication, integrated metering type PMF-3 Advanced Power Monitor., Voltage, Energy, Power, Power factor, Frequency, Unbalance, Temperature, Power quality, Manual operating mechanism with mechanical closing, without Spring charging motor, Ready-to-close signal. switch, Auxiliary switches 2NO+2NC, without Closing coil (CC), manual operating mechanism with mechanical closing, without Remote trip alarm reset coil (RR), without 2nd shunt trip, without 1st Shunt trip | 312100 | 1 | Z\ | 1
3WA1232-4NG12-0AA0 |  | Fixed-mounted circuit breaker IEC 60947-2, frame size 2, 4-poles, N-pole left, In=3200A up to 690V AC 50/60Hz, breaking capacity M Icu=85/66kA at 500/690V, Trip unit ETU600 LSIG Hi-Z upgrade ready , colordisplay, bluetooth and USB interface, Protection LT, ST, INST, GFx, with GF highimpedance-input include N-protection, (internal N-sensor available), incl. trip alarm switch (1xCO), rear connection horizontal, with internal voltage tap on upper stab of circuit breaker, with voltage tap module VTM680 and power supply of ETU600, able to communication, integrated metering type PMF-3 Advanced Power Monitor., Voltage, Energy, Power, Power factor, Frequency, Unbalance, Temperature, Power quality, Manual operating mechanism with mechanical closing, without Spring charging motor, Ready-to-close signal. switch, Auxiliary switches 2NO+2NC, without Closing coil (CC), manual operating mechanism with mechanical closing, without Remote trip alarm reset coil (RR), without 2nd shunt trip, without 1st Shunt trip | 305100 | 1 | Z\ | 1
3WA1232-4NG13-0AA0 |  | Fixed-mounted circuit breaker IEC 60947-2, frame size 2, 4-poles, N-pole left, In=3200A up to 690V AC 50/60Hz, breaking capacity M Icu=85/66kA at 500/690V, Trip unit ETU600 LSIG Hi-Z upgrade ready , colordisplay, bluetooth and USB interface, Protection LT, ST, INST, GFx, with GF highimpedance-input include N-protection, (internal N-sensor available), incl. trip alarm switch (1xCO), front connection double hole, with internal voltage tap on upper stab of circuit breaker, with voltage tap module VTM680 and power supply of ETU600, able to communication, integrated metering type PMF-3 Advanced Power Monitor., Voltage, Energy, Power, Power factor, Frequency, Unbalance, Temperature, Power quality, Manual operating mechanism with mechanical closing, without Spring charging motor, Ready-to-close signal. switch, Auxiliary switches 2NO+2NC, without Closing coil (CC), manual operating mechanism with mechanical closing, without Remote trip alarm reset coil (RR), without 2nd shunt trip, without 1st Shunt trip | 323100 | 1 | Z\ | 1
3WA1232-4NG21-0AA0 |  | fixed-mounted circuit breaker, IEC 60947-2, size 2, 4-pole, N pole on right, In=3200 A up to 690 V AC 50/60 Hz, breaking capacity M Icu=85/66 kA at 500/690 V, tripping unit ETU600 LSIG Hi-Z upgradeable, color display, Bluetooth, USB interface, basic protection LT, ST, INST, GFx, with GF high-impedance input, including protection of the N conductor (internal neutral point sensor available), trip alarm switch (1 x CO), connection at rear vertical, with internal voltage tap on upper stab of circuit breaker, with voltage tap module VTM680 and power supply of ETU600, able to communication, integrated metering type PMF-3 Advanced Power Monitor., Voltage, Energy, Power, Power factor, Frequency, Unbalance, Temperature, Power quality, Manual operating mechanism with mechanical closing, without Spring charging motor, Ready-to-close signal. switch, Auxiliary switches 2NO+2NC, without Closing coil (CC), manual operating mechanism with mechanical closing, without Remote trip alarm reset coil (RR), without 2nd shunt trip, without 1st Shunt trip | 312100 | 1 | Z\ | 1
3WA1232-4NG22-0AA0 |  | fixed-mounted circuit breaker, IEC 60947-2, size 2, 4-pole, N pole on right, In=3200 A up to 690 V AC 50/60 Hz, breaking capacity M Icu=85/66 kA at 500/690 V, tripping unit ETU600 LSIG Hi-Z upgradeable, color display, Bluetooth, USB interface, basic protection LT, ST, INST, GFx, with GF high-impedance input, including protection of the N conductor (internal neutral point sensor available), trip alarm switch (1 x CO), connection at rear horizontal with internal voltage tap on upper stab of circuit breaker, with voltage tap module VTM680 and power supply of ETU600, able to communication, integrated metering type PMF-3 Advanced Power Monitor., Voltage, Energy, Power, Power factor, Frequency, Unbalance, Temperature, Power quality, Manual operating mechanism with mechanical closing, without Spring charging motor, Ready-to-close signal. switch, Auxiliary switches 2NO+2NC, without Closing coil (CC), manual operating mechanism with mechanical closing, without Remote trip alarm reset coil (RR), without 2nd shunt trip, without 1st Shunt trip | 305100 | 1 | Z\ | 1
3WA1232-4NG23-0AA0 |  | fixed-mounted circuit breaker, IEC 60947-2, size 2, 4-pole, N pole on right, In=3200 A up to 690 V AC 50/60 Hz, breaking capacity M Icu=85/66 kA at 500/690 V, tripping unit ETU600 LSIG Hi-Z upgradeable, color display, Bluetooth, USB interface, basic protection LT, ST, INST, GFx, with GF high-impedance input, including protection of the N conductor (internal neutral point sensor available), trip alarm switch (1 x CO), front connection double hole, with internal voltage tap on upper stab of circuit breaker, with voltage tap module VTM680 and power supply of ETU600, able to communication, integrated metering type PMF-3 Advanced Power Monitor., Voltage, Energy, Power, Power factor, Frequency, Unbalance, Temperature, Power quality, Manual operating mechanism with mechanical closing, without Spring charging motor, Ready-to-close signal. switch, Auxiliary switches 2NO+2NC, without Closing coil (CC), manual operating mechanism with mechanical closing, without Remote trip alarm reset coil (RR), without 2nd shunt trip, without 1st Shunt trip | 323100 | 1 | Z\ | 1
3WA1232-4NG31-0AA0 |  | Withdrawable circuit breaker with guide frame, IEC 60947-2, frame size 2, 3-poles, In=3200A up to 690V AC 50/60Hz, breaking capacity M Icu=85/66kA at 500/690V, Trip unit ETU600 LSIG Hi-Z upgrade ready , colordisplay, bluetooth and USB interface, Protection LT, ST, INST, GFx, with GF highimpedance-input N-protection required an external N-sensor, incl. trip alarm switch (1xCO), rear connection vertical, guide frame with shutter and w/o position signalling switch, with internal voltage tap on upper stab of circuit breaker, with voltage tap module VTM680 and power supply of ETU600, able to communication, integrated metering type PMF-3 Advanced Power Monitor., Voltage, Energy, Power, Power factor, Frequency, Unbalance, Temperature, Power quality, Manual operating mechanism with mechanical closing, without Spring charging motor, Ready-to-close signal. switch, Auxiliary switches 2NO+2NC, without Closing coil (CC), manual operating mechanism with mechanical closing, without Remote trip alarm reset coil (RR), without 2nd shunt trip, without 1st Shunt trip | 292100 | 1 | Z\ | 1
3WA1232-4NG32-0AA0 |  | Withdrawable circuit breaker with guide frame, IEC 60947-2, frame size 2, 3-poles, In=3200A up to 690V AC 50/60Hz, breaking capacity M Icu=85/66kA at 500/690V, Trip unit ETU600 LSIG Hi-Z upgrade ready , colordisplay, bluetooth and USB interface, Protection LT, ST, INST, GFx, with GF highimpedance-input N-protection required an external N-sensor, incl. trip alarm switch (1xCO), rear connection horizontal, guide frame with shutter and w/o position signalling switch, with internal voltage tap on upper stab of circuit breaker, with voltage tap module VTM680 and power supply of ETU600, able to communication, integrated metering type PMF-3 Advanced Power Monitor., Voltage, Energy, Power, Power factor, Frequency, Unbalance, Temperature, Power quality, Manual operating mechanism with mechanical closing, without Spring charging motor, Ready-to-close signal. switch, Auxiliary switches 2NO+2NC, without Closing coil (CC), manual operating mechanism with mechanical closing, without Remote trip alarm reset coil (RR), without 2nd shunt trip, without 1st Shunt trip | 287100 | 1 | Z\ | 1
3WA1232-4NG33-0AA0 |  | Withdrawable circuit breaker with guide frame, IEC 60947-2, frame size 2, 3-poles, In=3200A up to 690V AC 50/60Hz, breaking capacity M Icu=85/66kA at 500/690V, Trip unit ETU600 LSIG Hi-Z upgrade ready , colordisplay, bluetooth and USB interface, Protection LT, ST, INST, GFx, with GF highimpedance-input N-protection required an external N-sensor, incl. trip alarm switch (1xCO), front connection double hole, guide frame with shutter and w/o position signalling switch, with internal voltage tap on upper stab of circuit breaker, with voltage tap module VTM680 and power supply of ETU600, able to communication, integrated metering type PMF-3 Advanced Power Monitor., Voltage, Energy, Power, Power factor, Frequency, Unbalance, Temperature, Power quality, Manual operating mechanism with mechanical closing, without Spring charging motor, Ready-to-close signal. switch, Auxiliary switches 2NO+2NC, without Closing coil (CC), manual operating mechanism with mechanical closing, without Remote trip alarm reset coil (RR), without 2nd shunt trip, without 1st Shunt trip | 300100 | 1 | Z\ | 1
3WA1232-4NG34-0AA0 |  | Withdrawable circuit breaker with guide frame, IEC 60947-2, frame size 2, 3-poles, In=3200A up to 690V AC 50/60Hz, breaking capacity M Icu=85/66kA at 500/690V, Trip unit ETU600 LSIG Hi-Z upgrade ready , colordisplay, bluetooth and USB interface, Protection LT, ST, INST, GFx, with GF highimpedance-input N-protection required an external N-sensor, incl. trip alarm switch (1xCO), rear connection flange, guide frame with shutter and w/o position signalling switch, with internal voltage tap on upper stab of circuit breaker, with voltage tap module VTM680 and power supply of ETU600, able to communication, integrated metering type PMF-3 Advanced Power Monitor., Voltage, Energy, Power, Power factor, Frequency, Unbalance, Temperature, Power quality, Manual operating mechanism with mechanical closing, without Spring charging motor, Ready-to-close signal. switch, Auxiliary switches 2NO+2NC, without Closing coil (CC), manual operating mechanism with mechanical closing, without Remote trip alarm reset coil (RR), without 2nd shunt trip, without 1st Shunt trip | 287100 | 1 | Z\ | 1
3WA1232-4NG41-0AA0 |  | Withdrawable circuit breaker with guide frame, IEC 60947-2, frame size 2, 4-poles, N-pole left, In=3200A up to 690V AC 50/60Hz, breaking capacity M Icu=85/66kA at 500/690V, Trip unit ETU600 LSIG Hi-Z upgrade ready , colordisplay, bluetooth and USB interface, Protection LT, ST, INST, GFx, with GF highimpedance-input include N-protection, (internal N-sensor available), incl. trip alarm switch (1xCO), rear connection vertical, guide frame with shutter and w/o position signalling switch, with internal voltage tap on upper stab of circuit breaker, with voltage tap module VTM680 and power supply of ETU600, able to communication, integrated metering type PMF-3 Advanced Power Monitor., Voltage, Energy, Power, Power factor, Frequency, Unbalance, Temperature, Power quality, Manual operating mechanism with mechanical closing, without Spring charging motor, Ready-to-close signal. switch, Auxiliary switches 2NO+2NC, without Closing coil (CC), manual operating mechanism with mechanical closing, without Remote trip alarm reset coil (RR), without 2nd shunt trip, without 1st Shunt trip | 367100 | 1 | Z\ | 1
3WA1232-4NG42-0AA0 |  | Withdrawable circuit breaker with guide frame, IEC 60947-2, frame size 2, 4-poles, N-pole left, In=3200A up to 690V AC 50/60Hz, breaking capacity M Icu=85/66kA at 500/690V, Trip unit ETU600 LSIG Hi-Z upgrade ready , colordisplay, bluetooth and USB interface, Protection LT, ST, INST, GFx, with GF highimpedance-input include N-protection, (internal N-sensor available), incl. trip alarm switch (1xCO), rear connection horizontal, guide frame with shutter and w/o position signalling switch, with internal voltage tap on upper stab of circuit breaker, with voltage tap module VTM680 and power supply of ETU600, able to communication, integrated metering type PMF-3 Advanced Power Monitor., Voltage, Energy, Power, Power factor, Frequency, Unbalance, Temperature, Power quality, Manual operating mechanism with mechanical closing, without Spring charging motor, Ready-to-close signal. switch, Auxiliary switches 2NO+2NC, without Closing coil (CC), manual operating mechanism with mechanical closing, without Remote trip alarm reset coil (RR), without 2nd shunt trip, without 1st Shunt trip | 361100 | 1 | Z\ | 1
3WA1232-4NG43-0AA0 |  | Withdrawable circuit breaker with guide frame, IEC 60947-2, frame size 2, 4-poles, N-pole left, In=3200A up to 690V AC 50/60Hz, breaking capacity M Icu=85/66kA at 500/690V, Trip unit ETU600 LSIG Hi-Z upgrade ready , colordisplay, bluetooth and USB interface, Protection LT, ST, INST, GFx, with GF highimpedance-input include N-protection, (internal N-sensor available), incl. trip alarm switch (1xCO), front connection double hole, guide frame with shutter and w/o position signalling switch, with internal voltage tap on upper stab of circuit breaker, with voltage tap module VTM680 and power supply of ETU600, able to communication, integrated metering type PMF-3 Advanced Power Monitor., Voltage, Energy, Power, Power factor, Frequency, Unbalance, Temperature, Power quality, Manual operating mechanism with mechanical closing, without Spring charging motor, Ready-to-close signal. switch, Auxiliary switches 2NO+2NC, without Closing coil (CC), manual operating mechanism with mechanical closing, without Remote trip alarm reset coil (RR), without 2nd shunt trip, without 1st Shunt trip | 379100 | 1 | Z\ | 1
3WA1232-4NG44-0AA0 |  | Withdrawable circuit breaker with guide frame, IEC 60947-2, frame size 2, 4-poles, N-pole left, In=3200A up to 690V AC 50/60Hz, breaking capacity M Icu=85/66kA at 500/690V, Trip unit ETU600 LSIG Hi-Z upgrade ready , colordisplay, bluetooth and USB interface, Protection LT, ST, INST, GFx, with GF highimpedance-input include N-protection, (internal N-sensor available), incl. trip alarm switch (1xCO), rear connection flange, guide frame with shutter and w/o position signalling switch, with internal voltage tap on upper stab of circuit breaker, with voltage tap module VTM680 and power supply of ETU600, able to communication, integrated metering type PMF-3 Advanced Power Monitor., Voltage, Energy, Power, Power factor, Frequency, Unbalance, Temperature, Power quality, Manual operating mechanism with mechanical closing, without Spring charging motor, Ready-to-close signal. switch, Auxiliary switches 2NO+2NC, without Closing coil (CC), manual operating mechanism with mechanical closing, without Remote trip alarm reset coil (RR), without 2nd shunt trip, without 1st Shunt trip | 361100 | 1 | Z\ | 1
3WA1232-5AA01-0AA0 |  | Non-automatic circuit breaker Fixed-mounted version, IEC 60947-2, frame size 2, 3-poles, In=3200A up to 690V AC 50/60Hz, breaking capacity H Icc=100/85kA at 500/690V, without electr. trip unit ETU, rear connection vertical, without Com & metering function Manual operating mechanism with mechanical closing, without Spring charging motor, Ready-to-close signal. switch, Auxiliary switches 2NO+2NC, without Closing coil (CC), manual operating mechanism with mechanical closing, without Remote trip alarm reset coil (RR), without 2nd shunt trip, without 1st Shunt trip | 186000 | 1 | Z\ | 1
3WA1232-5AA02-0AA0 |  | Non-automatic circuit breaker Fixed-mounted version, IEC 60947-2, frame size 2, 3-poles, In=3200A up to 690V AC 50/60Hz, breaking capacity H Icc=100/85kA at 500/690V, without electr. trip unit ETU, rear connection horizontal, without Com & metering function Manual operating mechanism with mechanical closing, without Spring charging motor, Ready-to-close signal. switch, Auxiliary switches 2NO+2NC, without Closing coil (CC), manual operating mechanism with mechanical closing, without Remote trip alarm reset coil (RR), without 2nd shunt trip, without 1st Shunt trip | 181000 | 1 | Z\ | 1
3WA1232-5AA03-0AA0 |  | Non-automatic circuit breaker Fixed-mounted version, IEC 60947-2, frame size 2, 3-poles, In=3200A up to 690V AC 50/60Hz, breaking capacity H Icc=100/85kA at 500/690V, without electr. trip unit ETU, front connection double hole, without Com & metering function Manual operating mechanism with mechanical closing, without Spring charging motor, Ready-to-close signal. switch, Auxiliary switches 2NO+2NC, without Closing coil (CC), manual operating mechanism with mechanical closing, without Remote trip alarm reset coil (RR), without 2nd shunt trip, without 1st Shunt trip | 195000 | 1 | Z\ | 1
3WA1232-5AA11-0AA0 |  | Non-automatic circuit breaker Fixed-mounted version, IEC 60947-2, frame size 2, 4-poles, N-pole left, In=3200A up to 690V AC 50/60Hz, breaking capacity H Icc=100/85kA at 500/690V, without electr. trip unit ETU, rear connection vertical, without Com & metering function Manual operating mechanism with mechanical closing, without Spring charging motor, Ready-to-close signal. switch, Auxiliary switches 2NO+2NC, without Closing coil (CC), manual operating mechanism with mechanical closing, without Remote trip alarm reset coil (RR), without 2nd shunt trip, without 1st Shunt trip | 246000 | 1 | Z\ | 1
3WA1232-5AA12-0AA0 |  | Non-automatic circuit breaker Fixed-mounted version, IEC 60947-2, frame size 2, 4-poles, N-pole left, In=3200A up to 690V AC 50/60Hz, breaking capacity H Icc=100/85kA at 500/690V, without electr. trip unit ETU, rear connection horizontal, without Com & metering function Manual operating mechanism with mechanical closing, without Spring charging motor, Ready-to-close signal. switch, Auxiliary switches 2NO+2NC, without Closing coil (CC), manual operating mechanism with mechanical closing, without Remote trip alarm reset coil (RR), without 2nd shunt trip, without 1st Shunt trip | 239000 | 1 | Z\ | 1
3WA1232-5AA13-0AA0 |  | Non-automatic circuit breaker Fixed-mounted version, IEC 60947-2, frame size 2, 4-poles, N-pole left, In=3200A up to 690V AC 50/60Hz, breaking capacity H Icc=100/85kA at 500/690V, without electr. trip unit ETU, front connection double hole, without Com & metering function Manual operating mechanism with mechanical closing, without Spring charging motor, Ready-to-close signal. switch, Auxiliary switches 2NO+2NC, without Closing coil (CC), manual operating mechanism with mechanical closing, without Remote trip alarm reset coil (RR), without 2nd shunt trip, without 1st Shunt trip | 257000 | 1 | Z\ | 1
3WA1232-5AA21-0AA0 |  | AC non-automatic air circuit breaker 3WA, fixed-mounted version, IEC 60947-2, size 2, 4-pole, N pole on right, In=3200 A up to 690 V AC 50/60 Hz, breaking capacity H, Icc=100/85 kA at 500/690 V, without electronic trip unit ETU, connection at rear vertical, without Com & metering function Manual operating mechanism with mechanical closing, without Spring charging motor, Ready-to-close signal. switch, Auxiliary switches 2NO+2NC, without Closing coil (CC), manual operating mechanism with mechanical closing, without Remote trip alarm reset coil (RR), without 2nd shunt trip, without 1st Shunt trip | 246000 | 1 | Z\ | 1
3WA1232-5AA22-0AA0 |  | AC non-automatic air circuit breaker 3WA, fixed-mounted version, IEC 60947-2, size 2, 4-pole, N pole on right, In=3200 A up to 690 V AC 50/60 Hz, breaking capacity H, Icc=100/85 kA at 500/690 V, without electronic trip unit ETU, connection at rear horizontal without Com & metering function Manual operating mechanism with mechanical closing, without Spring charging motor, Ready-to-close signal. switch, Auxiliary switches 2NO+2NC, without Closing coil (CC), manual operating mechanism with mechanical closing, without Remote trip alarm reset coil (RR), without 2nd shunt trip, without 1st Shunt trip | 239000 | 1 | Z\ | 1
3WA1232-5AA23-0AA0 |  | AC non-automatic air circuit breaker 3WA, fixed-mounted version, IEC 60947-2, size 2, 4-pole, N pole on right, In=3200 A up to 690 V AC 50/60 Hz, breaking capacity H, Icc=100/85 kA at 500/690 V, without electronic trip unit ETU, front connection double hole, without Com & metering function Manual operating mechanism with mechanical closing, without Spring charging motor, Ready-to-close signal. switch, Auxiliary switches 2NO+2NC, without Closing coil (CC), manual operating mechanism with mechanical closing, without Remote trip alarm reset coil (RR), without 2nd shunt trip, without 1st Shunt trip | 257000 | 1 | Z\ | 1
3WA1232-5AA31-0AA0 |  | Non-automatic circuit breaker withdrawable version, with guide frame, IEC 60947-2, frame size 2, 3-poles, In=3200A up to 690V AC 50/60Hz, breaking capacity H Icc=100/85kA at 500/690V, without electr. trip unit ETU, rear connection vertical, guide frame with shutter and w/o position signalling switch, without Com & metering function Manual operating mechanism with mechanical closing, without Spring charging motor, Ready-to-close signal. switch, Auxiliary switches 2NO+2NC, without Closing coil (CC), manual operating mechanism with mechanical closing, without Remote trip alarm reset coil (RR), without 2nd shunt trip, without 1st Shunt trip | 227000 | 1 | Z\ | 1
3WA1232-5AA32-0AA0 |  | Non-automatic circuit breaker withdrawable version, with guide frame, IEC 60947-2, frame size 2, 3-poles, In=3200A up to 690V AC 50/60Hz, breaking capacity H Icc=100/85kA at 500/690V, without electr. trip unit ETU, rear connection horizontal, guide frame with shutter and w/o position signalling switch, without Com & metering function Manual operating mechanism with mechanical closing, without Spring charging motor, Ready-to-close signal. switch, Auxiliary switches 2NO+2NC, without Closing coil (CC), manual operating mechanism with mechanical closing, without Remote trip alarm reset coil (RR), without 2nd shunt trip, without 1st Shunt trip | 222000 | 1 | Z\ | 1
3WA1232-5AA33-0AA0 |  | Non-automatic circuit breaker withdrawable version, with guide frame, IEC 60947-2, frame size 2, 3-poles, In=3200A up to 690V AC 50/60Hz, breaking capacity H Icc=100/85kA at 500/690V, without electr. trip unit ETU, front connection double hole, guide frame with shutter and w/o position signalling switch, without Com & metering function Manual operating mechanism with mechanical closing, without Spring charging motor, Ready-to-close signal. switch, Auxiliary switches 2NO+2NC, without Closing coil (CC), manual operating mechanism with mechanical closing, without Remote trip alarm reset coil (RR), without 2nd shunt trip, without 1st Shunt trip | 236000 | 1 | Z\ | 1
3WA1232-5AA34-0AA0 |  | Non-automatic circuit breaker withdrawable version, with guide frame, IEC 60947-2, frame size 2, 3-poles, In=3200A up to 690V AC 50/60Hz, breaking capacity H Icc=100/85kA at 500/690V, without electr. trip unit ETU, rear connection flange, guide frame with shutter and w/o position signalling switch, without Com & metering function Manual operating mechanism with mechanical closing, without Spring charging motor, Ready-to-close signal. switch, Auxiliary switches 2NO+2NC, without Closing coil (CC), manual operating mechanism with mechanical closing, without Remote trip alarm reset coil (RR), without 2nd shunt trip, without 1st Shunt trip | 222000 | 1 | Z\ | 1
3WA1232-5AA41-0AA0 |  | Non-automatic circuit breaker withdrawable version, with guide frame, IEC 60947-2, frame size 2, 4-poles, N-pole left, In=3200A up to 690V AC 50/60Hz, breaking capacity H Icc=100/85kA at 500/690V, without electr. trip unit ETU, rear connection vertical, guide frame with shutter and w/o position signalling switch, without Com & metering function Manual operating mechanism with mechanical closing, without Spring charging motor, Ready-to-close signal. switch, Auxiliary switches 2NO+2NC, without Closing coil (CC), manual operating mechanism with mechanical closing, without Remote trip alarm reset coil (RR), without 2nd shunt trip, without 1st Shunt trip | 300000 | 1 | Z\ | 1
3WA1232-5AA42-0AA0 |  | Non-automatic circuit breaker withdrawable version, with guide frame, IEC 60947-2, frame size 2, 4-poles, N-pole left, In=3200A up to 690V AC 50/60Hz, breaking capacity H Icc=100/85kA at 500/690V, without electr. trip unit ETU, rear connection horizontal, guide frame with shutter and w/o position signalling switch, without Com & metering function Manual operating mechanism with mechanical closing, without Spring charging motor, Ready-to-close signal. switch, Auxiliary switches 2NO+2NC, without Closing coil (CC), manual operating mechanism with mechanical closing, without Remote trip alarm reset coil (RR), without 2nd shunt trip, without 1st Shunt trip | 293000 | 1 | Z\ | 1
3WA1232-5AA43-0AA0 |  | Non-automatic circuit breaker withdrawable version, with guide frame, IEC 60947-2, frame size 2, 4-poles, N-pole left, In=3200A up to 690V AC 50/60Hz, breaking capacity H Icc=100/85kA at 500/690V, without electr. trip unit ETU, front connection double hole, guide frame with shutter and w/o position signalling switch, without Com & metering function Manual operating mechanism with mechanical closing, without Spring charging motor, Ready-to-close signal. switch, Auxiliary switches 2NO+2NC, without Closing coil (CC), manual operating mechanism with mechanical closing, without Remote trip alarm reset coil (RR), without 2nd shunt trip, without 1st Shunt trip | 311000 | 1 | Z\ | 1
3WA1232-5AA44-0AA0 |  | Non-automatic circuit breaker withdrawable version, with guide frame, IEC 60947-2, frame size 2, 4-poles, N-pole left, In=3200A up to 690V AC 50/60Hz, breaking capacity H Icc=100/85kA at 500/690V, without electr. trip unit ETU, rear connection flange, guide frame with shutter and w/o position signalling switch, without Com & metering function Manual operating mechanism with mechanical closing, without Spring charging motor, Ready-to-close signal. switch, Auxiliary switches 2NO+2NC, without Closing coil (CC), manual operating mechanism with mechanical closing, without Remote trip alarm reset coil (RR), without 2nd shunt trip, without 1st Shunt trip | 293000 | 1 | Z\ | 1
3WA1232-5AB01-0AA0 |  | Fixed-mounted circuit breaker IEC 60947-2, frame size 2, 3-poles, In=3200A up to 690V AC 50/60Hz, breaking capacity H Icu=100/85kA at 500/690V, Trip unit ETU300 LSI optimized for standard applica- tions, without display Protection LT, ST, INST, N-protection required an external N-sensor, incl. trip alarm switch (1xCO), rear connection vertical, without Com & metering function Manual operating mechanism with mechanical closing, without Spring charging motor, Ready-to-close signal. switch, Auxiliary switches 2NO+2NC, without Closing coil (CC), manual operating mechanism with mechanical closing, without Remote trip alarm reset coil (RR), without 2nd shunt trip, without 1st Shunt trip | 200000 | 1 | Z\ | 1
3WA1232-5AB02-0AA0 |  | Fixed-mounted circuit breaker IEC 60947-2, frame size 2, 3-poles, In=3200A up to 690V AC 50/60Hz, breaking capacity H Icu=100/85kA at 500/690V, Trip unit ETU300 LSI optimized for standard applica- tions, without display Protection LT, ST, INST, N-protection required an external N-sensor, incl. trip alarm switch (1xCO), rear connection horizontal, without Com & metering function Manual operating mechanism with mechanical closing, without Spring charging motor, Ready-to-close signal. switch, Auxiliary switches 2NO+2NC, without Closing coil (CC), manual operating mechanism with mechanical closing, without Remote trip alarm reset coil (RR), without 2nd shunt trip, without 1st Shunt trip | 195000 | 1 | Z\ | 1
3WA1232-5AB03-0AA0 |  | Fixed-mounted circuit breaker IEC 60947-2, frame size 2, 3-poles, In=3200A up to 690V AC 50/60Hz, breaking capacity H Icu=100/85kA at 500/690V, Trip unit ETU300 LSI optimized for standard applica- tions, without display Protection LT, ST, INST, N-protection required an external N-sensor, incl. trip alarm switch (1xCO), front connection double hole, without Com & metering function Manual operating mechanism with mechanical closing, without Spring charging motor, Ready-to-close signal. switch, Auxiliary switches 2NO+2NC, without Closing coil (CC), manual operating mechanism with mechanical closing, without Remote trip alarm reset coil (RR), without 2nd shunt trip, without 1st Shunt trip | 208000 | 1 | Z\ | 1
3WA1232-5AB11-0AA0 |  | Fixed-mounted circuit breaker IEC 60947-2, frame size 2, 4-poles, N-pole left, In=3200A up to 690V AC 50/60Hz, breaking capacity H Icu=100/85kA at 500/690V, Trip unit ETU300 LSI optimized for standard applica- tions, without display Protection LT, ST, INST, include N-protection, (internal N-sensor available), incl. trip alarm switch (1xCO), rear connection vertical, without Com & metering function Manual operating mechanism with mechanical closing, without Spring charging motor, Ready-to-close signal. switch, Auxiliary switches 2NO+2NC, without Closing coil (CC), manual operating mechanism with mechanical closing, without Remote trip alarm reset coil (RR), without 2nd shunt trip, without 1st Shunt trip | 265000 | 1 | Z\ | 1
3WA1232-5AB12-0AA0 |  | Fixed-mounted circuit breaker IEC 60947-2, frame size 2, 4-poles, N-pole left, In=3200A up to 690V AC 50/60Hz, breaking capacity H Icu=100/85kA at 500/690V, Trip unit ETU300 LSI optimized for standard applica- tions, without display Protection LT, ST, INST, include N-protection, (internal N-sensor available), incl. trip alarm switch (1xCO), rear connection horizontal, without Com & metering function Manual operating mechanism with mechanical closing, without Spring charging motor, Ready-to-close signal. switch, Auxiliary switches 2NO+2NC, without Closing coil (CC), manual operating mechanism with mechanical closing, without Remote trip alarm reset coil (RR), without 2nd shunt trip, without 1st Shunt trip | 258000 | 1 | Z\ | 1
3WA1232-5AB13-0AA0 |  | Fixed-mounted circuit breaker IEC 60947-2, frame size 2, 4-poles, N-pole left, In=3200A up to 690V AC 50/60Hz, breaking capacity H Icu=100/85kA at 500/690V, Trip unit ETU300 LSI optimized for standard applica- tions, without display Protection LT, ST, INST, include N-protection, (internal N-sensor available), incl. trip alarm switch (1xCO), front connection double hole, without Com & metering function Manual operating mechanism with mechanical closing, without Spring charging motor, Ready-to-close signal. switch, Auxiliary switches 2NO+2NC, without Closing coil (CC), manual operating mechanism with mechanical closing, without Remote trip alarm reset coil (RR), without 2nd shunt trip, without 1st Shunt trip | 277000 | 1 | Z\ | 1
3WA1232-5AB21-0AA0 |  | fixed-mounted circuit breaker, IEC 60947-2, size 1, 4-pole, N pole on right, In=3200 A up to 690 V AC 50/60 Hz, breaking capacity H Icu=100/85 kA at 500/690 V, tripping unit ETU300 LSI optimized for standard applications, without display, basic protection LT, ST, INST, including protection of the N conductor (internal neutral point sensor available) trip alarm switch (1 x CO), connection at rear vertical, without Com & metering function Manual operating mechanism with mechanical closing, without Spring charging motor, Ready-to-close signal. switch, Auxiliary switches 2NO+2NC, without Closing coil (CC), manual operating mechanism with mechanical closing, without Remote trip alarm reset coil (RR), without 2nd shunt trip, without 1st Shunt trip | 265000 | 1 | Z\ | 1
3WA1232-5AB22-0AA0 |  | fixed-mounted circuit breaker, IEC 60947-2, size 1, 4-pole, N pole on right, In=3200 A up to 690 V AC 50/60 Hz, breaking capacity H Icu=100/85 kA at 500/690 V, tripping unit ETU300 LSI optimized for standard applications, without display, basic protection LT, ST, INST, including protection of the N conductor (internal neutral point sensor available) trip alarm switch (1 x CO), connection at rear horizontal without Com & metering function Manual operating mechanism with mechanical closing, without Spring charging motor, Ready-to-close signal. switch, Auxiliary switches 2NO+2NC, without Closing coil (CC), manual operating mechanism with mechanical closing, without Remote trip alarm reset coil (RR), without 2nd shunt trip, without 1st Shunt trip | 258000 | 1 | Z\ | 1
3WA1232-5AB23-0AA0 |  | fixed-mounted circuit breaker, IEC 60947-2, size 1, 4-pole, N pole on right, In=3200 A up to 690 V AC 50/60 Hz, breaking capacity H Icu=100/85 kA at 500/690 V, tripping unit ETU300 LSI optimized for standard applications, without display, basic protection LT, ST, INST, including protection of the N conductor (internal neutral point sensor available) trip alarm switch (1 x CO), front connection double hole, without Com & metering function Manual operating mechanism with mechanical closing, without Spring charging motor, Ready-to-close signal. switch, Auxiliary switches 2NO+2NC, without Closing coil (CC), manual operating mechanism with mechanical closing, without Remote trip alarm reset coil (RR), without 2nd shunt trip, without 1st Shunt trip | 277000 | 1 | Z\ | 1
3WA1232-5AB31-0AA0 |  | Withdrawable circuit breaker with guide frame, IEC 60947-2, frame size 2, 3-poles, In=3200A up to 690V AC 50/60Hz, breaking capacity H Icu=100/85kA at 500/690V, Trip unit ETU300 LSI optimized for standard applica- tions, without display Protection LT, ST, INST, N-protection required an external N-sensor, incl. trip alarm switch (1xCO), rear connection vertical, guide frame with shutter and w/o position signalling switch, without Com & metering function Manual operating mechanism with mechanical closing, without Spring charging motor, Ready-to-close signal. switch, Auxiliary switches 2NO+2NC, without Closing coil (CC), manual operating mechanism with mechanical closing, without Remote trip alarm reset coil (RR), without 2nd shunt trip, without 1st Shunt trip | 244000 | 1 | Z\ | 1
3WA1232-5AB32-0AA0 |  | Withdrawable circuit breaker with guide frame, IEC 60947-2, frame size 2, 3-poles, In=3200A up to 690V AC 50/60Hz, breaking capacity H Icu=100/85kA at 500/690V, Trip unit ETU300 LSI optimized for standard applica- tions, without display Protection LT, ST, INST, N-protection required an external N-sensor, incl. trip alarm switch (1xCO), rear connection horizontal, guide frame with shutter and w/o position signalling switch, without Com & metering function Manual operating mechanism with mechanical closing, without Spring charging motor, Ready-to-close signal. switch, Auxiliary switches 2NO+2NC, without Closing coil (CC), manual operating mechanism with mechanical closing, without Remote trip alarm reset coil (RR), without 2nd shunt trip, without 1st Shunt trip | 239000 | 1 | Z\ | 1
3WA1232-5AB33-0AA0 |  | Withdrawable circuit breaker with guide frame, IEC 60947-2, frame size 2, 3-poles, In=3200A up to 690V AC 50/60Hz, breaking capacity H Icu=100/85kA at 500/690V, Trip unit ETU300 LSI optimized for standard applica- tions, without display Protection LT, ST, INST, N-protection required an external N-sensor, incl. trip alarm switch (1xCO), front connection double hole, guide frame with shutter and w/o position signalling switch, without Com & metering function Manual operating mechanism with mechanical closing, without Spring charging motor, Ready-to-close signal. switch, Auxiliary switches 2NO+2NC, without Closing coil (CC), manual operating mechanism with mechanical closing, without Remote trip alarm reset coil (RR), without 2nd shunt trip, without 1st Shunt trip | 253000 | 1 | Z\ | 1
3WA1232-5AB34-0AA0 |  | Withdrawable circuit breaker with guide frame, IEC 60947-2, frame size 2, 3-poles, In=3200A up to 690V AC 50/60Hz, breaking capacity H Icu=100/85kA at 500/690V, Trip unit ETU300 LSI optimized for standard applica- tions, without display Protection LT, ST, INST, N-protection required an external N-sensor, incl. trip alarm switch (1xCO), rear connection flange, guide frame with shutter and w/o position signalling switch, without Com & metering function Manual operating mechanism with mechanical closing, without Spring charging motor, Ready-to-close signal. switch, Auxiliary switches 2NO+2NC, without Closing coil (CC), manual operating mechanism with mechanical closing, without Remote trip alarm reset coil (RR), without 2nd shunt trip, without 1st Shunt trip | 239000 | 1 | Z\ | 1
3WA1232-5AB41-0AA0 |  | Withdrawable circuit breaker with guide frame, IEC 60947-2, frame size 2, 4-poles, N-pole left, In=3200A up to 690V AC 50/60Hz, breaking capacity H Icu=100/85kA at 500/690V, Trip unit ETU300 LSI optimized for standard applica- tions, without display Protection LT, ST, INST, include N-protection, (internal N-sensor available), incl. trip alarm switch (1xCO), rear connection vertical, guide frame with shutter and w/o position signalling switch, without Com & metering function Manual operating mechanism with mechanical closing, without Spring charging motor, Ready-to-close signal. switch, Auxiliary switches 2NO+2NC, without Closing coil (CC), manual operating mechanism with mechanical closing, without Remote trip alarm reset coil (RR), without 2nd shunt trip, without 1st Shunt trip | 324000 | 1 | Z\ | 1
3WA1232-5AB42-0AA0 |  | Withdrawable circuit breaker with guide frame, IEC 60947-2, frame size 2, 4-poles, N-pole left, In=3200A up to 690V AC 50/60Hz, breaking capacity H Icu=100/85kA at 500/690V, Trip unit ETU300 LSI optimized for standard applica- tions, without display Protection LT, ST, INST, include N-protection, (internal N-sensor available), incl. trip alarm switch (1xCO), rear connection horizontal, guide frame with shutter and w/o position signalling switch, without Com & metering function Manual operating mechanism with mechanical closing, without Spring charging motor, Ready-to-close signal. switch, Auxiliary switches 2NO+2NC, without Closing coil (CC), manual operating mechanism with mechanical closing, without Remote trip alarm reset coil (RR), without 2nd shunt trip, without 1st Shunt trip | 317000 | 1 | Z\ | 1
3WA1232-5AB43-0AA0 |  | Withdrawable circuit breaker with guide frame, IEC 60947-2, frame size 2, 4-poles, N-pole left, In=3200A up to 690V AC 50/60Hz, breaking capacity H Icu=100/85kA at 500/690V, Trip unit ETU300 LSI optimized for standard applica- tions, without display Protection LT, ST, INST, include N-protection, (internal N-sensor available), incl. trip alarm switch (1xCO), front connection double hole, guide frame with shutter and w/o position signalling switch, without Com & metering function Manual operating mechanism with mechanical closing, without Spring charging motor, Ready-to-close signal. switch, Auxiliary switches 2NO+2NC, without Closing coil (CC), manual operating mechanism with mechanical closing, without Remote trip alarm reset coil (RR), without 2nd shunt trip, without 1st Shunt trip | 336000 | 1 | Z\ | 1
3WA1232-5AB44-0AA0 |  | Withdrawable circuit breaker with guide frame, IEC 60947-2, frame size 2, 4-poles, N-pole left, In=3200A up to 690V AC 50/60Hz, breaking capacity H Icu=100/85kA at 500/690V, Trip unit ETU300 LSI optimized for standard applica- tions, without display Protection LT, ST, INST, include N-protection, (internal N-sensor available), incl. trip alarm switch (1xCO), rear connection flange, guide frame with shutter and w/o position signalling switch, without Com & metering function Manual operating mechanism with mechanical closing, without Spring charging motor, Ready-to-close signal. switch, Auxiliary switches 2NO+2NC, without Closing coil (CC), manual operating mechanism with mechanical closing, without Remote trip alarm reset coil (RR), without 2nd shunt trip, without 1st Shunt trip | 317000 | 1 | Z\ | 1
3WA1232-5AC01-0AA0 |  | Fixed-mounted circuit breaker IEC 60947-2, frame size 2, 3-poles, In=3200A up to 690V AC 50/60Hz, breaking capacity H Icu=100/85kA at 500/690V, Trip unit ETU300 LSIG optimized for standard applica- tions, without display Protection LT, ST, INST, GF, N-protection required an external N-sensor, incl. trip alarm switch (1xCO), rear connection vertical, without Com & metering function Manual operating mechanism with mechanical closing, without Spring charging motor, Ready-to-close signal. switch, Auxiliary switches 2NO+2NC, without Closing coil (CC), manual operating mechanism with mechanical closing, without Remote trip alarm reset coil (RR), without 2nd shunt trip, without 1st Shunt trip | 206000 | 1 | Z\ | 1
3WA1232-5AC02-0AA0 |  | Fixed-mounted circuit breaker IEC 60947-2, frame size 2, 3-poles, In=3200A up to 690V AC 50/60Hz, breaking capacity H Icu=100/85kA at 500/690V, Trip unit ETU300 LSIG optimized for standard applica- tions, without display Protection LT, ST, INST, GF, N-protection required an external N-sensor, incl. trip alarm switch (1xCO), rear connection horizontal, without Com & metering function Manual operating mechanism with mechanical closing, without Spring charging motor, Ready-to-close signal. switch, Auxiliary switches 2NO+2NC, without Closing coil (CC), manual operating mechanism with mechanical closing, without Remote trip alarm reset coil (RR), without 2nd shunt trip, without 1st Shunt trip | 201000 | 1 | Z\ | 1
3WA1232-5AC03-0AA0 |  | Fixed-mounted circuit breaker IEC 60947-2, frame size 2, 3-poles, In=3200A up to 690V AC 50/60Hz, breaking capacity H Icu=100/85kA at 500/690V, Trip unit ETU300 LSIG optimized for standard applica- tions, without display Protection LT, ST, INST, GF, N-protection required an external N-sensor, incl. trip alarm switch (1xCO), front connection double hole, without Com & metering function Manual operating mechanism with mechanical closing, without Spring charging motor, Ready-to-close signal. switch, Auxiliary switches 2NO+2NC, without Closing coil (CC), manual operating mechanism with mechanical closing, without Remote trip alarm reset coil (RR), without 2nd shunt trip, without 1st Shunt trip | 214000 | 1 | Z\ | 1
3WA1232-5AC11-0AA0 |  | Fixed-mounted circuit breaker IEC 60947-2, frame size 2, 4-poles, N-pole left, In=3200A up to 690V AC 50/60Hz, breaking capacity H Icu=100/85kA at 500/690V, Trip unit ETU300 LSIG optimized for standard applica- tions, without display Protection LT, ST, INST, GF, include N-protection, (internal N-sensor available), incl. trip alarm switch (1xCO), rear connection vertical, without Com & metering function Manual operating mechanism with mechanical closing, without Spring charging motor, Ready-to-close signal. switch, Auxiliary switches 2NO+2NC, without Closing coil (CC), manual operating mechanism with mechanical closing, without Remote trip alarm reset coil (RR), without 2nd shunt trip, without 1st Shunt trip | 271000 | 1 | Z\ | 1
3WA1232-5AC12-0AA0 |  | Fixed-mounted circuit breaker IEC 60947-2, frame size 2, 4-poles, N-pole left, In=3200A up to 690V AC 50/60Hz, breaking capacity H Icu=100/85kA at 500/690V, Trip unit ETU300 LSIG optimized for standard applica- tions, without display Protection LT, ST, INST, GF, include N-protection, (internal N-sensor available), incl. trip alarm switch (1xCO), rear connection horizontal, without Com & metering function Manual operating mechanism with mechanical closing, without Spring charging motor, Ready-to-close signal. switch, Auxiliary switches 2NO+2NC, without Closing coil (CC), manual operating mechanism with mechanical closing, without Remote trip alarm reset coil (RR), without 2nd shunt trip, without 1st Shunt trip | 265000 | 1 | Z\ | 1
3WA1232-5AC13-0AA0 |  | Fixed-mounted circuit breaker IEC 60947-2, frame size 2, 4-poles, N-pole left, In=3200A up to 690V AC 50/60Hz, breaking capacity H Icu=100/85kA at 500/690V, Trip unit ETU300 LSIG optimized for standard applica- tions, without display Protection LT, ST, INST, GF, include N-protection, (internal N-sensor available), incl. trip alarm switch (1xCO), front connection double hole, without Com & metering function Manual operating mechanism with mechanical closing, without Spring charging motor, Ready-to-close signal. switch, Auxiliary switches 2NO+2NC, without Closing coil (CC), manual operating mechanism with mechanical closing, without Remote trip alarm reset coil (RR), without 2nd shunt trip, without 1st Shunt trip | 283000 | 1 | Z\ | 1
3WA1232-5AC21-0AA0 |  | fixed-mounted circuit breaker, IEC 60947-2, size 1, 4-pole, N pole on right, In=3200 A up to 690 V AC 50/60 Hz, breaking capacity H Icu=100/85 kA at 500/690 V, tripping unit ETU300 LSI G optimized for standard applications, without display, basic protection LT, ST, INST, GF, including protection of the N conductor (internal neutral point sensor available), trip alarm switch (1 x CO), connection at rear vertical, without Com & metering function Manual operating mechanism with mechanical closing, without Spring charging motor, Ready-to-close signal. switch, Auxiliary switches 2NO+2NC, without Closing coil (CC), manual operating mechanism with mechanical closing, without Remote trip alarm reset coil (RR), without 2nd shunt trip, without 1st Shunt trip | 271000 | 1 | Z\ | 1
3WA1232-5AC22-0AA0 |  | fixed-mounted circuit breaker, IEC 60947-2, size 1, 4-pole, N pole on right, In=3200 A up to 690 V AC 50/60 Hz, breaking capacity H Icu=100/85 kA at 500/690 V, tripping unit ETU300 LSI G optimized for standard applications, without display, basic protection LT, ST, INST, GF, including protection of the N conductor (internal neutral point sensor available), trip alarm switch (1 x CO), connection at rear horizontal without Com & metering function Manual operating mechanism with mechanical closing, without Spring charging motor, Ready-to-close signal. switch, Auxiliary switches 2NO+2NC, without Closing coil (CC), manual operating mechanism with mechanical closing, without Remote trip alarm reset coil (RR), without 2nd shunt trip, without 1st Shunt trip | 265000 | 1 | Z\ | 1
3WA1232-5AC23-0AA0 |  | fixed-mounted circuit breaker, IEC 60947-2, size 1, 4-pole, N pole on right, In=3200 A up to 690 V AC 50/60 Hz, breaking capacity H Icu=100/85 kA at 500/690 V, tripping unit ETU300 LSI G optimized for standard applications, without display, basic protection LT, ST, INST, GF, including protection of the N conductor (internal neutral point sensor available), trip alarm switch (1 x CO), front connection double hole, without Com & metering function Manual operating mechanism with mechanical closing, without Spring charging motor, Ready-to-close signal. switch, Auxiliary switches 2NO+2NC, without Closing coil (CC), manual operating mechanism with mechanical closing, without Remote trip alarm reset coil (RR), without 2nd shunt trip, without 1st Shunt trip | 283000 | 1 | Z\ | 1
3WA1232-5AC31-0AA0 |  | Withdrawable circuit breaker with guide frame, IEC 60947-2, frame size 2, 3-poles, In=3200A up to 690V AC 50/60Hz, breaking capacity H Icu=100/85kA at 500/690V, Trip unit ETU300 LSIG optimized for standard applica- tions, without display Protection LT, ST, INST, GF, N-protection required an external N-sensor, incl. trip alarm switch (1xCO), rear connection vertical, guide frame with shutter and w/o position signalling switch, without Com & metering function Manual operating mechanism with mechanical closing, without Spring charging motor, Ready-to-close signal. switch, Auxiliary switches 2NO+2NC, without Closing coil (CC), manual operating mechanism with mechanical closing, without Remote trip alarm reset coil (RR), without 2nd shunt trip, without 1st Shunt trip | 251000 | 1 | Z\ | 1
3WA1232-5AC32-0AA0 |  | Withdrawable circuit breaker with guide frame, IEC 60947-2, frame size 2, 3-poles, In=3200A up to 690V AC 50/60Hz, breaking capacity H Icu=100/85kA at 500/690V, Trip unit ETU300 LSIG optimized for standard applica- tions, without display Protection LT, ST, INST, GF, N-protection required an external N-sensor, incl. trip alarm switch (1xCO), rear connection horizontal, guide frame with shutter and w/o position signalling switch, without Com & metering function Manual operating mechanism with mechanical closing, without Spring charging motor, Ready-to-close signal. switch, Auxiliary switches 2NO+2NC, without Closing coil (CC), manual operating mechanism with mechanical closing, without Remote trip alarm reset coil (RR), without 2nd shunt trip, without 1st Shunt trip | 245000 | 1 | Z\ | 1
3WA1232-5AC33-0AA0 |  | Withdrawable circuit breaker with guide frame, IEC 60947-2, frame size 2, 3-poles, In=3200A up to 690V AC 50/60Hz, breaking capacity H Icu=100/85kA at 500/690V, Trip unit ETU300 LSIG optimized for standard applica- tions, without display Protection LT, ST, INST, GF, N-protection required an external N-sensor, incl. trip alarm switch (1xCO), front connection double hole, guide frame with shutter and w/o position signalling switch, without Com & metering function Manual operating mechanism with mechanical closing, without Spring charging motor, Ready-to-close signal. switch, Auxiliary switches 2NO+2NC, without Closing coil (CC), manual operating mechanism with mechanical closing, without Remote trip alarm reset coil (RR), without 2nd shunt trip, without 1st Shunt trip | 259000 | 1 | Z\ | 1
3WA1232-5AC34-0AA0 |  | Withdrawable circuit breaker with guide frame, IEC 60947-2, frame size 2, 3-poles, In=3200A up to 690V AC 50/60Hz, breaking capacity H Icu=100/85kA at 500/690V, Trip unit ETU300 LSIG optimized for standard applica- tions, without display Protection LT, ST, INST, GF, N-protection required an external N-sensor, incl. trip alarm switch (1xCO), rear connection flange, guide frame with shutter and w/o position signalling switch, without Com & metering function Manual operating mechanism with mechanical closing, without Spring charging motor, Ready-to-close signal. switch, Auxiliary switches 2NO+2NC, without Closing coil (CC), manual operating mechanism with mechanical closing, without Remote trip alarm reset coil (RR), without 2nd shunt trip, without 1st Shunt trip | 245000 | 1 | Z\ | 1
3WA1232-5AC34-7DA3-Z | S08 | Withdrawable circuit breaker with guide frame, IEC 60947-2, frame size 2, 3-poles, In=3200A up to 690V AC 50/60Hz, breaking capacity H Icu=100/85kA at 500/690V, Trip unit ETU300 LSIG optimized for standard applica- tions, without display Protection LT, ST, INST, GF, N-protection required an external N-sensor, incl. trip alarm switch (1xCO), rear connection flange, guide frame with shutter and w/o position signalling switch, without Com & metering function with manual and motorized operating mechanism (M) 110-127 V AC / 110-125 V DC, Storage status and ready-to- close signaling switches, Auxiliary switches 4NO+4NC, Closing coil (CC) 100% OP 110-127 V AC / 110-125 V DC, applicable for continuous duty, without Remote trip alarm reset coil (RR), without 2nd shunt trip, Shunt trip (ST) 100% OP 110-127 V AC / 110-125 V DC, suitable for continuous duty, Option S08 = Locking provision against unauthorized closing Secured Open; for with Ronis lock | 272380 | 1 | Z\ | 1
3WA1232-5AC41-0AA0 |  | Withdrawable circuit breaker with guide frame, IEC 60947-2, frame size 2, 4-poles, N-pole left, In=3200A up to 690V AC 50/60Hz, breaking capacity H Icu=100/85kA at 500/690V, Trip unit ETU300 LSIG optimized for standard applica- tions, without display Protection LT, ST, INST, GF, include N-protection, (internal N-sensor available), incl. trip alarm switch (1xCO), rear connection vertical, guide frame with shutter and w/o position signalling switch, without Com & metering function Manual operating mechanism with mechanical closing, without Spring charging motor, Ready-to-close signal. switch, Auxiliary switches 2NO+2NC, without Closing coil (CC), manual operating mechanism with mechanical closing, without Remote trip alarm reset coil (RR), without 2nd shunt trip, without 1st Shunt trip | 330000 | 1 | Z\ | 1
3WA1232-5AC42-0AA0 |  | Withdrawable circuit breaker with guide frame, IEC 60947-2, frame size 2, 4-poles, N-pole left, In=3200A up to 690V AC 50/60Hz, breaking capacity H Icu=100/85kA at 500/690V, Trip unit ETU300 LSIG optimized for standard applica- tions, without display Protection LT, ST, INST, GF, include N-protection, (internal N-sensor available), incl. trip alarm switch (1xCO), rear connection horizontal, guide frame with shutter and w/o position signalling switch, without Com & metering function Manual operating mechanism with mechanical closing, without Spring charging motor, Ready-to-close signal. switch, Auxiliary switches 2NO+2NC, without Closing coil (CC), manual operating mechanism with mechanical closing, without Remote trip alarm reset coil (RR), without 2nd shunt trip, without 1st Shunt trip | 324000 | 1 | Z\ | 1
3WA1232-5AC43-0AA0 |  | Withdrawable circuit breaker with guide frame, IEC 60947-2, frame size 2, 4-poles, N-pole left, In=3200A up to 690V AC 50/60Hz, breaking capacity H Icu=100/85kA at 500/690V, Trip unit ETU300 LSIG optimized for standard applica- tions, without display Protection LT, ST, INST, GF, include N-protection, (internal N-sensor available), incl. trip alarm switch (1xCO), front connection double hole, guide frame with shutter and w/o position signalling switch, without Com & metering function Manual operating mechanism with mechanical closing, without Spring charging motor, Ready-to-close signal. switch, Auxiliary switches 2NO+2NC, without Closing coil (CC), manual operating mechanism with mechanical closing, without Remote trip alarm reset coil (RR), without 2nd shunt trip, without 1st Shunt trip | 342000 | 1 | Z\ | 1
3WA1232-5AC44-0AA0 |  | Withdrawable circuit breaker with guide frame, IEC 60947-2, frame size 2, 4-poles, N-pole left, In=3200A up to 690V AC 50/60Hz, breaking capacity H Icu=100/85kA at 500/690V, Trip unit ETU300 LSIG optimized for standard applica- tions, without display Protection LT, ST, INST, GF, include N-protection, (internal N-sensor available), incl. trip alarm switch (1xCO), rear connection flange, guide frame with shutter and w/o position signalling switch, without Com & metering function Manual operating mechanism with mechanical closing, without Spring charging motor, Ready-to-close signal. switch, Auxiliary switches 2NO+2NC, without Closing coil (CC), manual operating mechanism with mechanical closing, without Remote trip alarm reset coil (RR), without 2nd shunt trip, without 1st Shunt trip | 324000 | 1 | Z\ | 1
3WA1232-5AE01-0AA0 |  | Fixed-mounted circuit breaker IEC 60947-2, frame size 2, 3-poles, In=3200A up to 690V AC 50/60Hz, breaking capacity H Icu=100/85kA at 500/690V, Trip unit ETU600 LSI upgrade ready , colordisplay, bluetooth and USB interface, Protection LT, ST, INST, N-protection required an external N-sensor, incl. trip alarm switch (1xCO), rear connection vertical, without Com & metering function Manual operating mechanism with mechanical closing, without Spring charging motor, Ready-to-close signal. switch, Auxiliary switches 2NO+2NC, without Closing coil (CC), manual operating mechanism with mechanical closing, without Remote trip alarm reset coil (RR), without 2nd shunt trip, without 1st Shunt trip | 205000 | 1 | Z\ | 1
3WA1232-5AE02-0AA0 |  | Fixed-mounted circuit breaker IEC 60947-2, frame size 2, 3-poles, In=3200A up to 690V AC 50/60Hz, breaking capacity H Icu=100/85kA at 500/690V, Trip unit ETU600 LSI upgrade ready , colordisplay, bluetooth and USB interface, Protection LT, ST, INST, N-protection required an external N-sensor, incl. trip alarm switch (1xCO), rear connection horizontal, without Com & metering function Manual operating mechanism with mechanical closing, without Spring charging motor, Ready-to-close signal. switch, Auxiliary switches 2NO+2NC, without Closing coil (CC), manual operating mechanism with mechanical closing, without Remote trip alarm reset coil (RR), without 2nd shunt trip, without 1st Shunt trip | 200000 | 1 | Z\ | 1
3WA1232-5AE03-0AA0 |  | Fixed-mounted circuit breaker IEC 60947-2, frame size 2, 3-poles, In=3200A up to 690V AC 50/60Hz, breaking capacity H Icu=100/85kA at 500/690V, Trip unit ETU600 LSI upgrade ready , colordisplay, bluetooth and USB interface, Protection LT, ST, INST, N-protection required an external N-sensor, incl. trip alarm switch (1xCO), front connection double hole, without Com & metering function Manual operating mechanism with mechanical closing, without Spring charging motor, Ready-to-close signal. switch, Auxiliary switches 2NO+2NC, without Closing coil (CC), manual operating mechanism with mechanical closing, without Remote trip alarm reset coil (RR), without 2nd shunt trip, without 1st Shunt trip | 213000 | 1 | Z\ | 1
3WA1232-5AE11-0AA0 |  | Fixed-mounted circuit breaker IEC 60947-2, frame size 2, 4-poles, N-pole left, In=3200A up to 690V AC 50/60Hz, breaking capacity H Icu=100/85kA at 500/690V, Trip unit ETU600 LSI upgrade ready , colordisplay, bluetooth and USB interface, Protection LT, ST, INST, include N-protection, (internal N-sensor available), incl. trip alarm switch (1xCO), rear connection vertical, without Com & metering function Manual operating mechanism with mechanical closing, without Spring charging motor, Ready-to-close signal. switch, Auxiliary switches 2NO+2NC, without Closing coil (CC), manual operating mechanism with mechanical closing, without Remote trip alarm reset coil (RR), without 2nd shunt trip, without 1st Shunt trip | 270000 | 1 | Z\ | 1
3WA1232-5AE12-0AA0 |  | Fixed-mounted circuit breaker IEC 60947-2, frame size 2, 4-poles, N-pole left, In=3200A up to 690V AC 50/60Hz, breaking capacity H Icu=100/85kA at 500/690V, Trip unit ETU600 LSI upgrade ready , colordisplay, bluetooth and USB interface, Protection LT, ST, INST, include N-protection, (internal N-sensor available), incl. trip alarm switch (1xCO), rear connection horizontal, without Com & metering function Manual operating mechanism with mechanical closing, without Spring charging motor, Ready-to-close signal. switch, Auxiliary switches 2NO+2NC, without Closing coil (CC), manual operating mechanism with mechanical closing, without Remote trip alarm reset coil (RR), without 2nd shunt trip, without 1st Shunt trip | 264000 | 1 | Z\ | 1
3WA1232-5AE13-0AA0 |  | Fixed-mounted circuit breaker IEC 60947-2, frame size 2, 4-poles, N-pole left, In=3200A up to 690V AC 50/60Hz, breaking capacity H Icu=100/85kA at 500/690V, Trip unit ETU600 LSI upgrade ready , colordisplay, bluetooth and USB interface, Protection LT, ST, INST, include N-protection, (internal N-sensor available), incl. trip alarm switch (1xCO), front connection double hole, without Com & metering function Manual operating mechanism with mechanical closing, without Spring charging motor, Ready-to-close signal. switch, Auxiliary switches 2NO+2NC, without Closing coil (CC), manual operating mechanism with mechanical closing, without Remote trip alarm reset coil (RR), without 2nd shunt trip, without 1st Shunt trip | 282000 | 1 | Z\ | 1
3WA1232-5AE21-0AA0 |  | fixed-mounted circuit breaker, IEC 60947-2, size 2, 4-pole, N pole on right, In=3200 A up to 690 V AC 50/60 Hz, breaking capacity H Icu=100/85 kA at 500/690 V, tripping unit ETU600 LSI upgradeable, color display, Bluetooth, USB interface, basic protection LT, ST, INST, including protection of the N conductor (internal neutral point sensor available), trip alarm switch (1 x CO), connection at rear vertical, without Com & metering function Manual operating mechanism with mechanical closing, without Spring charging motor, Ready-to-close signal. switch, Auxiliary switches 2NO+2NC, without Closing coil (CC), manual operating mechanism with mechanical closing, without Remote trip alarm reset coil (RR), without 2nd shunt trip, without 1st Shunt trip | 270000 | 1 | Z\ | 1
3WA1232-5AE22-0AA0 |  | fixed-mounted circuit breaker, IEC 60947-2, size 2, 4-pole, N pole on right, In=3200 A up to 690 V AC 50/60 Hz, breaking capacity H Icu=100/85 kA at 500/690 V, tripping unit ETU600 LSI upgradeable, color display, Bluetooth, USB interface, basic protection LT, ST, INST, including protection of the N conductor (internal neutral point sensor available), trip alarm switch (1 x CO), connection at rear horizontal without Com & metering function Manual operating mechanism with mechanical closing, without Spring charging motor, Ready-to-close signal. switch, Auxiliary switches 2NO+2NC, without Closing coil (CC), manual operating mechanism with mechanical closing, without Remote trip alarm reset coil (RR), without 2nd shunt trip, without 1st Shunt trip | 264000 | 1 | Z\ | 1
3WA1232-5AE23-0AA0 |  | fixed-mounted circuit breaker, IEC 60947-2, size 2, 4-pole, N pole on right, In=3200 A up to 690 V AC 50/60 Hz, breaking capacity H Icu=100/85 kA at 500/690 V, tripping unit ETU600 LSI upgradeable, color display, Bluetooth, USB interface, basic protection LT, ST, INST, including protection of the N conductor (internal neutral point sensor available), trip alarm switch (1 x CO), front connection double hole, without Com & metering function Manual operating mechanism with mechanical closing, without Spring charging motor, Ready-to-close signal. switch, Auxiliary switches 2NO+2NC, without Closing coil (CC), manual operating mechanism with mechanical closing, without Remote trip alarm reset coil (RR), without 2nd shunt trip, without 1st Shunt trip | 282000 | 1 | Z\ | 1
3WA1232-5AE31-0AA0 |  | Withdrawable circuit breaker with guide frame, IEC 60947-2, frame size 2, 3-poles, In=3200A up to 690V AC 50/60Hz, breaking capacity H Icu=100/85kA at 500/690V, Trip unit ETU600 LSI upgrade ready , colordisplay, bluetooth and USB interface, Protection LT, ST, INST, N-protection required an external N-sensor, incl. trip alarm switch (1xCO), rear connection vertical, guide frame with shutter and w/o position signalling switch, without Com & metering function Manual operating mechanism with mechanical closing, without Spring charging motor, Ready-to-close signal. switch, Auxiliary switches 2NO+2NC, without Closing coil (CC), manual operating mechanism with mechanical closing, without Remote trip alarm reset coil (RR), without 2nd shunt trip, without 1st Shunt trip | 249000 | 1 | Z\ | 1
3WA1232-5AE32-0AA0 |  | Withdrawable circuit breaker with guide frame, IEC 60947-2, frame size 2, 3-poles, In=3200A up to 690V AC 50/60Hz, breaking capacity H Icu=100/85kA at 500/690V, Trip unit ETU600 LSI upgrade ready , colordisplay, bluetooth and USB interface, Protection LT, ST, INST, N-protection required an external N-sensor, incl. trip alarm switch (1xCO), rear connection horizontal, guide frame with shutter and w/o position signalling switch, without Com & metering function Manual operating mechanism with mechanical closing, without Spring charging motor, Ready-to-close signal. switch, Auxiliary switches 2NO+2NC, without Closing coil (CC), manual operating mechanism with mechanical closing, without Remote trip alarm reset coil (RR), without 2nd shunt trip, without 1st Shunt trip | 244000 | 1 | Z\ | 1
3WA1232-5AE33-0AA0 |  | Withdrawable circuit breaker with guide frame, IEC 60947-2, frame size 2, 3-poles, In=3200A up to 690V AC 50/60Hz, breaking capacity H Icu=100/85kA at 500/690V, Trip unit ETU600 LSI upgrade ready , colordisplay, bluetooth and USB interface, Protection LT, ST, INST, N-protection required an external N-sensor, incl. trip alarm switch (1xCO), front connection double hole, guide frame with shutter and w/o position signalling switch, without Com & metering function Manual operating mechanism with mechanical closing, without Spring charging motor, Ready-to-close signal. switch, Auxiliary switches 2NO+2NC, without Closing coil (CC), manual operating mechanism with mechanical closing, without Remote trip alarm reset coil (RR), without 2nd shunt trip, without 1st Shunt trip | 258000 | 1 | Z\ | 1
3WA1232-5AE34-0AA0 |  | Withdrawable circuit breaker with guide frame, IEC 60947-2, frame size 2, 3-poles, In=3200A up to 690V AC 50/60Hz, breaking capacity H Icu=100/85kA at 500/690V, Trip unit ETU600 LSI upgrade ready , colordisplay, bluetooth and USB interface, Protection LT, ST, INST, N-protection required an external N-sensor, incl. trip alarm switch (1xCO), rear connection flange, guide frame with shutter and w/o position signalling switch, without Com & metering function Manual operating mechanism with mechanical closing, without Spring charging motor, Ready-to-close signal. switch, Auxiliary switches 2NO+2NC, without Closing coil (CC), manual operating mechanism with mechanical closing, without Remote trip alarm reset coil (RR), without 2nd shunt trip, without 1st Shunt trip | 244000 | 1 | Z\ | 1
3WA1232-5AE41-0AA0 |  | Withdrawable circuit breaker with guide frame, IEC 60947-2, frame size 2, 4-poles, N-pole left, In=3200A up to 690V AC 50/60Hz, breaking capacity H Icu=100/85kA at 500/690V, Trip unit ETU600 LSI upgrade ready , colordisplay, bluetooth and USB interface, Protection LT, ST, INST, include N-protection, (internal N-sensor available), incl. trip alarm switch (1xCO), rear connection vertical, guide frame with shutter and w/o position signalling switch, without Com & metering function Manual operating mechanism with mechanical closing, without Spring charging motor, Ready-to-close signal. switch, Auxiliary switches 2NO+2NC, without Closing coil (CC), manual operating mechanism with mechanical closing, without Remote trip alarm reset coil (RR), without 2nd shunt trip, without 1st Shunt trip | 329000 | 1 | Z\ | 1
3WA1232-5AE42-0AA0 |  | Withdrawable circuit breaker with guide frame, IEC 60947-2, frame size 2, 4-poles, N-pole left, In=3200A up to 690V AC 50/60Hz, breaking capacity H Icu=100/85kA at 500/690V, Trip unit ETU600 LSI upgrade ready , colordisplay, bluetooth and USB interface, Protection LT, ST, INST, include N-protection, (internal N-sensor available), incl. trip alarm switch (1xCO), rear connection horizontal, guide frame with shutter and w/o position signalling switch, without Com & metering function Manual operating mechanism with mechanical closing, without Spring charging motor, Ready-to-close signal. switch, Auxiliary switches 2NO+2NC, without Closing coil (CC), manual operating mechanism with mechanical closing, without Remote trip alarm reset coil (RR), without 2nd shunt trip, without 1st Shunt trip | 323000 | 1 | Z\ | 1
3WA1232-5AE43-0AA0 |  | Withdrawable circuit breaker with guide frame, IEC 60947-2, frame size 2, 4-poles, N-pole left, In=3200A up to 690V AC 50/60Hz, breaking capacity H Icu=100/85kA at 500/690V, Trip unit ETU600 LSI upgrade ready , colordisplay, bluetooth and USB interface, Protection LT, ST, INST, include N-protection, (internal N-sensor available), incl. trip alarm switch (1xCO), front connection double hole, guide frame with shutter and w/o position signalling switch, without Com & metering function Manual operating mechanism with mechanical closing, without Spring charging motor, Ready-to-close signal. switch, Auxiliary switches 2NO+2NC, without Closing coil (CC), manual operating mechanism with mechanical closing, without Remote trip alarm reset coil (RR), without 2nd shunt trip, without 1st Shunt trip | 341000 | 1 | Z\ | 1
3WA1232-5AE44-0AA0 |  | Withdrawable circuit breaker with guide frame, IEC 60947-2, frame size 2, 4-poles, N-pole left, In=3200A up to 690V AC 50/60Hz, breaking capacity H Icu=100/85kA at 500/690V, Trip unit ETU600 LSI upgrade ready , colordisplay, bluetooth and USB interface, Protection LT, ST, INST, include N-protection, (internal N-sensor available), incl. trip alarm switch (1xCO), rear connection flange, guide frame with shutter and w/o position signalling switch, without Com & metering function Manual operating mechanism with mechanical closing, without Spring charging motor, Ready-to-close signal. switch, Auxiliary switches 2NO+2NC, without Closing coil (CC), manual operating mechanism with mechanical closing, without Remote trip alarm reset coil (RR), without 2nd shunt trip, without 1st Shunt trip | 323000 | 1 | Z\ | 1
3WA1232-5AE61-4EQ0-Z | K60S07T40 | Withdrawable circuit breaker with guide frame, IEC 60947-2, frame size 2, 3-poles, In=3200A up to 690V AC 50/60Hz, breaking capacity H Icu=100/85kA at 500/690V, Trip unit ETU600 LSI upgrade ready , colordisplay, bluetooth and USB interface, Protection LT, ST, INST, N-protection required an external N-sensor, incl. trip alarm switch (1xCO), rear connection vertical, guide frame with shutter and position signall. switch (3xW), without Com & metering function with manual and motorized operating mechanism (M) 208-240 V AC / 220-250 V DC, Storage status and ready-to- close signaling switches, Auxiliary switches 2NO+2NC, Closing coil (CC) 100% OP 208-240 V AC / 220-250 V DC, applicable for continuous duty, without Remote trip alarm reset coil (RR), Undervoltage release (UVR) instantaneous (0,08 s) and short-delay (0,2 s), 208-240 V AC / 220-250 V DC, without 1st Shunt trip Option K60 = Internal current sensors without energy core, required power supply 24 V DC and undervoltage release (UVR), no power supply of the ETU via internal current sensors Option S07 = Locking provision against unauthorized closing Secured Open; for padlock device Padlocks are not included. Option T40 = Door sealing frame IP41 | 284870 | 1 | Z\ | 1
3WA1232-5AF01-0AA0 |  | Fixed-mounted circuit breaker IEC 60947-2, frame size 2, 3-poles, In=3200A up to 690V AC 50/60Hz, breaking capacity H Icu=100/85kA at 500/690V, Trip unit ETU600 LSIG upgrade ready , colordisplay, bluetooth and USB interface, Protection LT, ST, INST, GFx, N-protection required an external N-sensor, incl. trip alarm switch (1xCO), rear connection vertical, without Com & metering function Manual operating mechanism with mechanical closing, without Spring charging motor, Ready-to-close signal. switch, Auxiliary switches 2NO+2NC, without Closing coil (CC), manual operating mechanism with mechanical closing, without Remote trip alarm reset coil (RR), without 2nd shunt trip, without 1st Shunt trip | 215000 | 1 | Z\ | 1
3WA1232-5AF02-0AA0 |  | Fixed-mounted circuit breaker IEC 60947-2, frame size 2, 3-poles, In=3200A up to 690V AC 50/60Hz, breaking capacity H Icu=100/85kA at 500/690V, Trip unit ETU600 LSIG upgrade ready , colordisplay, bluetooth and USB interface, Protection LT, ST, INST, GFx, N-protection required an external N-sensor, incl. trip alarm switch (1xCO), rear connection horizontal, without Com & metering function Manual operating mechanism with mechanical closing, without Spring charging motor, Ready-to-close signal. switch, Auxiliary switches 2NO+2NC, without Closing coil (CC), manual operating mechanism with mechanical closing, without Remote trip alarm reset coil (RR), without 2nd shunt trip, without 1st Shunt trip | 210000 | 1 | Z\ | 1
3WA1232-5AF03-0AA0 |  | Fixed-mounted circuit breaker IEC 60947-2, frame size 2, 3-poles, In=3200A up to 690V AC 50/60Hz, breaking capacity H Icu=100/85kA at 500/690V, Trip unit ETU600 LSIG upgrade ready , colordisplay, bluetooth and USB interface, Protection LT, ST, INST, GFx, N-protection required an external N-sensor, incl. trip alarm switch (1xCO), front connection double hole, without Com & metering function Manual operating mechanism with mechanical closing, without Spring charging motor, Ready-to-close signal. switch, Auxiliary switches 2NO+2NC, without Closing coil (CC), manual operating mechanism with mechanical closing, without Remote trip alarm reset coil (RR), without 2nd shunt trip, without 1st Shunt trip | 224000 | 1 | Z\ | 1
3WA1232-5AF11-0AA0 |  | Fixed-mounted circuit breaker IEC 60947-2, frame size 2, 4-poles, N-pole left, In=3200A up to 690V AC 50/60Hz, breaking capacity H Icu=100/85kA at 500/690V, Trip unit ETU600 LSIG upgrade ready , colordisplay, bluetooth and USB interface, Protection LT, ST, INST, GFx, include N-protection, (internal N-sensor available), incl. trip alarm switch (1xCO), rear connection vertical, without Com & metering function Manual operating mechanism with mechanical closing, without Spring charging motor, Ready-to-close signal. switch, Auxiliary switches 2NO+2NC, without Closing coil (CC), manual operating mechanism with mechanical closing, without Remote trip alarm reset coil (RR), without 2nd shunt trip, without 1st Shunt trip | 281000 | 1 | Z\ | 1
3WA1232-5AF12-0AA0 |  | Fixed-mounted circuit breaker IEC 60947-2, frame size 2, 4-poles, N-pole left, In=3200A up to 690V AC 50/60Hz, breaking capacity H Icu=100/85kA at 500/690V, Trip unit ETU600 LSIG upgrade ready , colordisplay, bluetooth and USB interface, Protection LT, ST, INST, GFx, include N-protection, (internal N-sensor available), incl. trip alarm switch (1xCO), rear connection horizontal, without Com & metering function Manual operating mechanism with mechanical closing, without Spring charging motor, Ready-to-close signal. switch, Auxiliary switches 2NO+2NC, without Closing coil (CC), manual operating mechanism with mechanical closing, without Remote trip alarm reset coil (RR), without 2nd shunt trip, without 1st Shunt trip | 274000 | 1 | Z\ | 1
3WA1232-5AF13-0AA0 |  | Fixed-mounted circuit breaker IEC 60947-2, frame size 2, 4-poles, N-pole left, In=3200A up to 690V AC 50/60Hz, breaking capacity H Icu=100/85kA at 500/690V, Trip unit ETU600 LSIG upgrade ready , colordisplay, bluetooth and USB interface, Protection LT, ST, INST, GFx, include N-protection, (internal N-sensor available), incl. trip alarm switch (1xCO), front connection double hole, without Com & metering function Manual operating mechanism with mechanical closing, without Spring charging motor, Ready-to-close signal. switch, Auxiliary switches 2NO+2NC, without Closing coil (CC), manual operating mechanism with mechanical closing, without Remote trip alarm reset coil (RR), without 2nd shunt trip, without 1st Shunt trip | 292000 | 1 | Z\ | 1
3WA1232-5AF21-0AA0 |  | fixed-mounted circuit breaker, IEC 60947-2, size 2, 4-pole, N pole on right, In=3200 A up to 690 V AC 50/60 Hz, breaking capacity H Icu=100/85 kA at 500/690 V, tripping unit ETU600 LSIG upgradeable, color display, Bluetooth, USB interface, basic protection LT, ST, INST, GFx, including protection of the N conductor (internal neutral point sensor available), trip alarm switch (1 x CO), connection at rear vertical, without Com & metering function Manual operating mechanism with mechanical closing, without Spring charging motor, Ready-to-close signal. switch, Auxiliary switches 2NO+2NC, without Closing coil (CC), manual operating mechanism with mechanical closing, without Remote trip alarm reset coil (RR), without 2nd shunt trip, without 1st Shunt trip | 281000 | 1 | Z\ | 1
3WA1232-5AF22-0AA0 |  | fixed-mounted circuit breaker, IEC 60947-2, size 2, 4-pole, N pole on right, In=3200 A up to 690 V AC 50/60 Hz, breaking capacity H Icu=100/85 kA at 500/690 V, tripping unit ETU600 LSIG upgradeable, color display, Bluetooth, USB interface, basic protection LT, ST, INST, GFx, including protection of the N conductor (internal neutral point sensor available), trip alarm switch (1 x CO), connection at rear horizontal without Com & metering function Manual operating mechanism with mechanical closing, without Spring charging motor, Ready-to-close signal. switch, Auxiliary switches 2NO+2NC, without Closing coil (CC), manual operating mechanism with mechanical closing, without Remote trip alarm reset coil (RR), without 2nd shunt trip, without 1st Shunt trip | 274000 | 1 | Z\ | 1
3WA1232-5AF23-0AA0 |  | fixed-mounted circuit breaker, IEC 60947-2, size 2, 4-pole, N pole on right, In=3200 A up to 690 V AC 50/60 Hz, breaking capacity H Icu=100/85 kA at 500/690 V, tripping unit ETU600 LSIG upgradeable, color display, Bluetooth, USB interface, basic protection LT, ST, INST, GFx, including protection of the N conductor (internal neutral point sensor available), trip alarm switch (1 x CO), front connection double hole, without Com & metering function Manual operating mechanism with mechanical closing, without Spring charging motor, Ready-to-close signal. switch, Auxiliary switches 2NO+2NC, without Closing coil (CC), manual operating mechanism with mechanical closing, without Remote trip alarm reset coil (RR), without 2nd shunt trip, without 1st Shunt trip | 292000 | 1 | Z\ | 1
3WA1232-5AF31-0AA0 |  | Withdrawable circuit breaker with guide frame, IEC 60947-2, frame size 2, 3-poles, In=3200A up to 690V AC 50/60Hz, breaking capacity H Icu=100/85kA at 500/690V, Trip unit ETU600 LSIG upgrade ready , colordisplay, bluetooth and USB interface, Protection LT, ST, INST, GFx, N-protection required an external N-sensor, incl. trip alarm switch (1xCO), rear connection vertical, guide frame with shutter and w/o position signalling switch, without Com & metering function Manual operating mechanism with mechanical closing, without Spring charging motor, Ready-to-close signal. switch, Auxiliary switches 2NO+2NC, without Closing coil (CC), manual operating mechanism with mechanical closing, without Remote trip alarm reset coil (RR), without 2nd shunt trip, without 1st Shunt trip | 260000 | 1 | Z\ | 1
3WA1232-5AF32-0AA0 |  | Withdrawable circuit breaker with guide frame, IEC 60947-2, frame size 2, 3-poles, In=3200A up to 690V AC 50/60Hz, breaking capacity H Icu=100/85kA at 500/690V, Trip unit ETU600 LSIG upgrade ready , colordisplay, bluetooth and USB interface, Protection LT, ST, INST, GFx, N-protection required an external N-sensor, incl. trip alarm switch (1xCO), rear connection horizontal, guide frame with shutter and w/o position signalling switch, without Com & metering function Manual operating mechanism with mechanical closing, without Spring charging motor, Ready-to-close signal. switch, Auxiliary switches 2NO+2NC, without Closing coil (CC), manual operating mechanism with mechanical closing, without Remote trip alarm reset coil (RR), without 2nd shunt trip, without 1st Shunt trip | 255000 | 1 | Z\ | 1
3WA1232-5AF33-0AA0 |  | Withdrawable circuit breaker with guide frame, IEC 60947-2, frame size 2, 3-poles, In=3200A up to 690V AC 50/60Hz, breaking capacity H Icu=100/85kA at 500/690V, Trip unit ETU600 LSIG upgrade ready , colordisplay, bluetooth and USB interface, Protection LT, ST, INST, GFx, N-protection required an external N-sensor, incl. trip alarm switch (1xCO), front connection double hole, guide frame with shutter and w/o position signalling switch, without Com & metering function Manual operating mechanism with mechanical closing, without Spring charging motor, Ready-to-close signal. switch, Auxiliary switches 2NO+2NC, without Closing coil (CC), manual operating mechanism with mechanical closing, without Remote trip alarm reset coil (RR), without 2nd shunt trip, without 1st Shunt trip | 269000 | 1 | Z\ | 1
3WA1232-5AF34-0AA0 |  | Withdrawable circuit breaker with guide frame, IEC 60947-2, frame size 2, 3-poles, In=3200A up to 690V AC 50/60Hz, breaking capacity H Icu=100/85kA at 500/690V, Trip unit ETU600 LSIG upgrade ready , colordisplay, bluetooth and USB interface, Protection LT, ST, INST, GFx, N-protection required an external N-sensor, incl. trip alarm switch (1xCO), rear connection flange, guide frame with shutter and w/o position signalling switch, without Com & metering function Manual operating mechanism with mechanical closing, without Spring charging motor, Ready-to-close signal. switch, Auxiliary switches 2NO+2NC, without Closing coil (CC), manual operating mechanism with mechanical closing, without Remote trip alarm reset coil (RR), without 2nd shunt trip, without 1st Shunt trip | 255000 | 1 | Z\ | 1
3WA1232-5AF41-0AA0 |  | Withdrawable circuit breaker with guide frame, IEC 60947-2, frame size 2, 4-poles, N-pole left, In=3200A up to 690V AC 50/60Hz, breaking capacity H Icu=100/85kA at 500/690V, Trip unit ETU600 LSIG upgrade ready , colordisplay, bluetooth and USB interface, Protection LT, ST, INST, GFx, include N-protection, (internal N-sensor available), incl. trip alarm switch (1xCO), rear connection vertical, guide frame with shutter and w/o position signalling switch, without Com & metering function Manual operating mechanism with mechanical closing, without Spring charging motor, Ready-to-close signal. switch, Auxiliary switches 2NO+2NC, without Closing coil (CC), manual operating mechanism with mechanical closing, without Remote trip alarm reset coil (RR), without 2nd shunt trip, without 1st Shunt trip | 340000 | 1 | Z\ | 1
3WA1232-5AF42-0AA0 |  | Withdrawable circuit breaker with guide frame, IEC 60947-2, frame size 2, 4-poles, N-pole left, In=3200A up to 690V AC 50/60Hz, breaking capacity H Icu=100/85kA at 500/690V, Trip unit ETU600 LSIG upgrade ready , colordisplay, bluetooth and USB interface, Protection LT, ST, INST, GFx, include N-protection, (internal N-sensor available), incl. trip alarm switch (1xCO), rear connection horizontal, guide frame with shutter and w/o position signalling switch, without Com & metering function Manual operating mechanism with mechanical closing, without Spring charging motor, Ready-to-close signal. switch, Auxiliary switches 2NO+2NC, without Closing coil (CC), manual operating mechanism with mechanical closing, without Remote trip alarm reset coil (RR), without 2nd shunt trip, without 1st Shunt trip | 333000 | 1 | Z\ | 1
3WA1232-5AF43-0AA0 |  | Withdrawable circuit breaker with guide frame, IEC 60947-2, frame size 2, 4-poles, N-pole left, In=3200A up to 690V AC 50/60Hz, breaking capacity H Icu=100/85kA at 500/690V, Trip unit ETU600 LSIG upgrade ready , colordisplay, bluetooth and USB interface, Protection LT, ST, INST, GFx, include N-protection, (internal N-sensor available), incl. trip alarm switch (1xCO), front connection double hole, guide frame with shutter and w/o position signalling switch, without Com & metering function Manual operating mechanism with mechanical closing, without Spring charging motor, Ready-to-close signal. switch, Auxiliary switches 2NO+2NC, without Closing coil (CC), manual operating mechanism with mechanical closing, without Remote trip alarm reset coil (RR), without 2nd shunt trip, without 1st Shunt trip | 351000 | 1 | Z\ | 1
3WA1232-5AF44-0AA0 |  | Withdrawable circuit breaker with guide frame, IEC 60947-2, frame size 2, 4-poles, N-pole left, In=3200A up to 690V AC 50/60Hz, breaking capacity H Icu=100/85kA at 500/690V, Trip unit ETU600 LSIG upgrade ready , colordisplay, bluetooth and USB interface, Protection LT, ST, INST, GFx, include N-protection, (internal N-sensor available), incl. trip alarm switch (1xCO), rear connection flange, guide frame with shutter and w/o position signalling switch, without Com & metering function Manual operating mechanism with mechanical closing, without Spring charging motor, Ready-to-close signal. switch, Auxiliary switches 2NO+2NC, without Closing coil (CC), manual operating mechanism with mechanical closing, without Remote trip alarm reset coil (RR), without 2nd shunt trip, without 1st Shunt trip | 333000 | 1 | Z\ | 1
3WA1232-5AG01-0AA0 |  | Fixed-mounted circuit breaker IEC 60947-2, frame size 2, 3-poles, In=3200A up to 690V AC 50/60Hz, breaking capacity H Icu=100/85kA at 500/690V, Trip unit ETU600 LSIG Hi-Z upgrade ready , colordisplay, bluetooth and USB interface, Protection LT, ST, INST, GFx, with GF highimpedance-input N-protection required an external N-sensor, incl. trip alarm switch (1xCO), rear connection vertical, without Com & metering function Manual operating mechanism with mechanical closing, without Spring charging motor, Ready-to-close signal. switch, Auxiliary switches 2NO+2NC, without Closing coil (CC), manual operating mechanism with mechanical closing, without Remote trip alarm reset coil (RR), without 2nd shunt trip, without 1st Shunt trip | 237000 | 1 | Z\ | 1
3WA1232-5AG02-0AA0 |  | Fixed-mounted circuit breaker IEC 60947-2, frame size 2, 3-poles, In=3200A up to 690V AC 50/60Hz, breaking capacity H Icu=100/85kA at 500/690V, Trip unit ETU600 LSIG Hi-Z upgrade ready , colordisplay, bluetooth and USB interface, Protection LT, ST, INST, GFx, with GF highimpedance-input N-protection required an external N-sensor, incl. trip alarm switch (1xCO), rear connection horizontal, without Com & metering function Manual operating mechanism with mechanical closing, without Spring charging motor, Ready-to-close signal. switch, Auxiliary switches 2NO+2NC, without Closing coil (CC), manual operating mechanism with mechanical closing, without Remote trip alarm reset coil (RR), without 2nd shunt trip, without 1st Shunt trip | 232000 | 1 | Z\ | 1
3WA1232-5AG03-0AA0 |  | Fixed-mounted circuit breaker IEC 60947-2, frame size 2, 3-poles, In=3200A up to 690V AC 50/60Hz, breaking capacity H Icu=100/85kA at 500/690V, Trip unit ETU600 LSIG Hi-Z upgrade ready , colordisplay, bluetooth and USB interface, Protection LT, ST, INST, GFx, with GF highimpedance-input N-protection required an external N-sensor, incl. trip alarm switch (1xCO), front connection double hole, without Com & metering function Manual operating mechanism with mechanical closing, without Spring charging motor, Ready-to-close signal. switch, Auxiliary switches 2NO+2NC, without Closing coil (CC), manual operating mechanism with mechanical closing, without Remote trip alarm reset coil (RR), without 2nd shunt trip, without 1st Shunt trip | 245000 | 1 | Z\ | 1
3WA1232-5AG11-0AA0 |  | Fixed-mounted circuit breaker IEC 60947-2, frame size 2, 4-poles, N-pole left, In=3200A up to 690V AC 50/60Hz, breaking capacity H Icu=100/85kA at 500/690V, Trip unit ETU600 LSIG Hi-Z upgrade ready , colordisplay, bluetooth and USB interface, Protection LT, ST, INST, GFx, with GF highimpedance-input include N-protection, (internal N-sensor available), incl. trip alarm switch (1xCO), rear connection vertical, without Com & metering function Manual operating mechanism with mechanical closing, without Spring charging motor, Ready-to-close signal. switch, Auxiliary switches 2NO+2NC, without Closing coil (CC), manual operating mechanism with mechanical closing, without Remote trip alarm reset coil (RR), without 2nd shunt trip, without 1st Shunt trip | 302000 | 1 | Z\ | 1
3WA1232-5AG12-0AA0 |  | Fixed-mounted circuit breaker IEC 60947-2, frame size 2, 4-poles, N-pole left, In=3200A up to 690V AC 50/60Hz, breaking capacity H Icu=100/85kA at 500/690V, Trip unit ETU600 LSIG Hi-Z upgrade ready , colordisplay, bluetooth and USB interface, Protection LT, ST, INST, GFx, with GF highimpedance-input include N-protection, (internal N-sensor available), incl. trip alarm switch (1xCO), rear connection horizontal, without Com & metering function Manual operating mechanism with mechanical closing, without Spring charging motor, Ready-to-close signal. switch, Auxiliary switches 2NO+2NC, without Closing coil (CC), manual operating mechanism with mechanical closing, without Remote trip alarm reset coil (RR), without 2nd shunt trip, without 1st Shunt trip | 295000 | 1 | Z\ | 1
3WA1232-5AG13-0AA0 |  | Fixed-mounted circuit breaker IEC 60947-2, frame size 2, 4-poles, N-pole left, In=3200A up to 690V AC 50/60Hz, breaking capacity H Icu=100/85kA at 500/690V, Trip unit ETU600 LSIG Hi-Z upgrade ready , colordisplay, bluetooth and USB interface, Protection LT, ST, INST, GFx, with GF highimpedance-input include N-protection, (internal N-sensor available), incl. trip alarm switch (1xCO), front connection double hole, without Com & metering function Manual operating mechanism with mechanical closing, without Spring charging motor, Ready-to-close signal. switch, Auxiliary switches 2NO+2NC, without Closing coil (CC), manual operating mechanism with mechanical closing, without Remote trip alarm reset coil (RR), without 2nd shunt trip, without 1st Shunt trip | 314000 | 1 | Z\ | 1
3WA1232-5AG21-0AA0 |  | fixed-mounted circuit breaker, IEC 60947-2, size 2, 4-pole, N pole on right, In=3200 A up to 690 V AC 50/60 Hz, breaking capacity H Icu=100/85 kA at 500/690 V, tripping unit ETU600 LSIG Hi-Z upgradeable, color display, Bluetooth, USB interface, basic protection LT, ST, INST, GFx, with GF high-impedance input, including protection of the N conductor (internal neutral point sensor available), trip alarm switch (1 x CO), connection at rear vertical, without Com & metering function Manual operating mechanism with mechanical closing, without Spring charging motor, Ready-to-close signal. switch, Auxiliary switches 2NO+2NC, without Closing coil (CC), manual operating mechanism with mechanical closing, without Remote trip alarm reset coil (RR), without 2nd shunt trip, without 1st Shunt trip | 302000 | 1 | Z\ | 1
3WA1232-5AG22-0AA0 |  | fixed-mounted circuit breaker, IEC 60947-2, size 2, 4-pole, N pole on right, In=3200 A up to 690 V AC 50/60 Hz, breaking capacity H Icu=100/85 kA at 500/690 V, tripping unit ETU600 LSIG Hi-Z upgradeable, color display, Bluetooth, USB interface, basic protection LT, ST, INST, GFx, with GF high-impedance input, including protection of the N conductor (internal neutral point sensor available), trip alarm switch (1 x CO), connection at rear horizontal without Com & metering function Manual operating mechanism with mechanical closing, without Spring charging motor, Ready-to-close signal. switch, Auxiliary switches 2NO+2NC, without Closing coil (CC), manual operating mechanism with mechanical closing, without Remote trip alarm reset coil (RR), without 2nd shunt trip, without 1st Shunt trip | 295000 | 1 | Z\ | 1
3WA1232-5AG23-0AA0 |  | fixed-mounted circuit breaker, IEC 60947-2, size 2, 4-pole, N pole on right, In=3200 A up to 690 V AC 50/60 Hz, breaking capacity H Icu=100/85 kA at 500/690 V, tripping unit ETU600 LSIG Hi-Z upgradeable, color display, Bluetooth, USB interface, basic protection LT, ST, INST, GFx, with GF high-impedance input, including protection of the N conductor (internal neutral point sensor available), trip alarm switch (1 x CO), front connection double hole, without Com & metering function Manual operating mechanism with mechanical closing, without Spring charging motor, Ready-to-close signal. switch, Auxiliary switches 2NO+2NC, without Closing coil (CC), manual operating mechanism with mechanical closing, without Remote trip alarm reset coil (RR), without 2nd shunt trip, without 1st Shunt trip | 314000 | 1 | Z\ | 1
3WA1232-5AG31-0AA0 |  | Withdrawable circuit breaker with guide frame, IEC 60947-2, frame size 2, 3-poles, In=3200A up to 690V AC 50/60Hz, breaking capacity H Icu=100/85kA at 500/690V, Trip unit ETU600 LSIG Hi-Z upgrade ready , colordisplay, bluetooth and USB interface, Protection LT, ST, INST, GFx, with GF highimpedance-input N-protection required an external N-sensor, incl. trip alarm switch (1xCO), rear connection vertical, guide frame with shutter and w/o position signalling switch, without Com & metering function Manual operating mechanism with mechanical closing, without Spring charging motor, Ready-to-close signal. switch, Auxiliary switches 2NO+2NC, without Closing coil (CC), manual operating mechanism with mechanical closing, without Remote trip alarm reset coil (RR), without 2nd shunt trip, without 1st Shunt trip | 281000 | 1 | Z\ | 1
3WA1232-5AG32-0AA0 |  | Withdrawable circuit breaker with guide frame, IEC 60947-2, frame size 2, 3-poles, In=3200A up to 690V AC 50/60Hz, breaking capacity H Icu=100/85kA at 500/690V, Trip unit ETU600 LSIG Hi-Z upgrade ready , colordisplay, bluetooth and USB interface, Protection LT, ST, INST, GFx, with GF highimpedance-input N-protection required an external N-sensor, incl. trip alarm switch (1xCO), rear connection horizontal, guide frame with shutter and w/o position signalling switch, without Com & metering function Manual operating mechanism with mechanical closing, without Spring charging motor, Ready-to-close signal. switch, Auxiliary switches 2NO+2NC, without Closing coil (CC), manual operating mechanism with mechanical closing, without Remote trip alarm reset coil (RR), without 2nd shunt trip, without 1st Shunt trip | 276000 | 1 | Z\ | 1
3WA1232-5AG33-0AA0 |  | Withdrawable circuit breaker with guide frame, IEC 60947-2, frame size 2, 3-poles, In=3200A up to 690V AC 50/60Hz, breaking capacity H Icu=100/85kA at 500/690V, Trip unit ETU600 LSIG Hi-Z upgrade ready , colordisplay, bluetooth and USB interface, Protection LT, ST, INST, GFx, with GF highimpedance-input N-protection required an external N-sensor, incl. trip alarm switch (1xCO), front connection double hole, guide frame with shutter and w/o position signalling switch, without Com & metering function Manual operating mechanism with mechanical closing, without Spring charging motor, Ready-to-close signal. switch, Auxiliary switches 2NO+2NC, without Closing coil (CC), manual operating mechanism with mechanical closing, without Remote trip alarm reset coil (RR), without 2nd shunt trip, without 1st Shunt trip | 290000 | 1 | Z\ | 1
3WA1232-5AG34-0AA0 |  | Withdrawable circuit breaker with guide frame, IEC 60947-2, frame size 2, 3-poles, In=3200A up to 690V AC 50/60Hz, breaking capacity H Icu=100/85kA at 500/690V, Trip unit ETU600 LSIG Hi-Z upgrade ready , colordisplay, bluetooth and USB interface, Protection LT, ST, INST, GFx, with GF highimpedance-input N-protection required an external N-sensor, incl. trip alarm switch (1xCO), rear connection flange, guide frame with shutter and w/o position signalling switch, without Com & metering function Manual operating mechanism with mechanical closing, without Spring charging motor, Ready-to-close signal. switch, Auxiliary switches 2NO+2NC, without Closing coil (CC), manual operating mechanism with mechanical closing, without Remote trip alarm reset coil (RR), without 2nd shunt trip, without 1st Shunt trip | 276000 | 1 | Z\ | 1
3WA1232-5AG41-0AA0 |  | Withdrawable circuit breaker with guide frame, IEC 60947-2, frame size 2, 4-poles, N-pole left, In=3200A up to 690V AC 50/60Hz, breaking capacity H Icu=100/85kA at 500/690V, Trip unit ETU600 LSIG Hi-Z upgrade ready , colordisplay, bluetooth and USB interface, Protection LT, ST, INST, GFx, with GF highimpedance-input include N-protection, (internal N-sensor available), incl. trip alarm switch (1xCO), rear connection vertical, guide frame with shutter and w/o position signalling switch, without Com & metering function Manual operating mechanism with mechanical closing, without Spring charging motor, Ready-to-close signal. switch, Auxiliary switches 2NO+2NC, without Closing coil (CC), manual operating mechanism with mechanical closing, without Remote trip alarm reset coil (RR), without 2nd shunt trip, without 1st Shunt trip | 361000 | 1 | Z\ | 1
3WA1232-5AG42-0AA0 |  | Withdrawable circuit breaker with guide frame, IEC 60947-2, frame size 2, 4-poles, N-pole left, In=3200A up to 690V AC 50/60Hz, breaking capacity H Icu=100/85kA at 500/690V, Trip unit ETU600 LSIG Hi-Z upgrade ready , colordisplay, bluetooth and USB interface, Protection LT, ST, INST, GFx, with GF highimpedance-input include N-protection, (internal N-sensor available), incl. trip alarm switch (1xCO), rear connection horizontal, guide frame with shutter and w/o position signalling switch, without Com & metering function Manual operating mechanism with mechanical closing, without Spring charging motor, Ready-to-close signal. switch, Auxiliary switches 2NO+2NC, without Closing coil (CC), manual operating mechanism with mechanical closing, without Remote trip alarm reset coil (RR), without 2nd shunt trip, without 1st Shunt trip | 354000 | 1 | Z\ | 1
3WA1232-5AG43-0AA0 |  | Withdrawable circuit breaker with guide frame, IEC 60947-2, frame size 2, 4-poles, N-pole left, In=3200A up to 690V AC 50/60Hz, breaking capacity H Icu=100/85kA at 500/690V, Trip unit ETU600 LSIG Hi-Z upgrade ready , colordisplay, bluetooth and USB interface, Protection LT, ST, INST, GFx, with GF highimpedance-input include N-protection, (internal N-sensor available), incl. trip alarm switch (1xCO), front connection double hole, guide frame with shutter and w/o position signalling switch, without Com & metering function Manual operating mechanism with mechanical closing, without Spring charging motor, Ready-to-close signal. switch, Auxiliary switches 2NO+2NC, without Closing coil (CC), manual operating mechanism with mechanical closing, without Remote trip alarm reset coil (RR), without 2nd shunt trip, without 1st Shunt trip | 373000 | 1 | Z\ | 1
3WA1232-5AG44-0AA0 |  | Withdrawable circuit breaker with guide frame, IEC 60947-2, frame size 2, 4-poles, N-pole left, In=3200A up to 690V AC 50/60Hz, breaking capacity H Icu=100/85kA at 500/690V, Trip unit ETU600 LSIG Hi-Z upgrade ready , colordisplay, bluetooth and USB interface, Protection LT, ST, INST, GFx, with GF highimpedance-input include N-protection, (internal N-sensor available), incl. trip alarm switch (1xCO), rear connection flange, guide frame with shutter and w/o position signalling switch, without Com & metering function Manual operating mechanism with mechanical closing, without Spring charging motor, Ready-to-close signal. switch, Auxiliary switches 2NO+2NC, without Closing coil (CC), manual operating mechanism with mechanical closing, without Remote trip alarm reset coil (RR), without 2nd shunt trip, without 1st Shunt trip | 354000 | 1 | Z\ | 1
3WA1232-5CA01-0AA0 |  | Non-automatic circuit breaker Fixed-mounted version, IEC 60947-2, frame size 2, 3-poles, In=3200A up to 690V AC 50/60Hz, breaking capacity H Icc=100/85kA at 500/690V, without electr. trip unit ETU, rear connection vertical, able to communication, Manual operating mechanism with mechanical closing, without Spring charging motor, Ready-to-close signal. switch, Auxiliary switches 2NO+2NC, without Closing coil (CC), manual operating mechanism with mechanical closing, without Remote trip alarm reset coil (RR), without 2nd shunt trip, without 1st Shunt trip | 190430 | 1 | Z\ | 1
3WA1232-5CA02-0AA0 |  | Non-automatic circuit breaker Fixed-mounted version, IEC 60947-2, frame size 2, 3-poles, In=3200A up to 690V AC 50/60Hz, breaking capacity H Icc=100/85kA at 500/690V, without electr. trip unit ETU, rear connection horizontal, able to communication, Manual operating mechanism with mechanical closing, without Spring charging motor, Ready-to-close signal. switch, Auxiliary switches 2NO+2NC, without Closing coil (CC), manual operating mechanism with mechanical closing, without Remote trip alarm reset coil (RR), without 2nd shunt trip, without 1st Shunt trip | 185430 | 1 | Z\ | 1
3WA1232-5CA03-0AA0 |  | Non-automatic circuit breaker Fixed-mounted version, IEC 60947-2, frame size 2, 3-poles, In=3200A up to 690V AC 50/60Hz, breaking capacity H Icc=100/85kA at 500/690V, without electr. trip unit ETU, front connection double hole, able to communication, Manual operating mechanism with mechanical closing, without Spring charging motor, Ready-to-close signal. switch, Auxiliary switches 2NO+2NC, without Closing coil (CC), manual operating mechanism with mechanical closing, without Remote trip alarm reset coil (RR), without 2nd shunt trip, without 1st Shunt trip | 199430 | 1 | Z\ | 1
3WA1232-5CA11-0AA0 |  | Non-automatic circuit breaker Fixed-mounted version, IEC 60947-2, frame size 2, 4-poles, N-pole left, In=3200A up to 690V AC 50/60Hz, breaking capacity H Icc=100/85kA at 500/690V, without electr. trip unit ETU, rear connection vertical, able to communication, Manual operating mechanism with mechanical closing, without Spring charging motor, Ready-to-close signal. switch, Auxiliary switches 2NO+2NC, without Closing coil (CC), manual operating mechanism with mechanical closing, without Remote trip alarm reset coil (RR), without 2nd shunt trip, without 1st Shunt trip | 250430 | 1 | Z\ | 1
3WA1232-5CA12-0AA0 |  | Non-automatic circuit breaker Fixed-mounted version, IEC 60947-2, frame size 2, 4-poles, N-pole left, In=3200A up to 690V AC 50/60Hz, breaking capacity H Icc=100/85kA at 500/690V, without electr. trip unit ETU, rear connection horizontal, able to communication, Manual operating mechanism with mechanical closing, without Spring charging motor, Ready-to-close signal. switch, Auxiliary switches 2NO+2NC, without Closing coil (CC), manual operating mechanism with mechanical closing, without Remote trip alarm reset coil (RR), without 2nd shunt trip, without 1st Shunt trip | 243430 | 1 | Z\ | 1
3WA1232-5CA13-0AA0 |  | Non-automatic circuit breaker Fixed-mounted version, IEC 60947-2, frame size 2, 4-poles, N-pole left, In=3200A up to 690V AC 50/60Hz, breaking capacity H Icc=100/85kA at 500/690V, without electr. trip unit ETU, front connection double hole, able to communication, Manual operating mechanism with mechanical closing, without Spring charging motor, Ready-to-close signal. switch, Auxiliary switches 2NO+2NC, without Closing coil (CC), manual operating mechanism with mechanical closing, without Remote trip alarm reset coil (RR), without 2nd shunt trip, without 1st Shunt trip | 261430 | 1 | Z\ | 1
3WA1232-5CA21-0AA0 |  | AC non-automatic air circuit breaker 3WA, fixed-mounted version, IEC 60947-2, size 2, 4-pole, N pole on right, In=3200 A up to 690 V AC 50/60 Hz, breaking capacity H, Icc=100/85 kA at 500/690 V, without electronic trip unit ETU, connection at rear vertical, able to communication, Manual operating mechanism with mechanical closing, without Spring charging motor, Ready-to-close signal. switch, Auxiliary switches 2NO+2NC, without Closing coil (CC), manual operating mechanism with mechanical closing, without Remote trip alarm reset coil (RR), without 2nd shunt trip, without 1st Shunt trip | 250430 | 1 | Z\ | 1
3WA1232-5CA22-0AA0 |  | AC non-automatic air circuit breaker 3WA, fixed-mounted version, IEC 60947-2, size 2, 4-pole, N pole on right, In=3200 A up to 690 V AC 50/60 Hz, breaking capacity H, Icc=100/85 kA at 500/690 V, without electronic trip unit ETU, connection at rear horizontal able to communication, Manual operating mechanism with mechanical closing, without Spring charging motor, Ready-to-close signal. switch, Auxiliary switches 2NO+2NC, without Closing coil (CC), manual operating mechanism with mechanical closing, without Remote trip alarm reset coil (RR), without 2nd shunt trip, without 1st Shunt trip | 243430 | 1 | Z\ | 1
3WA1232-5CA23-0AA0 |  | AC non-automatic air circuit breaker 3WA, fixed-mounted version, IEC 60947-2, size 2, 4-pole, N pole on right, In=3200 A up to 690 V AC 50/60 Hz, breaking capacity H, Icc=100/85 kA at 500/690 V, without electronic trip unit ETU, front connection double hole, able to communication, Manual operating mechanism with mechanical closing, without Spring charging motor, Ready-to-close signal. switch, Auxiliary switches 2NO+2NC, without Closing coil (CC), manual operating mechanism with mechanical closing, without Remote trip alarm reset coil (RR), without 2nd shunt trip, without 1st Shunt trip | 261430 | 1 | Z\ | 1
3WA1232-5CA31-0AA0 |  | Non-automatic circuit breaker withdrawable version, with guide frame, IEC 60947-2, frame size 2, 3-poles, In=3200A up to 690V AC 50/60Hz, breaking capacity H Icc=100/85kA at 500/690V, without electr. trip unit ETU, rear connection vertical, guide frame with shutter and w/o position signalling switch, able to communication, Manual operating mechanism with mechanical closing, without Spring charging motor, Ready-to-close signal. switch, Auxiliary switches 2NO+2NC, without Closing coil (CC), manual operating mechanism with mechanical closing, without Remote trip alarm reset coil (RR), without 2nd shunt trip, without 1st Shunt trip | 231430 | 1 | Z\ | 1
3WA1232-5CA32-0AA0 |  | Non-automatic circuit breaker withdrawable version, with guide frame, IEC 60947-2, frame size 2, 3-poles, In=3200A up to 690V AC 50/60Hz, breaking capacity H Icc=100/85kA at 500/690V, without electr. trip unit ETU, rear connection horizontal, guide frame with shutter and w/o position signalling switch, able to communication, Manual operating mechanism with mechanical closing, without Spring charging motor, Ready-to-close signal. switch, Auxiliary switches 2NO+2NC, without Closing coil (CC), manual operating mechanism with mechanical closing, without Remote trip alarm reset coil (RR), without 2nd shunt trip, without 1st Shunt trip | 226430 | 1 | Z\ | 1
3WA1232-5CA33-0AA0 |  | Non-automatic circuit breaker withdrawable version, with guide frame, IEC 60947-2, frame size 2, 3-poles, In=3200A up to 690V AC 50/60Hz, breaking capacity H Icc=100/85kA at 500/690V, without electr. trip unit ETU, front connection double hole, guide frame with shutter and w/o position signalling switch, able to communication, Manual operating mechanism with mechanical closing, without Spring charging motor, Ready-to-close signal. switch, Auxiliary switches 2NO+2NC, without Closing coil (CC), manual operating mechanism with mechanical closing, without Remote trip alarm reset coil (RR), without 2nd shunt trip, without 1st Shunt trip | 240430 | 1 | Z\ | 1
3WA1232-5CA34-0AA0 |  | Non-automatic circuit breaker withdrawable version, with guide frame, IEC 60947-2, frame size 2, 3-poles, In=3200A up to 690V AC 50/60Hz, breaking capacity H Icc=100/85kA at 500/690V, without electr. trip unit ETU, rear connection flange, guide frame with shutter and w/o position signalling switch, able to communication, Manual operating mechanism with mechanical closing, without Spring charging motor, Ready-to-close signal. switch, Auxiliary switches 2NO+2NC, without Closing coil (CC), manual operating mechanism with mechanical closing, without Remote trip alarm reset coil (RR), without 2nd shunt trip, without 1st Shunt trip | 226430 | 1 | Z\ | 1
3WA1232-5CA41-0AA0 |  | Non-automatic circuit breaker withdrawable version, with guide frame, IEC 60947-2, frame size 2, 4-poles, N-pole left, In=3200A up to 690V AC 50/60Hz, breaking capacity H Icc=100/85kA at 500/690V, without electr. trip unit ETU, rear connection vertical, guide frame with shutter and w/o position signalling switch, able to communication, Manual operating mechanism with mechanical closing, without Spring charging motor, Ready-to-close signal. switch, Auxiliary switches 2NO+2NC, without Closing coil (CC), manual operating mechanism with mechanical closing, without Remote trip alarm reset coil (RR), without 2nd shunt trip, without 1st Shunt trip | 304430 | 1 | Z\ | 1
3WA1232-5CA42-0AA0 |  | Non-automatic circuit breaker withdrawable version, with guide frame, IEC 60947-2, frame size 2, 4-poles, N-pole left, In=3200A up to 690V AC 50/60Hz, breaking capacity H Icc=100/85kA at 500/690V, without electr. trip unit ETU, rear connection horizontal, guide frame with shutter and w/o position signalling switch, able to communication, Manual operating mechanism with mechanical closing, without Spring charging motor, Ready-to-close signal. switch, Auxiliary switches 2NO+2NC, without Closing coil (CC), manual operating mechanism with mechanical closing, without Remote trip alarm reset coil (RR), without 2nd shunt trip, without 1st Shunt trip | 297430 | 1 | Z\ | 1
3WA1232-5CA43-0AA0 |  | Non-automatic circuit breaker withdrawable version, with guide frame, IEC 60947-2, frame size 2, 4-poles, N-pole left, In=3200A up to 690V AC 50/60Hz, breaking capacity H Icc=100/85kA at 500/690V, without electr. trip unit ETU, front connection double hole, guide frame with shutter and w/o position signalling switch, able to communication, Manual operating mechanism with mechanical closing, without Spring charging motor, Ready-to-close signal. switch, Auxiliary switches 2NO+2NC, without Closing coil (CC), manual operating mechanism with mechanical closing, without Remote trip alarm reset coil (RR), without 2nd shunt trip, without 1st Shunt trip | 315430 | 1 | Z\ | 1
3WA1232-5CA44-0AA0 |  | Non-automatic circuit breaker withdrawable version, with guide frame, IEC 60947-2, frame size 2, 4-poles, N-pole left, In=3200A up to 690V AC 50/60Hz, breaking capacity H Icc=100/85kA at 500/690V, without electr. trip unit ETU, rear connection flange, guide frame with shutter and w/o position signalling switch, able to communication, Manual operating mechanism with mechanical closing, without Spring charging motor, Ready-to-close signal. switch, Auxiliary switches 2NO+2NC, without Closing coil (CC), manual operating mechanism with mechanical closing, without Remote trip alarm reset coil (RR), without 2nd shunt trip, without 1st Shunt trip | 297430 | 1 | Z\ | 1
3WA1232-5EE01-0AA0 |  | Fixed-mounted circuit breaker IEC 60947-2, frame size 2, 3-poles, In=3200A up to 690V AC 50/60Hz, breaking capacity H Icu=100/85kA at 500/690V, Trip unit ETU600 LSI upgrade ready , colordisplay, bluetooth and USB interface, Protection LT, ST, INST, N-protection required an external N-sensor, incl. trip alarm switch (1xCO), rear connection vertical, with internal voltage tap on lower stab of circuit breaker, with voltage tap module VTM680 and power supply of ETU600, able to communication, integrated metering type PMF-1 Energy Efficiency, Voltage, Active energy Ea Manual operating mechanism with mechanical closing, without Spring charging motor, Ready-to-close signal. switch, Auxiliary switches 2NO+2NC, without Closing coil (CC), manual operating mechanism with mechanical closing, without Remote trip alarm reset coil (RR), without 2nd shunt trip, without 1st Shunt trip | 213870 | 1 | Z\ | 1
3WA1232-5EE02-0AA0 |  | Fixed-mounted circuit breaker IEC 60947-2, frame size 2, 3-poles, In=3200A up to 690V AC 50/60Hz, breaking capacity H Icu=100/85kA at 500/690V, Trip unit ETU600 LSI upgrade ready , colordisplay, bluetooth and USB interface, Protection LT, ST, INST, N-protection required an external N-sensor, incl. trip alarm switch (1xCO), rear connection horizontal, with internal voltage tap on lower stab of circuit breaker, with voltage tap module VTM680 and power supply of ETU600, able to communication, integrated metering type PMF-1 Energy Efficiency, Voltage, Active energy Ea Manual operating mechanism with mechanical closing, without Spring charging motor, Ready-to-close signal. switch, Auxiliary switches 2NO+2NC, without Closing coil (CC), manual operating mechanism with mechanical closing, without Remote trip alarm reset coil (RR), without 2nd shunt trip, without 1st Shunt trip | 208870 | 1 | Z\ | 1
3WA1232-5EE03-0AA0 |  | Fixed-mounted circuit breaker IEC 60947-2, frame size 2, 3-poles, In=3200A up to 690V AC 50/60Hz, breaking capacity H Icu=100/85kA at 500/690V, Trip unit ETU600 LSI upgrade ready , colordisplay, bluetooth and USB interface, Protection LT, ST, INST, N-protection required an external N-sensor, incl. trip alarm switch (1xCO), front connection double hole, with internal voltage tap on lower stab of circuit breaker, with voltage tap module VTM680 and power supply of ETU600, able to communication, integrated metering type PMF-1 Energy Efficiency, Voltage, Active energy Ea Manual operating mechanism with mechanical closing, without Spring charging motor, Ready-to-close signal. switch, Auxiliary switches 2NO+2NC, without Closing coil (CC), manual operating mechanism with mechanical closing, without Remote trip alarm reset coil (RR), without 2nd shunt trip, without 1st Shunt trip | 221870 | 1 | Z\ | 1
3WA1232-5EE11-0AA0 |  | Fixed-mounted circuit breaker IEC 60947-2, frame size 2, 4-poles, N-pole left, In=3200A up to 690V AC 50/60Hz, breaking capacity H Icu=100/85kA at 500/690V, Trip unit ETU600 LSI upgrade ready , colordisplay, bluetooth and USB interface, Protection LT, ST, INST, include N-protection, (internal N-sensor available), incl. trip alarm switch (1xCO), rear connection vertical, with internal voltage tap on lower stab of circuit breaker, with voltage tap module VTM680 and power supply of ETU600, able to communication, integrated metering type PMF-1 Energy Efficiency, Voltage, Active energy Ea Manual operating mechanism with mechanical closing, without Spring charging motor, Ready-to-close signal. switch, Auxiliary switches 2NO+2NC, without Closing coil (CC), manual operating mechanism with mechanical closing, without Remote trip alarm reset coil (RR), without 2nd shunt trip, without 1st Shunt trip | 278870 | 1 | Z\ | 1
3WA1232-5EE12-0AA0 |  | Fixed-mounted circuit breaker IEC 60947-2, frame size 2, 4-poles, N-pole left, In=3200A up to 690V AC 50/60Hz, breaking capacity H Icu=100/85kA at 500/690V, Trip unit ETU600 LSI upgrade ready , colordisplay, bluetooth and USB interface, Protection LT, ST, INST, include N-protection, (internal N-sensor available), incl. trip alarm switch (1xCO), rear connection horizontal, with internal voltage tap on lower stab of circuit breaker, with voltage tap module VTM680 and power supply of ETU600, able to communication, integrated metering type PMF-1 Energy Efficiency, Voltage, Active energy Ea Manual operating mechanism with mechanical closing, without Spring charging motor, Ready-to-close signal. switch, Auxiliary switches 2NO+2NC, without Closing coil (CC), manual operating mechanism with mechanical closing, without Remote trip alarm reset coil (RR), without 2nd shunt trip, without 1st Shunt trip | 272870 | 1 | Z\ | 1
3WA1232-5EE13-0AA0 |  | Fixed-mounted circuit breaker IEC 60947-2, frame size 2, 4-poles, N-pole left, In=3200A up to 690V AC 50/60Hz, breaking capacity H Icu=100/85kA at 500/690V, Trip unit ETU600 LSI upgrade ready , colordisplay, bluetooth and USB interface, Protection LT, ST, INST, include N-protection, (internal N-sensor available), incl. trip alarm switch (1xCO), front connection double hole, with internal voltage tap on lower stab of circuit breaker, with voltage tap module VTM680 and power supply of ETU600, able to communication, integrated metering type PMF-1 Energy Efficiency, Voltage, Active energy Ea Manual operating mechanism with mechanical closing, without Spring charging motor, Ready-to-close signal. switch, Auxiliary switches 2NO+2NC, without Closing coil (CC), manual operating mechanism with mechanical closing, without Remote trip alarm reset coil (RR), without 2nd shunt trip, without 1st Shunt trip | 290870 | 1 | Z\ | 1
3WA1232-5EE21-0AA0 |  | fixed-mounted circuit breaker, IEC 60947-2, size 2, 4-pole, N pole on right, In=3200 A up to 690 V AC 50/60 Hz, breaking capacity H Icu=100/85 kA at 500/690 V, tripping unit ETU600 LSI upgradeable, color display, Bluetooth, USB interface, basic protection LT, ST, INST, including protection of the N conductor (internal neutral point sensor available), trip alarm switch (1 x CO), connection at rear vertical, with internal voltage tap on lower stab of circuit breaker, with voltage tap module VTM680 and power supply of ETU600, able to communication, integrated metering type PMF-1 Energy Efficiency, Voltage, Active energy Ea Manual operating mechanism with mechanical closing, without Spring charging motor, Ready-to-close signal. switch, Auxiliary switches 2NO+2NC, without Closing coil (CC), manual operating mechanism with mechanical closing, without Remote trip alarm reset coil (RR), without 2nd shunt trip, without 1st Shunt trip | 278870 | 1 | Z\ | 1
3WA1232-5EE22-0AA0 |  | fixed-mounted circuit breaker, IEC 60947-2, size 2, 4-pole, N pole on right, In=3200 A up to 690 V AC 50/60 Hz, breaking capacity H Icu=100/85 kA at 500/690 V, tripping unit ETU600 LSI upgradeable, color display, Bluetooth, USB interface, basic protection LT, ST, INST, including protection of the N conductor (internal neutral point sensor available), trip alarm switch (1 x CO), connection at rear horizontal with internal voltage tap on lower stab of circuit breaker, with voltage tap module VTM680 and power supply of ETU600, able to communication, integrated metering type PMF-1 Energy Efficiency, Voltage, Active energy Ea Manual operating mechanism with mechanical closing, without Spring charging motor, Ready-to-close signal. switch, Auxiliary switches 2NO+2NC, without Closing coil (CC), manual operating mechanism with mechanical closing, without Remote trip alarm reset coil (RR), without 2nd shunt trip, without 1st Shunt trip | 272870 | 1 | Z\ | 1
3WA1232-5EE23-0AA0 |  | fixed-mounted circuit breaker, IEC 60947-2, size 2, 4-pole, N pole on right, In=3200 A up to 690 V AC 50/60 Hz, breaking capacity H Icu=100/85 kA at 500/690 V, tripping unit ETU600 LSI upgradeable, color display, Bluetooth, USB interface, basic protection LT, ST, INST, including protection of the N conductor (internal neutral point sensor available), trip alarm switch (1 x CO), front connection double hole, with internal voltage tap on lower stab of circuit breaker, with voltage tap module VTM680 and power supply of ETU600, able to communication, integrated metering type PMF-1 Energy Efficiency, Voltage, Active energy Ea Manual operating mechanism with mechanical closing, without Spring charging motor, Ready-to-close signal. switch, Auxiliary switches 2NO+2NC, without Closing coil (CC), manual operating mechanism with mechanical closing, without Remote trip alarm reset coil (RR), without 2nd shunt trip, without 1st Shunt trip | 290870 | 1 | Z\ | 1
3WA1232-5EE31-0AA0 |  | Withdrawable circuit breaker with guide frame, IEC 60947-2, frame size 2, 3-poles, In=3200A up to 690V AC 50/60Hz, breaking capacity H Icu=100/85kA at 500/690V, Trip unit ETU600 LSI upgrade ready , colordisplay, bluetooth and USB interface, Protection LT, ST, INST, N-protection required an external N-sensor, incl. trip alarm switch (1xCO), rear connection vertical, guide frame with shutter and w/o position signalling switch, with internal voltage tap on lower stab of circuit breaker, with voltage tap module VTM680 and power supply of ETU600, able to communication, integrated metering type PMF-1 Energy Efficiency, Voltage, Active energy Ea Manual operating mechanism with mechanical closing, without Spring charging motor, Ready-to-close signal. switch, Auxiliary switches 2NO+2NC, without Closing coil (CC), manual operating mechanism with mechanical closing, without Remote trip alarm reset coil (RR), without 2nd shunt trip, without 1st Shunt trip | 257870 | 1 | Z\ | 1
3WA1232-5EE32-0AA0 |  | Withdrawable circuit breaker with guide frame, IEC 60947-2, frame size 2, 3-poles, In=3200A up to 690V AC 50/60Hz, breaking capacity H Icu=100/85kA at 500/690V, Trip unit ETU600 LSI upgrade ready , colordisplay, bluetooth and USB interface, Protection LT, ST, INST, N-protection required an external N-sensor, incl. trip alarm switch (1xCO), rear connection horizontal, guide frame with shutter and w/o position signalling switch, with internal voltage tap on lower stab of circuit breaker, with voltage tap module VTM680 and power supply of ETU600, able to communication, integrated metering type PMF-1 Energy Efficiency, Voltage, Active energy Ea Manual operating mechanism with mechanical closing, without Spring charging motor, Ready-to-close signal. switch, Auxiliary switches 2NO+2NC, without Closing coil (CC), manual operating mechanism with mechanical closing, without Remote trip alarm reset coil (RR), without 2nd shunt trip, without 1st Shunt trip | 252870 | 1 | Z\ | 1
3WA1232-5EE33-0AA0 |  | Withdrawable circuit breaker with guide frame, IEC 60947-2, frame size 2, 3-poles, In=3200A up to 690V AC 50/60Hz, breaking capacity H Icu=100/85kA at 500/690V, Trip unit ETU600 LSI upgrade ready , colordisplay, bluetooth and USB interface, Protection LT, ST, INST, N-protection required an external N-sensor, incl. trip alarm switch (1xCO), front connection double hole, guide frame with shutter and w/o position signalling switch, with internal voltage tap on lower stab of circuit breaker, with voltage tap module VTM680 and power supply of ETU600, able to communication, integrated metering type PMF-1 Energy Efficiency, Voltage, Active energy Ea Manual operating mechanism with mechanical closing, without Spring charging motor, Ready-to-close signal. switch, Auxiliary switches 2NO+2NC, without Closing coil (CC), manual operating mechanism with mechanical closing, without Remote trip alarm reset coil (RR), without 2nd shunt trip, without 1st Shunt trip | 266870 | 1 | Z\ | 1
3WA1232-5EE34-0AA0 |  | Withdrawable circuit breaker with guide frame, IEC 60947-2, frame size 2, 3-poles, In=3200A up to 690V AC 50/60Hz, breaking capacity H Icu=100/85kA at 500/690V, Trip unit ETU600 LSI upgrade ready , colordisplay, bluetooth and USB interface, Protection LT, ST, INST, N-protection required an external N-sensor, incl. trip alarm switch (1xCO), rear connection flange, guide frame with shutter and w/o position signalling switch, with internal voltage tap on lower stab of circuit breaker, with voltage tap module VTM680 and power supply of ETU600, able to communication, integrated metering type PMF-1 Energy Efficiency, Voltage, Active energy Ea Manual operating mechanism with mechanical closing, without Spring charging motor, Ready-to-close signal. switch, Auxiliary switches 2NO+2NC, without Closing coil (CC), manual operating mechanism with mechanical closing, without Remote trip alarm reset coil (RR), without 2nd shunt trip, without 1st Shunt trip | 252870 | 1 | Z\ | 1
3WA1232-5EE41-0AA0 |  | Withdrawable circuit breaker with guide frame, IEC 60947-2, frame size 2, 4-poles, N-pole left, In=3200A up to 690V AC 50/60Hz, breaking capacity H Icu=100/85kA at 500/690V, Trip unit ETU600 LSI upgrade ready , colordisplay, bluetooth and USB interface, Protection LT, ST, INST, include N-protection, (internal N-sensor available), incl. trip alarm switch (1xCO), rear connection vertical, guide frame with shutter and w/o position signalling switch, with internal voltage tap on lower stab of circuit breaker, with voltage tap module VTM680 and power supply of ETU600, able to communication, integrated metering type PMF-1 Energy Efficiency, Voltage, Active energy Ea Manual operating mechanism with mechanical closing, without Spring charging motor, Ready-to-close signal. switch, Auxiliary switches 2NO+2NC, without Closing coil (CC), manual operating mechanism with mechanical closing, without Remote trip alarm reset coil (RR), without 2nd shunt trip, without 1st Shunt trip | 337870 | 1 | Z\ | 1
3WA1232-5EE42-0AA0 |  | Withdrawable circuit breaker with guide frame, IEC 60947-2, frame size 2, 4-poles, N-pole left, In=3200A up to 690V AC 50/60Hz, breaking capacity H Icu=100/85kA at 500/690V, Trip unit ETU600 LSI upgrade ready , colordisplay, bluetooth and USB interface, Protection LT, ST, INST, include N-protection, (internal N-sensor available), incl. trip alarm switch (1xCO), rear connection horizontal, guide frame with shutter and w/o position signalling switch, with internal voltage tap on lower stab of circuit breaker, with voltage tap module VTM680 and power supply of ETU600, able to communication, integrated metering type PMF-1 Energy Efficiency, Voltage, Active energy Ea Manual operating mechanism with mechanical closing, without Spring charging motor, Ready-to-close signal. switch, Auxiliary switches 2NO+2NC, without Closing coil (CC), manual operating mechanism with mechanical closing, without Remote trip alarm reset coil (RR), without 2nd shunt trip, without 1st Shunt trip | 331870 | 1 | Z\ | 1
3WA1232-5EE43-0AA0 |  | Withdrawable circuit breaker with guide frame, IEC 60947-2, frame size 2, 4-poles, N-pole left, In=3200A up to 690V AC 50/60Hz, breaking capacity H Icu=100/85kA at 500/690V, Trip unit ETU600 LSI upgrade ready , colordisplay, bluetooth and USB interface, Protection LT, ST, INST, include N-protection, (internal N-sensor available), incl. trip alarm switch (1xCO), front connection double hole, guide frame with shutter and w/o position signalling switch, with internal voltage tap on lower stab of circuit breaker, with voltage tap module VTM680 and power supply of ETU600, able to communication, integrated metering type PMF-1 Energy Efficiency, Voltage, Active energy Ea Manual operating mechanism with mechanical closing, without Spring charging motor, Ready-to-close signal. switch, Auxiliary switches 2NO+2NC, without Closing coil (CC), manual operating mechanism with mechanical closing, without Remote trip alarm reset coil (RR), without 2nd shunt trip, without 1st Shunt trip | 349870 | 1 | Z\ | 1
3WA1232-5EE44-0AA0 |  | Withdrawable circuit breaker with guide frame, IEC 60947-2, frame size 2, 4-poles, N-pole left, In=3200A up to 690V AC 50/60Hz, breaking capacity H Icu=100/85kA at 500/690V, Trip unit ETU600 LSI upgrade ready , colordisplay, bluetooth and USB interface, Protection LT, ST, INST, include N-protection, (internal N-sensor available), incl. trip alarm switch (1xCO), rear connection flange, guide frame with shutter and w/o position signalling switch, with internal voltage tap on lower stab of circuit breaker, with voltage tap module VTM680 and power supply of ETU600, able to communication, integrated metering type PMF-1 Energy Efficiency, Voltage, Active energy Ea Manual operating mechanism with mechanical closing, without Spring charging motor, Ready-to-close signal. switch, Auxiliary switches 2NO+2NC, without Closing coil (CC), manual operating mechanism with mechanical closing, without Remote trip alarm reset coil (RR), without 2nd shunt trip, without 1st Shunt trip | 331870 | 1 | Z\ | 1
3WA1232-5EF01-0AA0 |  | Fixed-mounted circuit breaker IEC 60947-2, frame size 2, 3-poles, In=3200A up to 690V AC 50/60Hz, breaking capacity H Icu=100/85kA at 500/690V, Trip unit ETU600 LSIG upgrade ready , colordisplay, bluetooth and USB interface, Protection LT, ST, INST, GFx, N-protection required an external N-sensor, incl. trip alarm switch (1xCO), rear connection vertical, with internal voltage tap on lower stab of circuit breaker, with voltage tap module VTM680 and power supply of ETU600, able to communication, integrated metering type PMF-1 Energy Efficiency, Voltage, Active energy Ea Manual operating mechanism with mechanical closing, without Spring charging motor, Ready-to-close signal. switch, Auxiliary switches 2NO+2NC, without Closing coil (CC), manual operating mechanism with mechanical closing, without Remote trip alarm reset coil (RR), without 2nd shunt trip, without 1st Shunt trip | 223870 | 1 | Z\ | 1
3WA1232-5EF02-0AA0 |  | Fixed-mounted circuit breaker IEC 60947-2, frame size 2, 3-poles, In=3200A up to 690V AC 50/60Hz, breaking capacity H Icu=100/85kA at 500/690V, Trip unit ETU600 LSIG upgrade ready , colordisplay, bluetooth and USB interface, Protection LT, ST, INST, GFx, N-protection required an external N-sensor, incl. trip alarm switch (1xCO), rear connection horizontal, with internal voltage tap on lower stab of circuit breaker, with voltage tap module VTM680 and power supply of ETU600, able to communication, integrated metering type PMF-1 Energy Efficiency, Voltage, Active energy Ea Manual operating mechanism with mechanical closing, without Spring charging motor, Ready-to-close signal. switch, Auxiliary switches 2NO+2NC, without Closing coil (CC), manual operating mechanism with mechanical closing, without Remote trip alarm reset coil (RR), without 2nd shunt trip, without 1st Shunt trip | 218870 | 1 | Z\ | 1
3WA1232-5EF03-0AA0 |  | Fixed-mounted circuit breaker IEC 60947-2, frame size 2, 3-poles, In=3200A up to 690V AC 50/60Hz, breaking capacity H Icu=100/85kA at 500/690V, Trip unit ETU600 LSIG upgrade ready , colordisplay, bluetooth and USB interface, Protection LT, ST, INST, GFx, N-protection required an external N-sensor, incl. trip alarm switch (1xCO), front connection double hole, with internal voltage tap on lower stab of circuit breaker, with voltage tap module VTM680 and power supply of ETU600, able to communication, integrated metering type PMF-1 Energy Efficiency, Voltage, Active energy Ea Manual operating mechanism with mechanical closing, without Spring charging motor, Ready-to-close signal. switch, Auxiliary switches 2NO+2NC, without Closing coil (CC), manual operating mechanism with mechanical closing, without Remote trip alarm reset coil (RR), without 2nd shunt trip, without 1st Shunt trip | 232870 | 1 | Z\ | 1
3WA1232-5EF11-0AA0 |  | Fixed-mounted circuit breaker IEC 60947-2, frame size 2, 4-poles, N-pole left, In=3200A up to 690V AC 50/60Hz, breaking capacity H Icu=100/85kA at 500/690V, Trip unit ETU600 LSIG upgrade ready , colordisplay, bluetooth and USB interface, Protection LT, ST, INST, GFx, include N-protection, (internal N-sensor available), incl. trip alarm switch (1xCO), rear connection vertical, with internal voltage tap on lower stab of circuit breaker, with voltage tap module VTM680 and power supply of ETU600, able to communication, integrated metering type PMF-1 Energy Efficiency, Voltage, Active energy Ea Manual operating mechanism with mechanical closing, without Spring charging motor, Ready-to-close signal. switch, Auxiliary switches 2NO+2NC, without Closing coil (CC), manual operating mechanism with mechanical closing, without Remote trip alarm reset coil (RR), without 2nd shunt trip, without 1st Shunt trip | 289870 | 1 | Z\ | 1
3WA1232-5EF12-0AA0 |  | Fixed-mounted circuit breaker IEC 60947-2, frame size 2, 4-poles, N-pole left, In=3200A up to 690V AC 50/60Hz, breaking capacity H Icu=100/85kA at 500/690V, Trip unit ETU600 LSIG upgrade ready , colordisplay, bluetooth and USB interface, Protection LT, ST, INST, GFx, include N-protection, (internal N-sensor available), incl. trip alarm switch (1xCO), rear connection horizontal, with internal voltage tap on lower stab of circuit breaker, with voltage tap module VTM680 and power supply of ETU600, able to communication, integrated metering type PMF-1 Energy Efficiency, Voltage, Active energy Ea Manual operating mechanism with mechanical closing, without Spring charging motor, Ready-to-close signal. switch, Auxiliary switches 2NO+2NC, without Closing coil (CC), manual operating mechanism with mechanical closing, without Remote trip alarm reset coil (RR), without 2nd shunt trip, without 1st Shunt trip | 282870 | 1 | Z\ | 1
3WA1232-5EF13-0AA0 |  | Fixed-mounted circuit breaker IEC 60947-2, frame size 2, 4-poles, N-pole left, In=3200A up to 690V AC 50/60Hz, breaking capacity H Icu=100/85kA at 500/690V, Trip unit ETU600 LSIG upgrade ready , colordisplay, bluetooth and USB interface, Protection LT, ST, INST, GFx, include N-protection, (internal N-sensor available), incl. trip alarm switch (1xCO), front connection double hole, with internal voltage tap on lower stab of circuit breaker, with voltage tap module VTM680 and power supply of ETU600, able to communication, integrated metering type PMF-1 Energy Efficiency, Voltage, Active energy Ea Manual operating mechanism with mechanical closing, without Spring charging motor, Ready-to-close signal. switch, Auxiliary switches 2NO+2NC, without Closing coil (CC), manual operating mechanism with mechanical closing, without Remote trip alarm reset coil (RR), without 2nd shunt trip, without 1st Shunt trip | 300870 | 1 | Z\ | 1
3WA1232-5EF21-0AA0 |  | fixed-mounted circuit breaker, IEC 60947-2, size 2, 4-pole, N pole on right, In=3200 A up to 690 V AC 50/60 Hz, breaking capacity H Icu=100/85 kA at 500/690 V, tripping unit ETU600 LSIG upgradeable, color display, Bluetooth, USB interface, basic protection LT, ST, INST, GFx, including protection of the N conductor (internal neutral point sensor available), trip alarm switch (1 x CO), connection at rear vertical, with internal voltage tap on lower stab of circuit breaker, with voltage tap module VTM680 and power supply of ETU600, able to communication, integrated metering type PMF-1 Energy Efficiency, Voltage, Active energy Ea Manual operating mechanism with mechanical closing, without Spring charging motor, Ready-to-close signal. switch, Auxiliary switches 2NO+2NC, without Closing coil (CC), manual operating mechanism with mechanical closing, without Remote trip alarm reset coil (RR), without 2nd shunt trip, without 1st Shunt trip | 289870 | 1 | Z\ | 1
3WA1232-5EF22-0AA0 |  | fixed-mounted circuit breaker, IEC 60947-2, size 2, 4-pole, N pole on right, In=3200 A up to 690 V AC 50/60 Hz, breaking capacity H Icu=100/85 kA at 500/690 V, tripping unit ETU600 LSIG upgradeable, color display, Bluetooth, USB interface, basic protection LT, ST, INST, GFx, including protection of the N conductor (internal neutral point sensor available), trip alarm switch (1 x CO), connection at rear horizontal with internal voltage tap on lower stab of circuit breaker, with voltage tap module VTM680 and power supply of ETU600, able to communication, integrated metering type PMF-1 Energy Efficiency, Voltage, Active energy Ea Manual operating mechanism with mechanical closing, without Spring charging motor, Ready-to-close signal. switch, Auxiliary switches 2NO+2NC, without Closing coil (CC), manual operating mechanism with mechanical closing, without Remote trip alarm reset coil (RR), without 2nd shunt trip, without 1st Shunt trip | 282870 | 1 | Z\ | 1
3WA1232-5EF23-0AA0 |  | fixed-mounted circuit breaker, IEC 60947-2, size 2, 4-pole, N pole on right, In=3200 A up to 690 V AC 50/60 Hz, breaking capacity H Icu=100/85 kA at 500/690 V, tripping unit ETU600 LSIG upgradeable, color display, Bluetooth, USB interface, basic protection LT, ST, INST, GFx, including protection of the N conductor (internal neutral point sensor available), trip alarm switch (1 x CO), front connection double hole, with internal voltage tap on lower stab of circuit breaker, with voltage tap module VTM680 and power supply of ETU600, able to communication, integrated metering type PMF-1 Energy Efficiency, Voltage, Active energy Ea Manual operating mechanism with mechanical closing, without Spring charging motor, Ready-to-close signal. switch, Auxiliary switches 2NO+2NC, without Closing coil (CC), manual operating mechanism with mechanical closing, without Remote trip alarm reset coil (RR), without 2nd shunt trip, without 1st Shunt trip | 300870 | 1 | Z\ | 1
3WA1232-5EF31-0AA0 |  | Withdrawable circuit breaker with guide frame, IEC 60947-2, frame size 2, 3-poles, In=3200A up to 690V AC 50/60Hz, breaking capacity H Icu=100/85kA at 500/690V, Trip unit ETU600 LSIG upgrade ready , colordisplay, bluetooth and USB interface, Protection LT, ST, INST, GFx, N-protection required an external N-sensor, incl. trip alarm switch (1xCO), rear connection vertical, guide frame with shutter and w/o position signalling switch, with internal voltage tap on lower stab of circuit breaker, with voltage tap module VTM680 and power supply of ETU600, able to communication, integrated metering type PMF-1 Energy Efficiency, Voltage, Active energy Ea Manual operating mechanism with mechanical closing, without Spring charging motor, Ready-to-close signal. switch, Auxiliary switches 2NO+2NC, without Closing coil (CC), manual operating mechanism with mechanical closing, without Remote trip alarm reset coil (RR), without 2nd shunt trip, without 1st Shunt trip | 268870 | 1 | Z\ | 1
3WA1232-5EF32-0AA0 |  | Withdrawable circuit breaker with guide frame, IEC 60947-2, frame size 2, 3-poles, In=3200A up to 690V AC 50/60Hz, breaking capacity H Icu=100/85kA at 500/690V, Trip unit ETU600 LSIG upgrade ready , colordisplay, bluetooth and USB interface, Protection LT, ST, INST, GFx, N-protection required an external N-sensor, incl. trip alarm switch (1xCO), rear connection horizontal, guide frame with shutter and w/o position signalling switch, with internal voltage tap on lower stab of circuit breaker, with voltage tap module VTM680 and power supply of ETU600, able to communication, integrated metering type PMF-1 Energy Efficiency, Voltage, Active energy Ea Manual operating mechanism with mechanical closing, without Spring charging motor, Ready-to-close signal. switch, Auxiliary switches 2NO+2NC, without Closing coil (CC), manual operating mechanism with mechanical closing, without Remote trip alarm reset coil (RR), without 2nd shunt trip, without 1st Shunt trip | 263870 | 1 | Z\ | 1
3WA1232-5EF33-0AA0 |  | Withdrawable circuit breaker with guide frame, IEC 60947-2, frame size 2, 3-poles, In=3200A up to 690V AC 50/60Hz, breaking capacity H Icu=100/85kA at 500/690V, Trip unit ETU600 LSIG upgrade ready , colordisplay, bluetooth and USB interface, Protection LT, ST, INST, GFx, N-protection required an external N-sensor, incl. trip alarm switch (1xCO), front connection double hole, guide frame with shutter and w/o position signalling switch, with internal voltage tap on lower stab of circuit breaker, with voltage tap module VTM680 and power supply of ETU600, able to communication, integrated metering type PMF-1 Energy Efficiency, Voltage, Active energy Ea Manual operating mechanism with mechanical closing, without Spring charging motor, Ready-to-close signal. switch, Auxiliary switches 2NO+2NC, without Closing coil (CC), manual operating mechanism with mechanical closing, without Remote trip alarm reset coil (RR), without 2nd shunt trip, without 1st Shunt trip | 277870 | 1 | Z\ | 1
3WA1232-5EF34-0AA0 |  | Withdrawable circuit breaker with guide frame, IEC 60947-2, frame size 2, 3-poles, In=3200A up to 690V AC 50/60Hz, breaking capacity H Icu=100/85kA at 500/690V, Trip unit ETU600 LSIG upgrade ready , colordisplay, bluetooth and USB interface, Protection LT, ST, INST, GFx, N-protection required an external N-sensor, incl. trip alarm switch (1xCO), rear connection flange, guide frame with shutter and w/o position signalling switch, with internal voltage tap on lower stab of circuit breaker, with voltage tap module VTM680 and power supply of ETU600, able to communication, integrated metering type PMF-1 Energy Efficiency, Voltage, Active energy Ea Manual operating mechanism with mechanical closing, without Spring charging motor, Ready-to-close signal. switch, Auxiliary switches 2NO+2NC, without Closing coil (CC), manual operating mechanism with mechanical closing, without Remote trip alarm reset coil (RR), without 2nd shunt trip, without 1st Shunt trip | 263870 | 1 | Z\ | 1
3WA1232-5EF41-0AA0 |  | Withdrawable circuit breaker with guide frame, IEC 60947-2, frame size 2, 4-poles, N-pole left, In=3200A up to 690V AC 50/60Hz, breaking capacity H Icu=100/85kA at 500/690V, Trip unit ETU600 LSIG upgrade ready , colordisplay, bluetooth and USB interface, Protection LT, ST, INST, GFx, include N-protection, (internal N-sensor available), incl. trip alarm switch (1xCO), rear connection vertical, guide frame with shutter and w/o position signalling switch, with internal voltage tap on lower stab of circuit breaker, with voltage tap module VTM680 and power supply of ETU600, able to communication, integrated metering type PMF-1 Energy Efficiency, Voltage, Active energy Ea Manual operating mechanism with mechanical closing, without Spring charging motor, Ready-to-close signal. switch, Auxiliary switches 2NO+2NC, without Closing coil (CC), manual operating mechanism with mechanical closing, without Remote trip alarm reset coil (RR), without 2nd shunt trip, without 1st Shunt trip | 348870 | 1 | Z\ | 1
3WA1232-5EF42-0AA0 |  | Withdrawable circuit breaker with guide frame, IEC 60947-2, frame size 2, 4-poles, N-pole left, In=3200A up to 690V AC 50/60Hz, breaking capacity H Icu=100/85kA at 500/690V, Trip unit ETU600 LSIG upgrade ready , colordisplay, bluetooth and USB interface, Protection LT, ST, INST, GFx, include N-protection, (internal N-sensor available), incl. trip alarm switch (1xCO), rear connection horizontal, guide frame with shutter and w/o position signalling switch, with internal voltage tap on lower stab of circuit breaker, with voltage tap module VTM680 and power supply of ETU600, able to communication, integrated metering type PMF-1 Energy Efficiency, Voltage, Active energy Ea Manual operating mechanism with mechanical closing, without Spring charging motor, Ready-to-close signal. switch, Auxiliary switches 2NO+2NC, without Closing coil (CC), manual operating mechanism with mechanical closing, without Remote trip alarm reset coil (RR), without 2nd shunt trip, without 1st Shunt trip | 341870 | 1 | Z\ | 1
3WA1232-5EF43-0AA0 |  | Withdrawable circuit breaker with guide frame, IEC 60947-2, frame size 2, 4-poles, N-pole left, In=3200A up to 690V AC 50/60Hz, breaking capacity H Icu=100/85kA at 500/690V, Trip unit ETU600 LSIG upgrade ready , colordisplay, bluetooth and USB interface, Protection LT, ST, INST, GFx, include N-protection, (internal N-sensor available), incl. trip alarm switch (1xCO), front connection double hole, guide frame with shutter and w/o position signalling switch, with internal voltage tap on lower stab of circuit breaker, with voltage tap module VTM680 and power supply of ETU600, able to communication, integrated metering type PMF-1 Energy Efficiency, Voltage, Active energy Ea Manual operating mechanism with mechanical closing, without Spring charging motor, Ready-to-close signal. switch, Auxiliary switches 2NO+2NC, without Closing coil (CC), manual operating mechanism with mechanical closing, without Remote trip alarm reset coil (RR), without 2nd shunt trip, without 1st Shunt trip | 359870 | 1 | Z\ | 1
3WA1232-5EF44-0AA0 |  | Withdrawable circuit breaker with guide frame, IEC 60947-2, frame size 2, 4-poles, N-pole left, In=3200A up to 690V AC 50/60Hz, breaking capacity H Icu=100/85kA at 500/690V, Trip unit ETU600 LSIG upgrade ready , colordisplay, bluetooth and USB interface, Protection LT, ST, INST, GFx, include N-protection, (internal N-sensor available), incl. trip alarm switch (1xCO), rear connection flange, guide frame with shutter and w/o position signalling switch, with internal voltage tap on lower stab of circuit breaker, with voltage tap module VTM680 and power supply of ETU600, able to communication, integrated metering type PMF-1 Energy Efficiency, Voltage, Active energy Ea Manual operating mechanism with mechanical closing, without Spring charging motor, Ready-to-close signal. switch, Auxiliary switches 2NO+2NC, without Closing coil (CC), manual operating mechanism with mechanical closing, without Remote trip alarm reset coil (RR), without 2nd shunt trip, without 1st Shunt trip | 341870 | 1 | Z\ | 1
3WA1232-5EG01-0AA0 |  | Fixed-mounted circuit breaker IEC 60947-2, frame size 2, 3-poles, In=3200A up to 690V AC 50/60Hz, breaking capacity H Icu=100/85kA at 500/690V, Trip unit ETU600 LSIG Hi-Z upgrade ready , colordisplay, bluetooth and USB interface, Protection LT, ST, INST, GFx, with GF highimpedance-input N-protection required an external N-sensor, incl. trip alarm switch (1xCO), rear connection vertical, with internal voltage tap on lower stab of circuit breaker, with voltage tap module VTM680 and power supply of ETU600, able to communication, integrated metering type PMF-1 Energy Efficiency, Voltage, Active energy Ea Manual operating mechanism with mechanical closing, without Spring charging motor, Ready-to-close signal. switch, Auxiliary switches 2NO+2NC, without Closing coil (CC), manual operating mechanism with mechanical closing, without Remote trip alarm reset coil (RR), without 2nd shunt trip, without 1st Shunt trip | 245870 | 1 | Z\ | 1
3WA1232-5EG02-0AA0 |  | Fixed-mounted circuit breaker IEC 60947-2, frame size 2, 3-poles, In=3200A up to 690V AC 50/60Hz, breaking capacity H Icu=100/85kA at 500/690V, Trip unit ETU600 LSIG Hi-Z upgrade ready , colordisplay, bluetooth and USB interface, Protection LT, ST, INST, GFx, with GF highimpedance-input N-protection required an external N-sensor, incl. trip alarm switch (1xCO), rear connection horizontal, with internal voltage tap on lower stab of circuit breaker, with voltage tap module VTM680 and power supply of ETU600, able to communication, integrated metering type PMF-1 Energy Efficiency, Voltage, Active energy Ea Manual operating mechanism with mechanical closing, without Spring charging motor, Ready-to-close signal. switch, Auxiliary switches 2NO+2NC, without Closing coil (CC), manual operating mechanism with mechanical closing, without Remote trip alarm reset coil (RR), without 2nd shunt trip, without 1st Shunt trip | 240870 | 1 | Z\ | 1
3WA1232-5EG03-0AA0 |  | Fixed-mounted circuit breaker IEC 60947-2, frame size 2, 3-poles, In=3200A up to 690V AC 50/60Hz, breaking capacity H Icu=100/85kA at 500/690V, Trip unit ETU600 LSIG Hi-Z upgrade ready , colordisplay, bluetooth and USB interface, Protection LT, ST, INST, GFx, with GF highimpedance-input N-protection required an external N-sensor, incl. trip alarm switch (1xCO), front connection double hole, with internal voltage tap on lower stab of circuit breaker, with voltage tap module VTM680 and power supply of ETU600, able to communication, integrated metering type PMF-1 Energy Efficiency, Voltage, Active energy Ea Manual operating mechanism with mechanical closing, without Spring charging motor, Ready-to-close signal. switch, Auxiliary switches 2NO+2NC, without Closing coil (CC), manual operating mechanism with mechanical closing, without Remote trip alarm reset coil (RR), without 2nd shunt trip, without 1st Shunt trip | 253870 | 1 | Z\ | 1
3WA1232-5EG11-0AA0 |  | Fixed-mounted circuit breaker IEC 60947-2, frame size 2, 4-poles, N-pole left, In=3200A up to 690V AC 50/60Hz, breaking capacity H Icu=100/85kA at 500/690V, Trip unit ETU600 LSIG Hi-Z upgrade ready , colordisplay, bluetooth and USB interface, Protection LT, ST, INST, GFx, with GF highimpedance-input include N-protection, (internal N-sensor available), incl. trip alarm switch (1xCO), rear connection vertical, with internal voltage tap on lower stab of circuit breaker, with voltage tap module VTM680 and power supply of ETU600, able to communication, integrated metering type PMF-1 Energy Efficiency, Voltage, Active energy Ea Manual operating mechanism with mechanical closing, without Spring charging motor, Ready-to-close signal. switch, Auxiliary switches 2NO+2NC, without Closing coil (CC), manual operating mechanism with mechanical closing, without Remote trip alarm reset coil (RR), without 2nd shunt trip, without 1st Shunt trip | 310870 | 1 | Z\ | 1
3WA1232-5EG12-0AA0 |  | Fixed-mounted circuit breaker IEC 60947-2, frame size 2, 4-poles, N-pole left, In=3200A up to 690V AC 50/60Hz, breaking capacity H Icu=100/85kA at 500/690V, Trip unit ETU600 LSIG Hi-Z upgrade ready , colordisplay, bluetooth and USB interface, Protection LT, ST, INST, GFx, with GF highimpedance-input include N-protection, (internal N-sensor available), incl. trip alarm switch (1xCO), rear connection horizontal, with internal voltage tap on lower stab of circuit breaker, with voltage tap module VTM680 and power supply of ETU600, able to communication, integrated metering type PMF-1 Energy Efficiency, Voltage, Active energy Ea Manual operating mechanism with mechanical closing, without Spring charging motor, Ready-to-close signal. switch, Auxiliary switches 2NO+2NC, without Closing coil (CC), manual operating mechanism with mechanical closing, without Remote trip alarm reset coil (RR), without 2nd shunt trip, without 1st Shunt trip | 303870 | 1 | Z\ | 1
3WA1232-5EG13-0AA0 |  | Fixed-mounted circuit breaker IEC 60947-2, frame size 2, 4-poles, N-pole left, In=3200A up to 690V AC 50/60Hz, breaking capacity H Icu=100/85kA at 500/690V, Trip unit ETU600 LSIG Hi-Z upgrade ready , colordisplay, bluetooth and USB interface, Protection LT, ST, INST, GFx, with GF highimpedance-input include N-protection, (internal N-sensor available), incl. trip alarm switch (1xCO), front connection double hole, with internal voltage tap on lower stab of circuit breaker, with voltage tap module VTM680 and power supply of ETU600, able to communication, integrated metering type PMF-1 Energy Efficiency, Voltage, Active energy Ea Manual operating mechanism with mechanical closing, without Spring charging motor, Ready-to-close signal. switch, Auxiliary switches 2NO+2NC, without Closing coil (CC), manual operating mechanism with mechanical closing, without Remote trip alarm reset coil (RR), without 2nd shunt trip, without 1st Shunt trip | 322870 | 1 | Z\ | 1
3WA1232-5EG21-0AA0 |  | fixed-mounted circuit breaker, IEC 60947-2, size 2, 4-pole, N pole on right, In=3200 A up to 690 V AC 50/60 Hz, breaking capacity H Icu=100/85 kA at 500/690 V, tripping unit ETU600 LSIG Hi-Z upgradeable, color display, Bluetooth, USB interface, basic protection LT, ST, INST, GFx, with GF high-impedance input, including protection of the N conductor (internal neutral point sensor available), trip alarm switch (1 x CO), connection at rear vertical, with internal voltage tap on lower stab of circuit breaker, with voltage tap module VTM680 and power supply of ETU600, able to communication, integrated metering type PMF-1 Energy Efficiency, Voltage, Active energy Ea Manual operating mechanism with mechanical closing, without Spring charging motor, Ready-to-close signal. switch, Auxiliary switches 2NO+2NC, without Closing coil (CC), manual operating mechanism with mechanical closing, without Remote trip alarm reset coil (RR), without 2nd shunt trip, without 1st Shunt trip | 310870 | 1 | Z\ | 1
3WA1232-5EG22-0AA0 |  | fixed-mounted circuit breaker, IEC 60947-2, size 2, 4-pole, N pole on right, In=3200 A up to 690 V AC 50/60 Hz, breaking capacity H Icu=100/85 kA at 500/690 V, tripping unit ETU600 LSIG Hi-Z upgradeable, color display, Bluetooth, USB interface, basic protection LT, ST, INST, GFx, with GF high-impedance input, including protection of the N conductor (internal neutral point sensor available), trip alarm switch (1 x CO), connection at rear horizontal with internal voltage tap on lower stab of circuit breaker, with voltage tap module VTM680 and power supply of ETU600, able to communication, integrated metering type PMF-1 Energy Efficiency, Voltage, Active energy Ea Manual operating mechanism with mechanical closing, without Spring charging motor, Ready-to-close signal. switch, Auxiliary switches 2NO+2NC, without Closing coil (CC), manual operating mechanism with mechanical closing, without Remote trip alarm reset coil (RR), without 2nd shunt trip, without 1st Shunt trip | 303870 | 1 | Z\ | 1
3WA1232-5EG23-0AA0 |  | fixed-mounted circuit breaker, IEC 60947-2, size 2, 4-pole, N pole on right, In=3200 A up to 690 V AC 50/60 Hz, breaking capacity H Icu=100/85 kA at 500/690 V, tripping unit ETU600 LSIG Hi-Z upgradeable, color display, Bluetooth, USB interface, basic protection LT, ST, INST, GFx, with GF high-impedance input, including protection of the N conductor (internal neutral point sensor available), trip alarm switch (1 x CO), front connection double hole, with internal voltage tap on lower stab of circuit breaker, with voltage tap module VTM680 and power supply of ETU600, able to communication, integrated metering type PMF-1 Energy Efficiency, Voltage, Active energy Ea Manual operating mechanism with mechanical closing, without Spring charging motor, Ready-to-close signal. switch, Auxiliary switches 2NO+2NC, without Closing coil (CC), manual operating mechanism with mechanical closing, without Remote trip alarm reset coil (RR), without 2nd shunt trip, without 1st Shunt trip | 322870 | 1 | Z\ | 1
3WA1232-5EG31-0AA0 |  | Withdrawable circuit breaker with guide frame, IEC 60947-2, frame size 2, 3-poles, In=3200A up to 690V AC 50/60Hz, breaking capacity H Icu=100/85kA at 500/690V, Trip unit ETU600 LSIG Hi-Z upgrade ready , colordisplay, bluetooth and USB interface, Protection LT, ST, INST, GFx, with GF highimpedance-input N-protection required an external N-sensor, incl. trip alarm switch (1xCO), rear connection vertical, guide frame with shutter and w/o position signalling switch, with internal voltage tap on lower stab of circuit breaker, with voltage tap module VTM680 and power supply of ETU600, able to communication, integrated metering type PMF-1 Energy Efficiency, Voltage, Active energy Ea Manual operating mechanism with mechanical closing, without Spring charging motor, Ready-to-close signal. switch, Auxiliary switches 2NO+2NC, without Closing coil (CC), manual operating mechanism with mechanical closing, without Remote trip alarm reset coil (RR), without 2nd shunt trip, without 1st Shunt trip | 289870 | 1 | Z\ | 1
3WA1232-5EG32-0AA0 |  | Withdrawable circuit breaker with guide frame, IEC 60947-2, frame size 2, 3-poles, In=3200A up to 690V AC 50/60Hz, breaking capacity H Icu=100/85kA at 500/690V, Trip unit ETU600 LSIG Hi-Z upgrade ready , colordisplay, bluetooth and USB interface, Protection LT, ST, INST, GFx, with GF highimpedance-input N-protection required an external N-sensor, incl. trip alarm switch (1xCO), rear connection horizontal, guide frame with shutter and w/o position signalling switch, with internal voltage tap on lower stab of circuit breaker, with voltage tap module VTM680 and power supply of ETU600, able to communication, integrated metering type PMF-1 Energy Efficiency, Voltage, Active energy Ea Manual operating mechanism with mechanical closing, without Spring charging motor, Ready-to-close signal. switch, Auxiliary switches 2NO+2NC, without Closing coil (CC), manual operating mechanism with mechanical closing, without Remote trip alarm reset coil (RR), without 2nd shunt trip, without 1st Shunt trip | 284870 | 1 | Z\ | 1
3WA1232-5EG33-0AA0 |  | Withdrawable circuit breaker with guide frame, IEC 60947-2, frame size 2, 3-poles, In=3200A up to 690V AC 50/60Hz, breaking capacity H Icu=100/85kA at 500/690V, Trip unit ETU600 LSIG Hi-Z upgrade ready , colordisplay, bluetooth and USB interface, Protection LT, ST, INST, GFx, with GF highimpedance-input N-protection required an external N-sensor, incl. trip alarm switch (1xCO), front connection double hole, guide frame with shutter and w/o position signalling switch, with internal voltage tap on lower stab of circuit breaker, with voltage tap module VTM680 and power supply of ETU600, able to communication, integrated metering type PMF-1 Energy Efficiency, Voltage, Active energy Ea Manual operating mechanism with mechanical closing, without Spring charging motor, Ready-to-close signal. switch, Auxiliary switches 2NO+2NC, without Closing coil (CC), manual operating mechanism with mechanical closing, without Remote trip alarm reset coil (RR), without 2nd shunt trip, without 1st Shunt trip | 298870 | 1 | Z\ | 1
3WA1232-5EG34-0AA0 |  | Withdrawable circuit breaker with guide frame, IEC 60947-2, frame size 2, 3-poles, In=3200A up to 690V AC 50/60Hz, breaking capacity H Icu=100/85kA at 500/690V, Trip unit ETU600 LSIG Hi-Z upgrade ready , colordisplay, bluetooth and USB interface, Protection LT, ST, INST, GFx, with GF highimpedance-input N-protection required an external N-sensor, incl. trip alarm switch (1xCO), rear connection flange, guide frame with shutter and w/o position signalling switch, with internal voltage tap on lower stab of circuit breaker, with voltage tap module VTM680 and power supply of ETU600, able to communication, integrated metering type PMF-1 Energy Efficiency, Voltage, Active energy Ea Manual operating mechanism with mechanical closing, without Spring charging motor, Ready-to-close signal. switch, Auxiliary switches 2NO+2NC, without Closing coil (CC), manual operating mechanism with mechanical closing, without Remote trip alarm reset coil (RR), without 2nd shunt trip, without 1st Shunt trip | 284870 | 1 | Z\ | 1
3WA1232-5EG41-0AA0 |  | Withdrawable circuit breaker with guide frame, IEC 60947-2, frame size 2, 4-poles, N-pole left, In=3200A up to 690V AC 50/60Hz, breaking capacity H Icu=100/85kA at 500/690V, Trip unit ETU600 LSIG Hi-Z upgrade ready , colordisplay, bluetooth and USB interface, Protection LT, ST, INST, GFx, with GF highimpedance-input include N-protection, (internal N-sensor available), incl. trip alarm switch (1xCO), rear connection vertical, guide frame with shutter and w/o position signalling switch, with internal voltage tap on lower stab of circuit breaker, with voltage tap module VTM680 and power supply of ETU600, able to communication, integrated metering type PMF-1 Energy Efficiency, Voltage, Active energy Ea Manual operating mechanism with mechanical closing, without Spring charging motor, Ready-to-close signal. switch, Auxiliary switches 2NO+2NC, without Closing coil (CC), manual operating mechanism with mechanical closing, without Remote trip alarm reset coil (RR), without 2nd shunt trip, without 1st Shunt trip | 369870 | 1 | Z\ | 1
3WA1232-5EG42-0AA0 |  | Withdrawable circuit breaker with guide frame, IEC 60947-2, frame size 2, 4-poles, N-pole left, In=3200A up to 690V AC 50/60Hz, breaking capacity H Icu=100/85kA at 500/690V, Trip unit ETU600 LSIG Hi-Z upgrade ready , colordisplay, bluetooth and USB interface, Protection LT, ST, INST, GFx, with GF highimpedance-input include N-protection, (internal N-sensor available), incl. trip alarm switch (1xCO), rear connection horizontal, guide frame with shutter and w/o position signalling switch, with internal voltage tap on lower stab of circuit breaker, with voltage tap module VTM680 and power supply of ETU600, able to communication, integrated metering type PMF-1 Energy Efficiency, Voltage, Active energy Ea Manual operating mechanism with mechanical closing, without Spring charging motor, Ready-to-close signal. switch, Auxiliary switches 2NO+2NC, without Closing coil (CC), manual operating mechanism with mechanical closing, without Remote trip alarm reset coil (RR), without 2nd shunt trip, without 1st Shunt trip | 362870 | 1 | Z\ | 1
3WA1232-5EG43-0AA0 |  | Withdrawable circuit breaker with guide frame, IEC 60947-2, frame size 2, 4-poles, N-pole left, In=3200A up to 690V AC 50/60Hz, breaking capacity H Icu=100/85kA at 500/690V, Trip unit ETU600 LSIG Hi-Z upgrade ready , colordisplay, bluetooth and USB interface, Protection LT, ST, INST, GFx, with GF highimpedance-input include N-protection, (internal N-sensor available), incl. trip alarm switch (1xCO), front connection double hole, guide frame with shutter and w/o position signalling switch, with internal voltage tap on lower stab of circuit breaker, with voltage tap module VTM680 and power supply of ETU600, able to communication, integrated metering type PMF-1 Energy Efficiency, Voltage, Active energy Ea Manual operating mechanism with mechanical closing, without Spring charging motor, Ready-to-close signal. switch, Auxiliary switches 2NO+2NC, without Closing coil (CC), manual operating mechanism with mechanical closing, without Remote trip alarm reset coil (RR), without 2nd shunt trip, without 1st Shunt trip | 381870 | 1 | Z\ | 1
3WA1232-5EG44-0AA0 |  | Withdrawable circuit breaker with guide frame, IEC 60947-2, frame size 2, 4-poles, N-pole left, In=3200A up to 690V AC 50/60Hz, breaking capacity H Icu=100/85kA at 500/690V, Trip unit ETU600 LSIG Hi-Z upgrade ready , colordisplay, bluetooth and USB interface, Protection LT, ST, INST, GFx, with GF highimpedance-input include N-protection, (internal N-sensor available), incl. trip alarm switch (1xCO), rear connection flange, guide frame with shutter and w/o position signalling switch, with internal voltage tap on lower stab of circuit breaker, with voltage tap module VTM680 and power supply of ETU600, able to communication, integrated metering type PMF-1 Energy Efficiency, Voltage, Active energy Ea Manual operating mechanism with mechanical closing, without Spring charging motor, Ready-to-close signal. switch, Auxiliary switches 2NO+2NC, without Closing coil (CC), manual operating mechanism with mechanical closing, without Remote trip alarm reset coil (RR), without 2nd shunt trip, without 1st Shunt trip | 362870 | 1 | Z\ | 1
3WA1232-5FE01-0AA0 |  | Fixed-mounted circuit breaker IEC 60947-2, frame size 2, 3-poles, In=3200A up to 690V AC 50/60Hz, breaking capacity H Icu=100/85kA at 500/690V, Trip unit ETU600 LSI upgrade ready , colordisplay, bluetooth and USB interface, Protection LT, ST, INST, N-protection required an external N-sensor, incl. trip alarm switch (1xCO), rear connection vertical, with internal voltage tap on lower stab of circuit breaker, with voltage tap module VTM680 and power supply of ETU600, able to communication, integrated metering type PMF-2 Basic Power Monitoring, Voltage, Energy, Power, Power factor, Frequency, Unbalance, Temperature, Manual operating mechanism with mechanical closing, without Spring charging motor, Ready-to-close signal. switch, Auxiliary switches 2NO+2NC, without Closing coil (CC), manual operating mechanism with mechanical closing, without Remote trip alarm reset coil (RR), without 2nd shunt trip, without 1st Shunt trip | 222700 | 1 | Z\ | 1
3WA1232-5FE02-0AA0 |  | Fixed-mounted circuit breaker IEC 60947-2, frame size 2, 3-poles, In=3200A up to 690V AC 50/60Hz, breaking capacity H Icu=100/85kA at 500/690V, Trip unit ETU600 LSI upgrade ready , colordisplay, bluetooth and USB interface, Protection LT, ST, INST, N-protection required an external N-sensor, incl. trip alarm switch (1xCO), rear connection horizontal, with internal voltage tap on lower stab of circuit breaker, with voltage tap module VTM680 and power supply of ETU600, able to communication, integrated metering type PMF-2 Basic Power Monitoring, Voltage, Energy, Power, Power factor, Frequency, Unbalance, Temperature, Manual operating mechanism with mechanical closing, without Spring charging motor, Ready-to-close signal. switch, Auxiliary switches 2NO+2NC, without Closing coil (CC), manual operating mechanism with mechanical closing, without Remote trip alarm reset coil (RR), without 2nd shunt trip, without 1st Shunt trip | 217700 | 1 | Z\ | 1
3WA1232-5FE03-0AA0 |  | Fixed-mounted circuit breaker IEC 60947-2, frame size 2, 3-poles, In=3200A up to 690V AC 50/60Hz, breaking capacity H Icu=100/85kA at 500/690V, Trip unit ETU600 LSI upgrade ready , colordisplay, bluetooth and USB interface, Protection LT, ST, INST, N-protection required an external N-sensor, incl. trip alarm switch (1xCO), front connection double hole, with internal voltage tap on lower stab of circuit breaker, with voltage tap module VTM680 and power supply of ETU600, able to communication, integrated metering type PMF-2 Basic Power Monitoring, Voltage, Energy, Power, Power factor, Frequency, Unbalance, Temperature, Manual operating mechanism with mechanical closing, without Spring charging motor, Ready-to-close signal. switch, Auxiliary switches 2NO+2NC, without Closing coil (CC), manual operating mechanism with mechanical closing, without Remote trip alarm reset coil (RR), without 2nd shunt trip, without 1st Shunt trip | 230700 | 1 | Z\ | 1
3WA1232-5FE11-0AA0 |  | Fixed-mounted circuit breaker IEC 60947-2, frame size 2, 4-poles, N-pole left, In=3200A up to 690V AC 50/60Hz, breaking capacity H Icu=100/85kA at 500/690V, Trip unit ETU600 LSI upgrade ready , colordisplay, bluetooth and USB interface, Protection LT, ST, INST, include N-protection, (internal N-sensor available), incl. trip alarm switch (1xCO), rear connection vertical, with internal voltage tap on lower stab of circuit breaker, with voltage tap module VTM680 and power supply of ETU600, able to communication, integrated metering type PMF-2 Basic Power Monitoring, Voltage, Energy, Power, Power factor, Frequency, Unbalance, Temperature, Manual operating mechanism with mechanical closing, without Spring charging motor, Ready-to-close signal. switch, Auxiliary switches 2NO+2NC, without Closing coil (CC), manual operating mechanism with mechanical closing, without Remote trip alarm reset coil (RR), without 2nd shunt trip, without 1st Shunt trip | 287700 | 1 | Z\ | 1
3WA1232-5FE12-0AA0 |  | Fixed-mounted circuit breaker IEC 60947-2, frame size 2, 4-poles, N-pole left, In=3200A up to 690V AC 50/60Hz, breaking capacity H Icu=100/85kA at 500/690V, Trip unit ETU600 LSI upgrade ready , colordisplay, bluetooth and USB interface, Protection LT, ST, INST, include N-protection, (internal N-sensor available), incl. trip alarm switch (1xCO), rear connection horizontal, with internal voltage tap on lower stab of circuit breaker, with voltage tap module VTM680 and power supply of ETU600, able to communication, integrated metering type PMF-2 Basic Power Monitoring, Voltage, Energy, Power, Power factor, Frequency, Unbalance, Temperature, Manual operating mechanism with mechanical closing, without Spring charging motor, Ready-to-close signal. switch, Auxiliary switches 2NO+2NC, without Closing coil (CC), manual operating mechanism with mechanical closing, without Remote trip alarm reset coil (RR), without 2nd shunt trip, without 1st Shunt trip | 281700 | 1 | Z\ | 1
3WA1232-5FE13-0AA0 |  | Fixed-mounted circuit breaker IEC 60947-2, frame size 2, 4-poles, N-pole left, In=3200A up to 690V AC 50/60Hz, breaking capacity H Icu=100/85kA at 500/690V, Trip unit ETU600 LSI upgrade ready , colordisplay, bluetooth and USB interface, Protection LT, ST, INST, include N-protection, (internal N-sensor available), incl. trip alarm switch (1xCO), front connection double hole, with internal voltage tap on lower stab of circuit breaker, with voltage tap module VTM680 and power supply of ETU600, able to communication, integrated metering type PMF-2 Basic Power Monitoring, Voltage, Energy, Power, Power factor, Frequency, Unbalance, Temperature, Manual operating mechanism with mechanical closing, without Spring charging motor, Ready-to-close signal. switch, Auxiliary switches 2NO+2NC, without Closing coil (CC), manual operating mechanism with mechanical closing, without Remote trip alarm reset coil (RR), without 2nd shunt trip, without 1st Shunt trip | 299700 | 1 | Z\ | 1
3WA1232-5FE21-0AA0 |  | fixed-mounted circuit breaker, IEC 60947-2, size 2, 4-pole, N pole on right, In=3200 A up to 690 V AC 50/60 Hz, breaking capacity H Icu=100/85 kA at 500/690 V, tripping unit ETU600 LSI upgradeable, color display, Bluetooth, USB interface, basic protection LT, ST, INST, including protection of the N conductor (internal neutral point sensor available), trip alarm switch (1 x CO), connection at rear vertical, with internal voltage tap on lower stab of circuit breaker, with voltage tap module VTM680 and power supply of ETU600, able to communication, integrated metering type PMF-2 Basic Power Monitoring, Voltage, Energy, Power, Power factor, Frequency, Unbalance, Temperature, Manual operating mechanism with mechanical closing, without Spring charging motor, Ready-to-close signal. switch, Auxiliary switches 2NO+2NC, without Closing coil (CC), manual operating mechanism with mechanical closing, without Remote trip alarm reset coil (RR), without 2nd shunt trip, without 1st Shunt trip | 287700 | 1 | Z\ | 1
3WA1232-5FE22-0AA0 |  | fixed-mounted circuit breaker, IEC 60947-2, size 2, 4-pole, N pole on right, In=3200 A up to 690 V AC 50/60 Hz, breaking capacity H Icu=100/85 kA at 500/690 V, tripping unit ETU600 LSI upgradeable, color display, Bluetooth, USB interface, basic protection LT, ST, INST, including protection of the N conductor (internal neutral point sensor available), trip alarm switch (1 x CO), connection at rear horizontal with internal voltage tap on lower stab of circuit breaker, with voltage tap module VTM680 and power supply of ETU600, able to communication, integrated metering type PMF-2 Basic Power Monitoring, Voltage, Energy, Power, Power factor, Frequency, Unbalance, Temperature, Manual operating mechanism with mechanical closing, without Spring charging motor, Ready-to-close signal. switch, Auxiliary switches 2NO+2NC, without Closing coil (CC), manual operating mechanism with mechanical closing, without Remote trip alarm reset coil (RR), without 2nd shunt trip, without 1st Shunt trip | 281700 | 1 | Z\ | 1
3WA1232-5FE23-0AA0 |  | fixed-mounted circuit breaker, IEC 60947-2, size 2, 4-pole, N pole on right, In=3200 A up to 690 V AC 50/60 Hz, breaking capacity H Icu=100/85 kA at 500/690 V, tripping unit ETU600 LSI upgradeable, color display, Bluetooth, USB interface, basic protection LT, ST, INST, including protection of the N conductor (internal neutral point sensor available), trip alarm switch (1 x CO), front connection double hole, with internal voltage tap on lower stab of circuit breaker, with voltage tap module VTM680 and power supply of ETU600, able to communication, integrated metering type PMF-2 Basic Power Monitoring, Voltage, Energy, Power, Power factor, Frequency, Unbalance, Temperature, Manual operating mechanism with mechanical closing, without Spring charging motor, Ready-to-close signal. switch, Auxiliary switches 2NO+2NC, without Closing coil (CC), manual operating mechanism with mechanical closing, without Remote trip alarm reset coil (RR), without 2nd shunt trip, without 1st Shunt trip | 299700 | 1 | Z\ | 1
3WA1232-5FE31-0AA0 |  | Withdrawable circuit breaker with guide frame, IEC 60947-2, frame size 2, 3-poles, In=3200A up to 690V AC 50/60Hz, breaking capacity H Icu=100/85kA at 500/690V, Trip unit ETU600 LSI upgrade ready , colordisplay, bluetooth and USB interface, Protection LT, ST, INST, N-protection required an external N-sensor, incl. trip alarm switch (1xCO), rear connection vertical, guide frame with shutter and w/o position signalling switch, with internal voltage tap on lower stab of circuit breaker, with voltage tap module VTM680 and power supply of ETU600, able to communication, integrated metering type PMF-2 Basic Power Monitoring, Voltage, Energy, Power, Power factor, Frequency, Unbalance, Temperature, Manual operating mechanism with mechanical closing, without Spring charging motor, Ready-to-close signal. switch, Auxiliary switches 2NO+2NC, without Closing coil (CC), manual operating mechanism with mechanical closing, without Remote trip alarm reset coil (RR), without 2nd shunt trip, without 1st Shunt trip | 266700 | 1 | Z\ | 1
3WA1232-5FE32-0AA0 |  | Withdrawable circuit breaker with guide frame, IEC 60947-2, frame size 2, 3-poles, In=3200A up to 690V AC 50/60Hz, breaking capacity H Icu=100/85kA at 500/690V, Trip unit ETU600 LSI upgrade ready , colordisplay, bluetooth and USB interface, Protection LT, ST, INST, N-protection required an external N-sensor, incl. trip alarm switch (1xCO), rear connection horizontal, guide frame with shutter and w/o position signalling switch, with internal voltage tap on lower stab of circuit breaker, with voltage tap module VTM680 and power supply of ETU600, able to communication, integrated metering type PMF-2 Basic Power Monitoring, Voltage, Energy, Power, Power factor, Frequency, Unbalance, Temperature, Manual operating mechanism with mechanical closing, without Spring charging motor, Ready-to-close signal. switch, Auxiliary switches 2NO+2NC, without Closing coil (CC), manual operating mechanism with mechanical closing, without Remote trip alarm reset coil (RR), without 2nd shunt trip, without 1st Shunt trip | 261700 | 1 | Z\ | 1
3WA1232-5FE33-0AA0 |  | Withdrawable circuit breaker with guide frame, IEC 60947-2, frame size 2, 3-poles, In=3200A up to 690V AC 50/60Hz, breaking capacity H Icu=100/85kA at 500/690V, Trip unit ETU600 LSI upgrade ready , colordisplay, bluetooth and USB interface, Protection LT, ST, INST, N-protection required an external N-sensor, incl. trip alarm switch (1xCO), front connection double hole, guide frame with shutter and w/o position signalling switch, with internal voltage tap on lower stab of circuit breaker, with voltage tap module VTM680 and power supply of ETU600, able to communication, integrated metering type PMF-2 Basic Power Monitoring, Voltage, Energy, Power, Power factor, Frequency, Unbalance, Temperature, Manual operating mechanism with mechanical closing, without Spring charging motor, Ready-to-close signal. switch, Auxiliary switches 2NO+2NC, without Closing coil (CC), manual operating mechanism with mechanical closing, without Remote trip alarm reset coil (RR), without 2nd shunt trip, without 1st Shunt trip | 275700 | 1 | Z\ | 1
3WA1232-5FE34-0AA0 |  | Withdrawable circuit breaker with guide frame, IEC 60947-2, frame size 2, 3-poles, In=3200A up to 690V AC 50/60Hz, breaking capacity H Icu=100/85kA at 500/690V, Trip unit ETU600 LSI upgrade ready , colordisplay, bluetooth and USB interface, Protection LT, ST, INST, N-protection required an external N-sensor, incl. trip alarm switch (1xCO), rear connection flange, guide frame with shutter and w/o position signalling switch, with internal voltage tap on lower stab of circuit breaker, with voltage tap module VTM680 and power supply of ETU600, able to communication, integrated metering type PMF-2 Basic Power Monitoring, Voltage, Energy, Power, Power factor, Frequency, Unbalance, Temperature, Manual operating mechanism with mechanical closing, without Spring charging motor, Ready-to-close signal. switch, Auxiliary switches 2NO+2NC, without Closing coil (CC), manual operating mechanism with mechanical closing, without Remote trip alarm reset coil (RR), without 2nd shunt trip, without 1st Shunt trip | 261700 | 1 | Z\ | 1
3WA1232-5FE41-0AA0 |  | Withdrawable circuit breaker with guide frame, IEC 60947-2, frame size 2, 4-poles, N-pole left, In=3200A up to 690V AC 50/60Hz, breaking capacity H Icu=100/85kA at 500/690V, Trip unit ETU600 LSI upgrade ready , colordisplay, bluetooth and USB interface, Protection LT, ST, INST, include N-protection, (internal N-sensor available), incl. trip alarm switch (1xCO), rear connection vertical, guide frame with shutter and w/o position signalling switch, with internal voltage tap on lower stab of circuit breaker, with voltage tap module VTM680 and power supply of ETU600, able to communication, integrated metering type PMF-2 Basic Power Monitoring, Voltage, Energy, Power, Power factor, Frequency, Unbalance, Temperature, Manual operating mechanism with mechanical closing, without Spring charging motor, Ready-to-close signal. switch, Auxiliary switches 2NO+2NC, without Closing coil (CC), manual operating mechanism with mechanical closing, without Remote trip alarm reset coil (RR), without 2nd shunt trip, without 1st Shunt trip | 346700 | 1 | Z\ | 1
3WA1232-5FE42-0AA0 |  | Withdrawable circuit breaker with guide frame, IEC 60947-2, frame size 2, 4-poles, N-pole left, In=3200A up to 690V AC 50/60Hz, breaking capacity H Icu=100/85kA at 500/690V, Trip unit ETU600 LSI upgrade ready , colordisplay, bluetooth and USB interface, Protection LT, ST, INST, include N-protection, (internal N-sensor available), incl. trip alarm switch (1xCO), rear connection horizontal, guide frame with shutter and w/o position signalling switch, with internal voltage tap on lower stab of circuit breaker, with voltage tap module VTM680 and power supply of ETU600, able to communication, integrated metering type PMF-2 Basic Power Monitoring, Voltage, Energy, Power, Power factor, Frequency, Unbalance, Temperature, Manual operating mechanism with mechanical closing, without Spring charging motor, Ready-to-close signal. switch, Auxiliary switches 2NO+2NC, without Closing coil (CC), manual operating mechanism with mechanical closing, without Remote trip alarm reset coil (RR), without 2nd shunt trip, without 1st Shunt trip | 340700 | 1 | Z\ | 1
3WA1232-5FE43-0AA0 |  | Withdrawable circuit breaker with guide frame, IEC 60947-2, frame size 2, 4-poles, N-pole left, In=3200A up to 690V AC 50/60Hz, breaking capacity H Icu=100/85kA at 500/690V, Trip unit ETU600 LSI upgrade ready , colordisplay, bluetooth and USB interface, Protection LT, ST, INST, include N-protection, (internal N-sensor available), incl. trip alarm switch (1xCO), front connection double hole, guide frame with shutter and w/o position signalling switch, with internal voltage tap on lower stab of circuit breaker, with voltage tap module VTM680 and power supply of ETU600, able to communication, integrated metering type PMF-2 Basic Power Monitoring, Voltage, Energy, Power, Power factor, Frequency, Unbalance, Temperature, Manual operating mechanism with mechanical closing, without Spring charging motor, Ready-to-close signal. switch, Auxiliary switches 2NO+2NC, without Closing coil (CC), manual operating mechanism with mechanical closing, without Remote trip alarm reset coil (RR), without 2nd shunt trip, without 1st Shunt trip | 358700 | 1 | Z\ | 1
3WA1232-5FE44-0AA0 |  | Withdrawable circuit breaker with guide frame, IEC 60947-2, frame size 2, 4-poles, N-pole left, In=3200A up to 690V AC 50/60Hz, breaking capacity H Icu=100/85kA at 500/690V, Trip unit ETU600 LSI upgrade ready , colordisplay, bluetooth and USB interface, Protection LT, ST, INST, include N-protection, (internal N-sensor available), incl. trip alarm switch (1xCO), rear connection flange, guide frame with shutter and w/o position signalling switch, with internal voltage tap on lower stab of circuit breaker, with voltage tap module VTM680 and power supply of ETU600, able to communication, integrated metering type PMF-2 Basic Power Monitoring, Voltage, Energy, Power, Power factor, Frequency, Unbalance, Temperature, Manual operating mechanism with mechanical closing, without Spring charging motor, Ready-to-close signal. switch, Auxiliary switches 2NO+2NC, without Closing coil (CC), manual operating mechanism with mechanical closing, without Remote trip alarm reset coil (RR), without 2nd shunt trip, without 1st Shunt trip | 340700 | 1 | Z\ | 1
3WA1232-5FF01-0AA0 |  | Fixed-mounted circuit breaker IEC 60947-2, frame size 2, 3-poles, In=3200A up to 690V AC 50/60Hz, breaking capacity H Icu=100/85kA at 500/690V, Trip unit ETU600 LSIG upgrade ready , colordisplay, bluetooth and USB interface, Protection LT, ST, INST, GFx, N-protection required an external N-sensor, incl. trip alarm switch (1xCO), rear connection vertical, with internal voltage tap on lower stab of circuit breaker, with voltage tap module VTM680 and power supply of ETU600, able to communication, integrated metering type PMF-2 Basic Power Monitoring, Voltage, Energy, Power, Power factor, Frequency, Unbalance, Temperature, Manual operating mechanism with mechanical closing, without Spring charging motor, Ready-to-close signal. switch, Auxiliary switches 2NO+2NC, without Closing coil (CC), manual operating mechanism with mechanical closing, without Remote trip alarm reset coil (RR), without 2nd shunt trip, without 1st Shunt trip | 232700 | 1 | Z\ | 1
3WA1232-5FF02-0AA0 |  | Fixed-mounted circuit breaker IEC 60947-2, frame size 2, 3-poles, In=3200A up to 690V AC 50/60Hz, breaking capacity H Icu=100/85kA at 500/690V, Trip unit ETU600 LSIG upgrade ready , colordisplay, bluetooth and USB interface, Protection LT, ST, INST, GFx, N-protection required an external N-sensor, incl. trip alarm switch (1xCO), rear connection horizontal, with internal voltage tap on lower stab of circuit breaker, with voltage tap module VTM680 and power supply of ETU600, able to communication, integrated metering type PMF-2 Basic Power Monitoring, Voltage, Energy, Power, Power factor, Frequency, Unbalance, Temperature, Manual operating mechanism with mechanical closing, without Spring charging motor, Ready-to-close signal. switch, Auxiliary switches 2NO+2NC, without Closing coil (CC), manual operating mechanism with mechanical closing, without Remote trip alarm reset coil (RR), without 2nd shunt trip, without 1st Shunt trip | 227700 | 1 | Z\ | 1
3WA1232-5FF03-0AA0 |  | Fixed-mounted circuit breaker IEC 60947-2, frame size 2, 3-poles, In=3200A up to 690V AC 50/60Hz, breaking capacity H Icu=100/85kA at 500/690V, Trip unit ETU600 LSIG upgrade ready , colordisplay, bluetooth and USB interface, Protection LT, ST, INST, GFx, N-protection required an external N-sensor, incl. trip alarm switch (1xCO), front connection double hole, with internal voltage tap on lower stab of circuit breaker, with voltage tap module VTM680 and power supply of ETU600, able to communication, integrated metering type PMF-2 Basic Power Monitoring, Voltage, Energy, Power, Power factor, Frequency, Unbalance, Temperature, Manual operating mechanism with mechanical closing, without Spring charging motor, Ready-to-close signal. switch, Auxiliary switches 2NO+2NC, without Closing coil (CC), manual operating mechanism with mechanical closing, without Remote trip alarm reset coil (RR), without 2nd shunt trip, without 1st Shunt trip | 241700 | 1 | Z\ | 1
3WA1232-5FF11-0AA0 |  | Fixed-mounted circuit breaker IEC 60947-2, frame size 2, 4-poles, N-pole left, In=3200A up to 690V AC 50/60Hz, breaking capacity H Icu=100/85kA at 500/690V, Trip unit ETU600 LSIG upgrade ready , colordisplay, bluetooth and USB interface, Protection LT, ST, INST, GFx, include N-protection, (internal N-sensor available), incl. trip alarm switch (1xCO), rear connection vertical, with internal voltage tap on lower stab of circuit breaker, with voltage tap module VTM680 and power supply of ETU600, able to communication, integrated metering type PMF-2 Basic Power Monitoring, Voltage, Energy, Power, Power factor, Frequency, Unbalance, Temperature, Manual operating mechanism with mechanical closing, without Spring charging motor, Ready-to-close signal. switch, Auxiliary switches 2NO+2NC, without Closing coil (CC), manual operating mechanism with mechanical closing, without Remote trip alarm reset coil (RR), without 2nd shunt trip, without 1st Shunt trip | 298700 | 1 | Z\ | 1
3WA1232-5FF12-0AA0 |  | Fixed-mounted circuit breaker IEC 60947-2, frame size 2, 4-poles, N-pole left, In=3200A up to 690V AC 50/60Hz, breaking capacity H Icu=100/85kA at 500/690V, Trip unit ETU600 LSIG upgrade ready , colordisplay, bluetooth and USB interface, Protection LT, ST, INST, GFx, include N-protection, (internal N-sensor available), incl. trip alarm switch (1xCO), rear connection horizontal, with internal voltage tap on lower stab of circuit breaker, with voltage tap module VTM680 and power supply of ETU600, able to communication, integrated metering type PMF-2 Basic Power Monitoring, Voltage, Energy, Power, Power factor, Frequency, Unbalance, Temperature, Manual operating mechanism with mechanical closing, without Spring charging motor, Ready-to-close signal. switch, Auxiliary switches 2NO+2NC, without Closing coil (CC), manual operating mechanism with mechanical closing, without Remote trip alarm reset coil (RR), without 2nd shunt trip, without 1st Shunt trip | 291700 | 1 | Z\ | 1
3WA1232-5FF13-0AA0 |  | Fixed-mounted circuit breaker IEC 60947-2, frame size 2, 4-poles, N-pole left, In=3200A up to 690V AC 50/60Hz, breaking capacity H Icu=100/85kA at 500/690V, Trip unit ETU600 LSIG upgrade ready , colordisplay, bluetooth and USB interface, Protection LT, ST, INST, GFx, include N-protection, (internal N-sensor available), incl. trip alarm switch (1xCO), front connection double hole, with internal voltage tap on lower stab of circuit breaker, with voltage tap module VTM680 and power supply of ETU600, able to communication, integrated metering type PMF-2 Basic Power Monitoring, Voltage, Energy, Power, Power factor, Frequency, Unbalance, Temperature, Manual operating mechanism with mechanical closing, without Spring charging motor, Ready-to-close signal. switch, Auxiliary switches 2NO+2NC, without Closing coil (CC), manual operating mechanism with mechanical closing, without Remote trip alarm reset coil (RR), without 2nd shunt trip, without 1st Shunt trip | 309700 | 1 | Z\ | 1
3WA1232-5FF21-0AA0 |  | fixed-mounted circuit breaker, IEC 60947-2, size 2, 4-pole, N pole on right, In=3200 A up to 690 V AC 50/60 Hz, breaking capacity H Icu=100/85 kA at 500/690 V, tripping unit ETU600 LSIG upgradeable, color display, Bluetooth, USB interface, basic protection LT, ST, INST, GFx, including protection of the N conductor (internal neutral point sensor available), trip alarm switch (1 x CO), connection at rear vertical, with internal voltage tap on lower stab of circuit breaker, with voltage tap module VTM680 and power supply of ETU600, able to communication, integrated metering type PMF-2 Basic Power Monitoring, Voltage, Energy, Power, Power factor, Frequency, Unbalance, Temperature, Manual operating mechanism with mechanical closing, without Spring charging motor, Ready-to-close signal. switch, Auxiliary switches 2NO+2NC, without Closing coil (CC), manual operating mechanism with mechanical closing, without Remote trip alarm reset coil (RR), without 2nd shunt trip, without 1st Shunt trip | 298700 | 1 | Z\ | 1
3WA1232-5FF22-0AA0 |  | fixed-mounted circuit breaker, IEC 60947-2, size 2, 4-pole, N pole on right, In=3200 A up to 690 V AC 50/60 Hz, breaking capacity H Icu=100/85 kA at 500/690 V, tripping unit ETU600 LSIG upgradeable, color display, Bluetooth, USB interface, basic protection LT, ST, INST, GFx, including protection of the N conductor (internal neutral point sensor available), trip alarm switch (1 x CO), connection at rear horizontal with internal voltage tap on lower stab of circuit breaker, with voltage tap module VTM680 and power supply of ETU600, able to communication, integrated metering type PMF-2 Basic Power Monitoring, Voltage, Energy, Power, Power factor, Frequency, Unbalance, Temperature, Manual operating mechanism with mechanical closing, without Spring charging motor, Ready-to-close signal. switch, Auxiliary switches 2NO+2NC, without Closing coil (CC), manual operating mechanism with mechanical closing, without Remote trip alarm reset coil (RR), without 2nd shunt trip, without 1st Shunt trip | 291700 | 1 | Z\ | 1
3WA1232-5FF23-0AA0 |  | fixed-mounted circuit breaker, IEC 60947-2, size 2, 4-pole, N pole on right, In=3200 A up to 690 V AC 50/60 Hz, breaking capacity H Icu=100/85 kA at 500/690 V, tripping unit ETU600 LSIG upgradeable, color display, Bluetooth, USB interface, basic protection LT, ST, INST, GFx, including protection of the N conductor (internal neutral point sensor available), trip alarm switch (1 x CO), front connection double hole, with internal voltage tap on lower stab of circuit breaker, with voltage tap module VTM680 and power supply of ETU600, able to communication, integrated metering type PMF-2 Basic Power Monitoring, Voltage, Energy, Power, Power factor, Frequency, Unbalance, Temperature, Manual operating mechanism with mechanical closing, without Spring charging motor, Ready-to-close signal. switch, Auxiliary switches 2NO+2NC, without Closing coil (CC), manual operating mechanism with mechanical closing, without Remote trip alarm reset coil (RR), without 2nd shunt trip, without 1st Shunt trip | 309700 | 1 | Z\ | 1
3WA1232-5FF31-0AA0 |  | Withdrawable circuit breaker with guide frame, IEC 60947-2, frame size 2, 3-poles, In=3200A up to 690V AC 50/60Hz, breaking capacity H Icu=100/85kA at 500/690V, Trip unit ETU600 LSIG upgrade ready , colordisplay, bluetooth and USB interface, Protection LT, ST, INST, GFx, N-protection required an external N-sensor, incl. trip alarm switch (1xCO), rear connection vertical, guide frame with shutter and w/o position signalling switch, with internal voltage tap on lower stab of circuit breaker, with voltage tap module VTM680 and power supply of ETU600, able to communication, integrated metering type PMF-2 Basic Power Monitoring, Voltage, Energy, Power, Power factor, Frequency, Unbalance, Temperature, Manual operating mechanism with mechanical closing, without Spring charging motor, Ready-to-close signal. switch, Auxiliary switches 2NO+2NC, without Closing coil (CC), manual operating mechanism with mechanical closing, without Remote trip alarm reset coil (RR), without 2nd shunt trip, without 1st Shunt trip | 277700 | 1 | Z\ | 1
3WA1232-5FF32-0AA0 |  | Withdrawable circuit breaker with guide frame, IEC 60947-2, frame size 2, 3-poles, In=3200A up to 690V AC 50/60Hz, breaking capacity H Icu=100/85kA at 500/690V, Trip unit ETU600 LSIG upgrade ready , colordisplay, bluetooth and USB interface, Protection LT, ST, INST, GFx, N-protection required an external N-sensor, incl. trip alarm switch (1xCO), rear connection horizontal, guide frame with shutter and w/o position signalling switch, with internal voltage tap on lower stab of circuit breaker, with voltage tap module VTM680 and power supply of ETU600, able to communication, integrated metering type PMF-2 Basic Power Monitoring, Voltage, Energy, Power, Power factor, Frequency, Unbalance, Temperature, Manual operating mechanism with mechanical closing, without Spring charging motor, Ready-to-close signal. switch, Auxiliary switches 2NO+2NC, without Closing coil (CC), manual operating mechanism with mechanical closing, without Remote trip alarm reset coil (RR), without 2nd shunt trip, without 1st Shunt trip | 272700 | 1 | Z\ | 1
3WA1232-5FF33-0AA0 |  | Withdrawable circuit breaker with guide frame, IEC 60947-2, frame size 2, 3-poles, In=3200A up to 690V AC 50/60Hz, breaking capacity H Icu=100/85kA at 500/690V, Trip unit ETU600 LSIG upgrade ready , colordisplay, bluetooth and USB interface, Protection LT, ST, INST, GFx, N-protection required an external N-sensor, incl. trip alarm switch (1xCO), front connection double hole, guide frame with shutter and w/o position signalling switch, with internal voltage tap on lower stab of circuit breaker, with voltage tap module VTM680 and power supply of ETU600, able to communication, integrated metering type PMF-2 Basic Power Monitoring, Voltage, Energy, Power, Power factor, Frequency, Unbalance, Temperature, Manual operating mechanism with mechanical closing, without Spring charging motor, Ready-to-close signal. switch, Auxiliary switches 2NO+2NC, without Closing coil (CC), manual operating mechanism with mechanical closing, without Remote trip alarm reset coil (RR), without 2nd shunt trip, without 1st Shunt trip | 286700 | 1 | Z\ | 1
3WA1232-5FF34-0AA0 |  | Withdrawable circuit breaker with guide frame, IEC 60947-2, frame size 2, 3-poles, In=3200A up to 690V AC 50/60Hz, breaking capacity H Icu=100/85kA at 500/690V, Trip unit ETU600 LSIG upgrade ready , colordisplay, bluetooth and USB interface, Protection LT, ST, INST, GFx, N-protection required an external N-sensor, incl. trip alarm switch (1xCO), rear connection flange, guide frame with shutter and w/o position signalling switch, with internal voltage tap on lower stab of circuit breaker, with voltage tap module VTM680 and power supply of ETU600, able to communication, integrated metering type PMF-2 Basic Power Monitoring, Voltage, Energy, Power, Power factor, Frequency, Unbalance, Temperature, Manual operating mechanism with mechanical closing, without Spring charging motor, Ready-to-close signal. switch, Auxiliary switches 2NO+2NC, without Closing coil (CC), manual operating mechanism with mechanical closing, without Remote trip alarm reset coil (RR), without 2nd shunt trip, without 1st Shunt trip | 272700 | 1 | Z\ | 1
3WA1232-5FF41-0AA0 |  | Withdrawable circuit breaker with guide frame, IEC 60947-2, frame size 2, 4-poles, N-pole left, In=3200A up to 690V AC 50/60Hz, breaking capacity H Icu=100/85kA at 500/690V, Trip unit ETU600 LSIG upgrade ready , colordisplay, bluetooth and USB interface, Protection LT, ST, INST, GFx, include N-protection, (internal N-sensor available), incl. trip alarm switch (1xCO), rear connection vertical, guide frame with shutter and w/o position signalling switch, with internal voltage tap on lower stab of circuit breaker, with voltage tap module VTM680 and power supply of ETU600, able to communication, integrated metering type PMF-2 Basic Power Monitoring, Voltage, Energy, Power, Power factor, Frequency, Unbalance, Temperature, Manual operating mechanism with mechanical closing, without Spring charging motor, Ready-to-close signal. switch, Auxiliary switches 2NO+2NC, without Closing coil (CC), manual operating mechanism with mechanical closing, without Remote trip alarm reset coil (RR), without 2nd shunt trip, without 1st Shunt trip | 357700 | 1 | Z\ | 1
3WA1232-5FF42-0AA0 |  | Withdrawable circuit breaker with guide frame, IEC 60947-2, frame size 2, 4-poles, N-pole left, In=3200A up to 690V AC 50/60Hz, breaking capacity H Icu=100/85kA at 500/690V, Trip unit ETU600 LSIG upgrade ready , colordisplay, bluetooth and USB interface, Protection LT, ST, INST, GFx, include N-protection, (internal N-sensor available), incl. trip alarm switch (1xCO), rear connection horizontal, guide frame with shutter and w/o position signalling switch, with internal voltage tap on lower stab of circuit breaker, with voltage tap module VTM680 and power supply of ETU600, able to communication, integrated metering type PMF-2 Basic Power Monitoring, Voltage, Energy, Power, Power factor, Frequency, Unbalance, Temperature, Manual operating mechanism with mechanical closing, without Spring charging motor, Ready-to-close signal. switch, Auxiliary switches 2NO+2NC, without Closing coil (CC), manual operating mechanism with mechanical closing, without Remote trip alarm reset coil (RR), without 2nd shunt trip, without 1st Shunt trip | 350700 | 1 | Z\ | 1
3WA1232-5FF43-0AA0 |  | Withdrawable circuit breaker with guide frame, IEC 60947-2, frame size 2, 4-poles, N-pole left, In=3200A up to 690V AC 50/60Hz, breaking capacity H Icu=100/85kA at 500/690V, Trip unit ETU600 LSIG upgrade ready , colordisplay, bluetooth and USB interface, Protection LT, ST, INST, GFx, include N-protection, (internal N-sensor available), incl. trip alarm switch (1xCO), front connection double hole, guide frame with shutter and w/o position signalling switch, with internal voltage tap on lower stab of circuit breaker, with voltage tap module VTM680 and power supply of ETU600, able to communication, integrated metering type PMF-2 Basic Power Monitoring, Voltage, Energy, Power, Power factor, Frequency, Unbalance, Temperature, Manual operating mechanism with mechanical closing, without Spring charging motor, Ready-to-close signal. switch, Auxiliary switches 2NO+2NC, without Closing coil (CC), manual operating mechanism with mechanical closing, without Remote trip alarm reset coil (RR), without 2nd shunt trip, without 1st Shunt trip | 368700 | 1 | Z\ | 1
3WA1232-5FF44-0AA0 |  | Withdrawable circuit breaker with guide frame, IEC 60947-2, frame size 2, 4-poles, N-pole left, In=3200A up to 690V AC 50/60Hz, breaking capacity H Icu=100/85kA at 500/690V, Trip unit ETU600 LSIG upgrade ready , colordisplay, bluetooth and USB interface, Protection LT, ST, INST, GFx, include N-protection, (internal N-sensor available), incl. trip alarm switch (1xCO), rear connection flange, guide frame with shutter and w/o position signalling switch, with internal voltage tap on lower stab of circuit breaker, with voltage tap module VTM680 and power supply of ETU600, able to communication, integrated metering type PMF-2 Basic Power Monitoring, Voltage, Energy, Power, Power factor, Frequency, Unbalance, Temperature, Manual operating mechanism with mechanical closing, without Spring charging motor, Ready-to-close signal. switch, Auxiliary switches 2NO+2NC, without Closing coil (CC), manual operating mechanism with mechanical closing, without Remote trip alarm reset coil (RR), without 2nd shunt trip, without 1st Shunt trip | 350700 | 1 | Z\ | 1
3WA1232-5FG01-0AA0 |  | Fixed-mounted circuit breaker IEC 60947-2, frame size 2, 3-poles, In=3200A up to 690V AC 50/60Hz, breaking capacity H Icu=100/85kA at 500/690V, Trip unit ETU600 LSIG Hi-Z upgrade ready , colordisplay, bluetooth and USB interface, Protection LT, ST, INST, GFx, with GF highimpedance-input N-protection required an external N-sensor, incl. trip alarm switch (1xCO), rear connection vertical, with internal voltage tap on lower stab of circuit breaker, with voltage tap module VTM680 and power supply of ETU600, able to communication, integrated metering type PMF-2 Basic Power Monitoring, Voltage, Energy, Power, Power factor, Frequency, Unbalance, Temperature, Manual operating mechanism with mechanical closing, without Spring charging motor, Ready-to-close signal. switch, Auxiliary switches 2NO+2NC, without Closing coil (CC), manual operating mechanism with mechanical closing, without Remote trip alarm reset coil (RR), without 2nd shunt trip, without 1st Shunt trip | 254700 | 1 | Z\ | 1
3WA1232-5FG02-0AA0 |  | Fixed-mounted circuit breaker IEC 60947-2, frame size 2, 3-poles, In=3200A up to 690V AC 50/60Hz, breaking capacity H Icu=100/85kA at 500/690V, Trip unit ETU600 LSIG Hi-Z upgrade ready , colordisplay, bluetooth and USB interface, Protection LT, ST, INST, GFx, with GF highimpedance-input N-protection required an external N-sensor, incl. trip alarm switch (1xCO), rear connection horizontal, with internal voltage tap on lower stab of circuit breaker, with voltage tap module VTM680 and power supply of ETU600, able to communication, integrated metering type PMF-2 Basic Power Monitoring, Voltage, Energy, Power, Power factor, Frequency, Unbalance, Temperature, Manual operating mechanism with mechanical closing, without Spring charging motor, Ready-to-close signal. switch, Auxiliary switches 2NO+2NC, without Closing coil (CC), manual operating mechanism with mechanical closing, without Remote trip alarm reset coil (RR), without 2nd shunt trip, without 1st Shunt trip | 249700 | 1 | Z\ | 1
3WA1232-5FG03-0AA0 |  | Fixed-mounted circuit breaker IEC 60947-2, frame size 2, 3-poles, In=3200A up to 690V AC 50/60Hz, breaking capacity H Icu=100/85kA at 500/690V, Trip unit ETU600 LSIG Hi-Z upgrade ready , colordisplay, bluetooth and USB interface, Protection LT, ST, INST, GFx, with GF highimpedance-input N-protection required an external N-sensor, incl. trip alarm switch (1xCO), front connection double hole, with internal voltage tap on lower stab of circuit breaker, with voltage tap module VTM680 and power supply of ETU600, able to communication, integrated metering type PMF-2 Basic Power Monitoring, Voltage, Energy, Power, Power factor, Frequency, Unbalance, Temperature, Manual operating mechanism with mechanical closing, without Spring charging motor, Ready-to-close signal. switch, Auxiliary switches 2NO+2NC, without Closing coil (CC), manual operating mechanism with mechanical closing, without Remote trip alarm reset coil (RR), without 2nd shunt trip, without 1st Shunt trip | 262700 | 1 | Z\ | 1
3WA1232-5FG11-0AA0 |  | Fixed-mounted circuit breaker IEC 60947-2, frame size 2, 4-poles, N-pole left, In=3200A up to 690V AC 50/60Hz, breaking capacity H Icu=100/85kA at 500/690V, Trip unit ETU600 LSIG Hi-Z upgrade ready , colordisplay, bluetooth and USB interface, Protection LT, ST, INST, GFx, with GF highimpedance-input include N-protection, (internal N-sensor available), incl. trip alarm switch (1xCO), rear connection vertical, with internal voltage tap on lower stab of circuit breaker, with voltage tap module VTM680 and power supply of ETU600, able to communication, integrated metering type PMF-2 Basic Power Monitoring, Voltage, Energy, Power, Power factor, Frequency, Unbalance, Temperature, Manual operating mechanism with mechanical closing, without Spring charging motor, Ready-to-close signal. switch, Auxiliary switches 2NO+2NC, without Closing coil (CC), manual operating mechanism with mechanical closing, without Remote trip alarm reset coil (RR), without 2nd shunt trip, without 1st Shunt trip | 319700 | 1 | Z\ | 1
3WA1232-5FG12-0AA0 |  | Fixed-mounted circuit breaker IEC 60947-2, frame size 2, 4-poles, N-pole left, In=3200A up to 690V AC 50/60Hz, breaking capacity H Icu=100/85kA at 500/690V, Trip unit ETU600 LSIG Hi-Z upgrade ready , colordisplay, bluetooth and USB interface, Protection LT, ST, INST, GFx, with GF highimpedance-input include N-protection, (internal N-sensor available), incl. trip alarm switch (1xCO), rear connection horizontal, with internal voltage tap on lower stab of circuit breaker, with voltage tap module VTM680 and power supply of ETU600, able to communication, integrated metering type PMF-2 Basic Power Monitoring, Voltage, Energy, Power, Power factor, Frequency, Unbalance, Temperature, Manual operating mechanism with mechanical closing, without Spring charging motor, Ready-to-close signal. switch, Auxiliary switches 2NO+2NC, without Closing coil (CC), manual operating mechanism with mechanical closing, without Remote trip alarm reset coil (RR), without 2nd shunt trip, without 1st Shunt trip | 312700 | 1 | Z\ | 1
3WA1232-5FG13-0AA0 |  | Fixed-mounted circuit breaker IEC 60947-2, frame size 2, 4-poles, N-pole left, In=3200A up to 690V AC 50/60Hz, breaking capacity H Icu=100/85kA at 500/690V, Trip unit ETU600 LSIG Hi-Z upgrade ready , colordisplay, bluetooth and USB interface, Protection LT, ST, INST, GFx, with GF highimpedance-input include N-protection, (internal N-sensor available), incl. trip alarm switch (1xCO), front connection double hole, with internal voltage tap on lower stab of circuit breaker, with voltage tap module VTM680 and power supply of ETU600, able to communication, integrated metering type PMF-2 Basic Power Monitoring, Voltage, Energy, Power, Power factor, Frequency, Unbalance, Temperature, Manual operating mechanism with mechanical closing, without Spring charging motor, Ready-to-close signal. switch, Auxiliary switches 2NO+2NC, without Closing coil (CC), manual operating mechanism with mechanical closing, without Remote trip alarm reset coil (RR), without 2nd shunt trip, without 1st Shunt trip | 331700 | 1 | Z\ | 1
3WA1232-5FG21-0AA0 |  | fixed-mounted circuit breaker, IEC 60947-2, size 2, 4-pole, N pole on right, In=3200 A up to 690 V AC 50/60 Hz, breaking capacity H Icu=100/85 kA at 500/690 V, tripping unit ETU600 LSIG Hi-Z upgradeable, color display, Bluetooth, USB interface, basic protection LT, ST, INST, GFx, with GF high-impedance input, including protection of the N conductor (internal neutral point sensor available), trip alarm switch (1 x CO), connection at rear vertical, with internal voltage tap on lower stab of circuit breaker, with voltage tap module VTM680 and power supply of ETU600, able to communication, integrated metering type PMF-2 Basic Power Monitoring, Voltage, Energy, Power, Power factor, Frequency, Unbalance, Temperature, Manual operating mechanism with mechanical closing, without Spring charging motor, Ready-to-close signal. switch, Auxiliary switches 2NO+2NC, without Closing coil (CC), manual operating mechanism with mechanical closing, without Remote trip alarm reset coil (RR), without 2nd shunt trip, without 1st Shunt trip | 319700 | 1 | Z\ | 1
3WA1232-5FG22-0AA0 |  | fixed-mounted circuit breaker, IEC 60947-2, size 2, 4-pole, N pole on right, In=3200 A up to 690 V AC 50/60 Hz, breaking capacity H Icu=100/85 kA at 500/690 V, tripping unit ETU600 LSIG Hi-Z upgradeable, color display, Bluetooth, USB interface, basic protection LT, ST, INST, GFx, with GF high-impedance input, including protection of the N conductor (internal neutral point sensor available), trip alarm switch (1 x CO), connection at rear horizontal with internal voltage tap on lower stab of circuit breaker, with voltage tap module VTM680 and power supply of ETU600, able to communication, integrated metering type PMF-2 Basic Power Monitoring, Voltage, Energy, Power, Power factor, Frequency, Unbalance, Temperature, Manual operating mechanism with mechanical closing, without Spring charging motor, Ready-to-close signal. switch, Auxiliary switches 2NO+2NC, without Closing coil (CC), manual operating mechanism with mechanical closing, without Remote trip alarm reset coil (RR), without 2nd shunt trip, without 1st Shunt trip | 312700 | 1 | Z\ | 1
3WA1232-5FG23-0AA0 |  | fixed-mounted circuit breaker, IEC 60947-2, size 2, 4-pole, N pole on right, In=3200 A up to 690 V AC 50/60 Hz, breaking capacity H Icu=100/85 kA at 500/690 V, tripping unit ETU600 LSIG Hi-Z upgradeable, color display, Bluetooth, USB interface, basic protection LT, ST, INST, GFx, with GF high-impedance input, including protection of the N conductor (internal neutral point sensor available), trip alarm switch (1 x CO), front connection double hole, with internal voltage tap on lower stab of circuit breaker, with voltage tap module VTM680 and power supply of ETU600, able to communication, integrated metering type PMF-2 Basic Power Monitoring, Voltage, Energy, Power, Power factor, Frequency, Unbalance, Temperature, Manual operating mechanism with mechanical closing, without Spring charging motor, Ready-to-close signal. switch, Auxiliary switches 2NO+2NC, without Closing coil (CC), manual operating mechanism with mechanical closing, without Remote trip alarm reset coil (RR), without 2nd shunt trip, without 1st Shunt trip | 331700 | 1 | Z\ | 1
3WA1232-5FG31-0AA0 |  | Withdrawable circuit breaker with guide frame, IEC 60947-2, frame size 2, 3-poles, In=3200A up to 690V AC 50/60Hz, breaking capacity H Icu=100/85kA at 500/690V, Trip unit ETU600 LSIG Hi-Z upgrade ready , colordisplay, bluetooth and USB interface, Protection LT, ST, INST, GFx, with GF highimpedance-input N-protection required an external N-sensor, incl. trip alarm switch (1xCO), rear connection vertical, guide frame with shutter and w/o position signalling switch, with internal voltage tap on lower stab of circuit breaker, with voltage tap module VTM680 and power supply of ETU600, able to communication, integrated metering type PMF-2 Basic Power Monitoring, Voltage, Energy, Power, Power factor, Frequency, Unbalance, Temperature, Manual operating mechanism with mechanical closing, without Spring charging motor, Ready-to-close signal. switch, Auxiliary switches 2NO+2NC, without Closing coil (CC), manual operating mechanism with mechanical closing, without Remote trip alarm reset coil (RR), without 2nd shunt trip, without 1st Shunt trip | 298700 | 1 | Z\ | 1
3WA1232-5FG32-0AA0 |  | Withdrawable circuit breaker with guide frame, IEC 60947-2, frame size 2, 3-poles, In=3200A up to 690V AC 50/60Hz, breaking capacity H Icu=100/85kA at 500/690V, Trip unit ETU600 LSIG Hi-Z upgrade ready , colordisplay, bluetooth and USB interface, Protection LT, ST, INST, GFx, with GF highimpedance-input N-protection required an external N-sensor, incl. trip alarm switch (1xCO), rear connection horizontal, guide frame with shutter and w/o position signalling switch, with internal voltage tap on lower stab of circuit breaker, with voltage tap module VTM680 and power supply of ETU600, able to communication, integrated metering type PMF-2 Basic Power Monitoring, Voltage, Energy, Power, Power factor, Frequency, Unbalance, Temperature, Manual operating mechanism with mechanical closing, without Spring charging motor, Ready-to-close signal. switch, Auxiliary switches 2NO+2NC, without Closing coil (CC), manual operating mechanism with mechanical closing, without Remote trip alarm reset coil (RR), without 2nd shunt trip, without 1st Shunt trip | 293700 | 1 | Z\ | 1
3WA1232-5FG33-0AA0 |  | Withdrawable circuit breaker with guide frame, IEC 60947-2, frame size 2, 3-poles, In=3200A up to 690V AC 50/60Hz, breaking capacity H Icu=100/85kA at 500/690V, Trip unit ETU600 LSIG Hi-Z upgrade ready , colordisplay, bluetooth and USB interface, Protection LT, ST, INST, GFx, with GF highimpedance-input N-protection required an external N-sensor, incl. trip alarm switch (1xCO), front connection double hole, guide frame with shutter and w/o position signalling switch, with internal voltage tap on lower stab of circuit breaker, with voltage tap module VTM680 and power supply of ETU600, able to communication, integrated metering type PMF-2 Basic Power Monitoring, Voltage, Energy, Power, Power factor, Frequency, Unbalance, Temperature, Manual operating mechanism with mechanical closing, without Spring charging motor, Ready-to-close signal. switch, Auxiliary switches 2NO+2NC, without Closing coil (CC), manual operating mechanism with mechanical closing, without Remote trip alarm reset coil (RR), without 2nd shunt trip, without 1st Shunt trip | 307700 | 1 | Z\ | 1
3WA1232-5FG34-0AA0 |  | Withdrawable circuit breaker with guide frame, IEC 60947-2, frame size 2, 3-poles, In=3200A up to 690V AC 50/60Hz, breaking capacity H Icu=100/85kA at 500/690V, Trip unit ETU600 LSIG Hi-Z upgrade ready , colordisplay, bluetooth and USB interface, Protection LT, ST, INST, GFx, with GF highimpedance-input N-protection required an external N-sensor, incl. trip alarm switch (1xCO), rear connection flange, guide frame with shutter and w/o position signalling switch, with internal voltage tap on lower stab of circuit breaker, with voltage tap module VTM680 and power supply of ETU600, able to communication, integrated metering type PMF-2 Basic Power Monitoring, Voltage, Energy, Power, Power factor, Frequency, Unbalance, Temperature, Manual operating mechanism with mechanical closing, without Spring charging motor, Ready-to-close signal. switch, Auxiliary switches 2NO+2NC, without Closing coil (CC), manual operating mechanism with mechanical closing, without Remote trip alarm reset coil (RR), without 2nd shunt trip, without 1st Shunt trip | 293700 | 1 | Z\ | 1
3WA1232-5FG41-0AA0 |  | Withdrawable circuit breaker with guide frame, IEC 60947-2, frame size 2, 4-poles, N-pole left, In=3200A up to 690V AC 50/60Hz, breaking capacity H Icu=100/85kA at 500/690V, Trip unit ETU600 LSIG Hi-Z upgrade ready , colordisplay, bluetooth and USB interface, Protection LT, ST, INST, GFx, with GF highimpedance-input include N-protection, (internal N-sensor available), incl. trip alarm switch (1xCO), rear connection vertical, guide frame with shutter and w/o position signalling switch, with internal voltage tap on lower stab of circuit breaker, with voltage tap module VTM680 and power supply of ETU600, able to communication, integrated metering type PMF-2 Basic Power Monitoring, Voltage, Energy, Power, Power factor, Frequency, Unbalance, Temperature, Manual operating mechanism with mechanical closing, without Spring charging motor, Ready-to-close signal. switch, Auxiliary switches 2NO+2NC, without Closing coil (CC), manual operating mechanism with mechanical closing, without Remote trip alarm reset coil (RR), without 2nd shunt trip, without 1st Shunt trip | 378700 | 1 | Z\ | 1
3WA1232-5FG42-0AA0 |  | Withdrawable circuit breaker with guide frame, IEC 60947-2, frame size 2, 4-poles, N-pole left, In=3200A up to 690V AC 50/60Hz, breaking capacity H Icu=100/85kA at 500/690V, Trip unit ETU600 LSIG Hi-Z upgrade ready , colordisplay, bluetooth and USB interface, Protection LT, ST, INST, GFx, with GF highimpedance-input include N-protection, (internal N-sensor available), incl. trip alarm switch (1xCO), rear connection horizontal, guide frame with shutter and w/o position signalling switch, with internal voltage tap on lower stab of circuit breaker, with voltage tap module VTM680 and power supply of ETU600, able to communication, integrated metering type PMF-2 Basic Power Monitoring, Voltage, Energy, Power, Power factor, Frequency, Unbalance, Temperature, Manual operating mechanism with mechanical closing, without Spring charging motor, Ready-to-close signal. switch, Auxiliary switches 2NO+2NC, without Closing coil (CC), manual operating mechanism with mechanical closing, without Remote trip alarm reset coil (RR), without 2nd shunt trip, without 1st Shunt trip | 371700 | 1 | Z\ | 1
3WA1232-5FG43-0AA0 |  | Withdrawable circuit breaker with guide frame, IEC 60947-2, frame size 2, 4-poles, N-pole left, In=3200A up to 690V AC 50/60Hz, breaking capacity H Icu=100/85kA at 500/690V, Trip unit ETU600 LSIG Hi-Z upgrade ready , colordisplay, bluetooth and USB interface, Protection LT, ST, INST, GFx, with GF highimpedance-input include N-protection, (internal N-sensor available), incl. trip alarm switch (1xCO), front connection double hole, guide frame with shutter and w/o position signalling switch, with internal voltage tap on lower stab of circuit breaker, with voltage tap module VTM680 and power supply of ETU600, able to communication, integrated metering type PMF-2 Basic Power Monitoring, Voltage, Energy, Power, Power factor, Frequency, Unbalance, Temperature, Manual operating mechanism with mechanical closing, without Spring charging motor, Ready-to-close signal. switch, Auxiliary switches 2NO+2NC, without Closing coil (CC), manual operating mechanism with mechanical closing, without Remote trip alarm reset coil (RR), without 2nd shunt trip, without 1st Shunt trip | 390700 | 1 | Z\ | 1
3WA1232-5FG44-0AA0 |  | Withdrawable circuit breaker with guide frame, IEC 60947-2, frame size 2, 4-poles, N-pole left, In=3200A up to 690V AC 50/60Hz, breaking capacity H Icu=100/85kA at 500/690V, Trip unit ETU600 LSIG Hi-Z upgrade ready , colordisplay, bluetooth and USB interface, Protection LT, ST, INST, GFx, with GF highimpedance-input include N-protection, (internal N-sensor available), incl. trip alarm switch (1xCO), rear connection flange, guide frame with shutter and w/o position signalling switch, with internal voltage tap on lower stab of circuit breaker, with voltage tap module VTM680 and power supply of ETU600, able to communication, integrated metering type PMF-2 Basic Power Monitoring, Voltage, Energy, Power, Power factor, Frequency, Unbalance, Temperature, Manual operating mechanism with mechanical closing, without Spring charging motor, Ready-to-close signal. switch, Auxiliary switches 2NO+2NC, without Closing coil (CC), manual operating mechanism with mechanical closing, without Remote trip alarm reset coil (RR), without 2nd shunt trip, without 1st Shunt trip | 371700 | 1 | Z\ | 1
3WA1232-5GE01-0AA0 |  | Fixed-mounted circuit breaker IEC 60947-2, frame size 2, 3-poles, In=3200A up to 690V AC 50/60Hz, breaking capacity H Icu=100/85kA at 500/690V, Trip unit ETU600 LSI upgrade ready , colordisplay, bluetooth and USB interface, Protection LT, ST, INST, N-protection required an external N-sensor, incl. trip alarm switch (1xCO), rear connection vertical, with internal voltage tap on lower stab of circuit breaker, with voltage tap module VTM680 and power supply of ETU600, able to communication, integrated metering type PMF-3 Advanced Power Monitor., Voltage, Energy, Power, Power factor, Frequency, Unbalance, Temperature, Power quality, Manual operating mechanism with mechanical closing, without Spring charging motor, Ready-to-close signal. switch, Auxiliary switches 2NO+2NC, without Closing coil (CC), manual operating mechanism with mechanical closing, without Remote trip alarm reset coil (RR), without 2nd shunt trip, without 1st Shunt trip | 229100 | 1 | Z\ | 1
3WA1232-5GE02-0AA0 |  | Fixed-mounted circuit breaker IEC 60947-2, frame size 2, 3-poles, In=3200A up to 690V AC 50/60Hz, breaking capacity H Icu=100/85kA at 500/690V, Trip unit ETU600 LSI upgrade ready , colordisplay, bluetooth and USB interface, Protection LT, ST, INST, N-protection required an external N-sensor, incl. trip alarm switch (1xCO), rear connection horizontal, with internal voltage tap on lower stab of circuit breaker, with voltage tap module VTM680 and power supply of ETU600, able to communication, integrated metering type PMF-3 Advanced Power Monitor., Voltage, Energy, Power, Power factor, Frequency, Unbalance, Temperature, Power quality, Manual operating mechanism with mechanical closing, without Spring charging motor, Ready-to-close signal. switch, Auxiliary switches 2NO+2NC, without Closing coil (CC), manual operating mechanism with mechanical closing, without Remote trip alarm reset coil (RR), without 2nd shunt trip, without 1st Shunt trip | 224100 | 1 | Z\ | 1
3WA1232-5GE03-0AA0 |  | Fixed-mounted circuit breaker IEC 60947-2, frame size 2, 3-poles, In=3200A up to 690V AC 50/60Hz, breaking capacity H Icu=100/85kA at 500/690V, Trip unit ETU600 LSI upgrade ready , colordisplay, bluetooth and USB interface, Protection LT, ST, INST, N-protection required an external N-sensor, incl. trip alarm switch (1xCO), front connection double hole, with internal voltage tap on lower stab of circuit breaker, with voltage tap module VTM680 and power supply of ETU600, able to communication, integrated metering type PMF-3 Advanced Power Monitor., Voltage, Energy, Power, Power factor, Frequency, Unbalance, Temperature, Power quality, Manual operating mechanism with mechanical closing, without Spring charging motor, Ready-to-close signal. switch, Auxiliary switches 2NO+2NC, without Closing coil (CC), manual operating mechanism with mechanical closing, without Remote trip alarm reset coil (RR), without 2nd shunt trip, without 1st Shunt trip | 237100 | 1 | Z\ | 1
3WA1232-5GE11-0AA0 |  | Fixed-mounted circuit breaker IEC 60947-2, frame size 2, 4-poles, N-pole left, In=3200A up to 690V AC 50/60Hz, breaking capacity H Icu=100/85kA at 500/690V, Trip unit ETU600 LSI upgrade ready , colordisplay, bluetooth and USB interface, Protection LT, ST, INST, include N-protection, (internal N-sensor available), incl. trip alarm switch (1xCO), rear connection vertical, with internal voltage tap on lower stab of circuit breaker, with voltage tap module VTM680 and power supply of ETU600, able to communication, integrated metering type PMF-3 Advanced Power Monitor., Voltage, Energy, Power, Power factor, Frequency, Unbalance, Temperature, Power quality, Manual operating mechanism with mechanical closing, without Spring charging motor, Ready-to-close signal. switch, Auxiliary switches 2NO+2NC, without Closing coil (CC), manual operating mechanism with mechanical closing, without Remote trip alarm reset coil (RR), without 2nd shunt trip, without 1st Shunt trip | 294100 | 1 | Z\ | 1
3WA1232-5GE12-0AA0 |  | Fixed-mounted circuit breaker IEC 60947-2, frame size 2, 4-poles, N-pole left, In=3200A up to 690V AC 50/60Hz, breaking capacity H Icu=100/85kA at 500/690V, Trip unit ETU600 LSI upgrade ready , colordisplay, bluetooth and USB interface, Protection LT, ST, INST, include N-protection, (internal N-sensor available), incl. trip alarm switch (1xCO), rear connection horizontal, with internal voltage tap on lower stab of circuit breaker, with voltage tap module VTM680 and power supply of ETU600, able to communication, integrated metering type PMF-3 Advanced Power Monitor., Voltage, Energy, Power, Power factor, Frequency, Unbalance, Temperature, Power quality, Manual operating mechanism with mechanical closing, without Spring charging motor, Ready-to-close signal. switch, Auxiliary switches 2NO+2NC, without Closing coil (CC), manual operating mechanism with mechanical closing, without Remote trip alarm reset coil (RR), without 2nd shunt trip, without 1st Shunt trip | 288100 | 1 | Z\ | 1
3WA1232-5GE13-0AA0 |  | Fixed-mounted circuit breaker IEC 60947-2, frame size 2, 4-poles, N-pole left, In=3200A up to 690V AC 50/60Hz, breaking capacity H Icu=100/85kA at 500/690V, Trip unit ETU600 LSI upgrade ready , colordisplay, bluetooth and USB interface, Protection LT, ST, INST, include N-protection, (internal N-sensor available), incl. trip alarm switch (1xCO), front connection double hole, with internal voltage tap on lower stab of circuit breaker, with voltage tap module VTM680 and power supply of ETU600, able to communication, integrated metering type PMF-3 Advanced Power Monitor., Voltage, Energy, Power, Power factor, Frequency, Unbalance, Temperature, Power quality, Manual operating mechanism with mechanical closing, without Spring charging motor, Ready-to-close signal. switch, Auxiliary switches 2NO+2NC, without Closing coil (CC), manual operating mechanism with mechanical closing, without Remote trip alarm reset coil (RR), without 2nd shunt trip, without 1st Shunt trip | 306100 | 1 | Z\ | 1
3WA1232-5GE21-0AA0 |  | fixed-mounted circuit breaker, IEC 60947-2, size 2, 4-pole, N pole on right, In=3200 A up to 690 V AC 50/60 Hz, breaking capacity H Icu=100/85 kA at 500/690 V, tripping unit ETU600 LSI upgradeable, color display, Bluetooth, USB interface, basic protection LT, ST, INST, including protection of the N conductor (internal neutral point sensor available), trip alarm switch (1 x CO), connection at rear vertical, with internal voltage tap on lower stab of circuit breaker, with voltage tap module VTM680 and power supply of ETU600, able to communication, integrated metering type PMF-3 Advanced Power Monitor., Voltage, Energy, Power, Power factor, Frequency, Unbalance, Temperature, Power quality, Manual operating mechanism with mechanical closing, without Spring charging motor, Ready-to-close signal. switch, Auxiliary switches 2NO+2NC, without Closing coil (CC), manual operating mechanism with mechanical closing, without Remote trip alarm reset coil (RR), without 2nd shunt trip, without 1st Shunt trip | 294100 | 1 | Z\ | 1
3WA1232-5GE22-0AA0 |  | fixed-mounted circuit breaker, IEC 60947-2, size 2, 4-pole, N pole on right, In=3200 A up to 690 V AC 50/60 Hz, breaking capacity H Icu=100/85 kA at 500/690 V, tripping unit ETU600 LSI upgradeable, color display, Bluetooth, USB interface, basic protection LT, ST, INST, including protection of the N conductor (internal neutral point sensor available), trip alarm switch (1 x CO), connection at rear horizontal with internal voltage tap on lower stab of circuit breaker, with voltage tap module VTM680 and power supply of ETU600, able to communication, integrated metering type PMF-3 Advanced Power Monitor., Voltage, Energy, Power, Power factor, Frequency, Unbalance, Temperature, Power quality, Manual operating mechanism with mechanical closing, without Spring charging motor, Ready-to-close signal. switch, Auxiliary switches 2NO+2NC, without Closing coil (CC), manual operating mechanism with mechanical closing, without Remote trip alarm reset coil (RR), without 2nd shunt trip, without 1st Shunt trip | 288100 | 1 | Z\ | 1
3WA1232-5GE23-0AA0 |  | fixed-mounted circuit breaker, IEC 60947-2, size 2, 4-pole, N pole on right, In=3200 A up to 690 V AC 50/60 Hz, breaking capacity H Icu=100/85 kA at 500/690 V, tripping unit ETU600 LSI upgradeable, color display, Bluetooth, USB interface, basic protection LT, ST, INST, including protection of the N conductor (internal neutral point sensor available), trip alarm switch (1 x CO), front connection double hole, with internal voltage tap on lower stab of circuit breaker, with voltage tap module VTM680 and power supply of ETU600, able to communication, integrated metering type PMF-3 Advanced Power Monitor., Voltage, Energy, Power, Power factor, Frequency, Unbalance, Temperature, Power quality, Manual operating mechanism with mechanical closing, without Spring charging motor, Ready-to-close signal. switch, Auxiliary switches 2NO+2NC, without Closing coil (CC), manual operating mechanism with mechanical closing, without Remote trip alarm reset coil (RR), without 2nd shunt trip, without 1st Shunt trip | 306100 | 1 | Z\ | 1
3WA1232-5GE31-0AA0 |  | Withdrawable circuit breaker with guide frame, IEC 60947-2, frame size 2, 3-poles, In=3200A up to 690V AC 50/60Hz, breaking capacity H Icu=100/85kA at 500/690V, Trip unit ETU600 LSI upgrade ready , colordisplay, bluetooth and USB interface, Protection LT, ST, INST, N-protection required an external N-sensor, incl. trip alarm switch (1xCO), rear connection vertical, guide frame with shutter and w/o position signalling switch, with internal voltage tap on lower stab of circuit breaker, with voltage tap module VTM680 and power supply of ETU600, able to communication, integrated metering type PMF-3 Advanced Power Monitor., Voltage, Energy, Power, Power factor, Frequency, Unbalance, Temperature, Power quality, Manual operating mechanism with mechanical closing, without Spring charging motor, Ready-to-close signal. switch, Auxiliary switches 2NO+2NC, without Closing coil (CC), manual operating mechanism with mechanical closing, without Remote trip alarm reset coil (RR), without 2nd shunt trip, without 1st Shunt trip | 273100 | 1 | Z\ | 1
3WA1232-5GE32-0AA0 |  | Withdrawable circuit breaker with guide frame, IEC 60947-2, frame size 2, 3-poles, In=3200A up to 690V AC 50/60Hz, breaking capacity H Icu=100/85kA at 500/690V, Trip unit ETU600 LSI upgrade ready , colordisplay, bluetooth and USB interface, Protection LT, ST, INST, N-protection required an external N-sensor, incl. trip alarm switch (1xCO), rear connection horizontal, guide frame with shutter and w/o position signalling switch, with internal voltage tap on lower stab of circuit breaker, with voltage tap module VTM680 and power supply of ETU600, able to communication, integrated metering type PMF-3 Advanced Power Monitor., Voltage, Energy, Power, Power factor, Frequency, Unbalance, Temperature, Power quality, Manual operating mechanism with mechanical closing, without Spring charging motor, Ready-to-close signal. switch, Auxiliary switches 2NO+2NC, without Closing coil (CC), manual operating mechanism with mechanical closing, without Remote trip alarm reset coil (RR), without 2nd shunt trip, without 1st Shunt trip | 268100 | 1 | Z\ | 1
3WA1232-5GE33-0AA0 |  | Withdrawable circuit breaker with guide frame, IEC 60947-2, frame size 2, 3-poles, In=3200A up to 690V AC 50/60Hz, breaking capacity H Icu=100/85kA at 500/690V, Trip unit ETU600 LSI upgrade ready , colordisplay, bluetooth and USB interface, Protection LT, ST, INST, N-protection required an external N-sensor, incl. trip alarm switch (1xCO), front connection double hole, guide frame with shutter and w/o position signalling switch, with internal voltage tap on lower stab of circuit breaker, with voltage tap module VTM680 and power supply of ETU600, able to communication, integrated metering type PMF-3 Advanced Power Monitor., Voltage, Energy, Power, Power factor, Frequency, Unbalance, Temperature, Power quality, Manual operating mechanism with mechanical closing, without Spring charging motor, Ready-to-close signal. switch, Auxiliary switches 2NO+2NC, without Closing coil (CC), manual operating mechanism with mechanical closing, without Remote trip alarm reset coil (RR), without 2nd shunt trip, without 1st Shunt trip | 282100 | 1 | Z\ | 1
3WA1232-5GE34-0AA0 |  | Withdrawable circuit breaker with guide frame, IEC 60947-2, frame size 2, 3-poles, In=3200A up to 690V AC 50/60Hz, breaking capacity H Icu=100/85kA at 500/690V, Trip unit ETU600 LSI upgrade ready , colordisplay, bluetooth and USB interface, Protection LT, ST, INST, N-protection required an external N-sensor, incl. trip alarm switch (1xCO), rear connection flange, guide frame with shutter and w/o position signalling switch, with internal voltage tap on lower stab of circuit breaker, with voltage tap module VTM680 and power supply of ETU600, able to communication, integrated metering type PMF-3 Advanced Power Monitor., Voltage, Energy, Power, Power factor, Frequency, Unbalance, Temperature, Power quality, Manual operating mechanism with mechanical closing, without Spring charging motor, Ready-to-close signal. switch, Auxiliary switches 2NO+2NC, without Closing coil (CC), manual operating mechanism with mechanical closing, without Remote trip alarm reset coil (RR), without 2nd shunt trip, without 1st Shunt trip | 268100 | 1 | Z\ | 1
3WA1232-5GE41-0AA0 |  | Withdrawable circuit breaker with guide frame, IEC 60947-2, frame size 2, 4-poles, N-pole left, In=3200A up to 690V AC 50/60Hz, breaking capacity H Icu=100/85kA at 500/690V, Trip unit ETU600 LSI upgrade ready , colordisplay, bluetooth and USB interface, Protection LT, ST, INST, include N-protection, (internal N-sensor available), incl. trip alarm switch (1xCO), rear connection vertical, guide frame with shutter and w/o position signalling switch, with internal voltage tap on lower stab of circuit breaker, with voltage tap module VTM680 and power supply of ETU600, able to communication, integrated metering type PMF-3 Advanced Power Monitor., Voltage, Energy, Power, Power factor, Frequency, Unbalance, Temperature, Power quality, Manual operating mechanism with mechanical closing, without Spring charging motor, Ready-to-close signal. switch, Auxiliary switches 2NO+2NC, without Closing coil (CC), manual operating mechanism with mechanical closing, without Remote trip alarm reset coil (RR), without 2nd shunt trip, without 1st Shunt trip | 353100 | 1 | Z\ | 1
3WA1232-5GE42-0AA0 |  | Withdrawable circuit breaker with guide frame, IEC 60947-2, frame size 2, 4-poles, N-pole left, In=3200A up to 690V AC 50/60Hz, breaking capacity H Icu=100/85kA at 500/690V, Trip unit ETU600 LSI upgrade ready , colordisplay, bluetooth and USB interface, Protection LT, ST, INST, include N-protection, (internal N-sensor available), incl. trip alarm switch (1xCO), rear connection horizontal, guide frame with shutter and w/o position signalling switch, with internal voltage tap on lower stab of circuit breaker, with voltage tap module VTM680 and power supply of ETU600, able to communication, integrated metering type PMF-3 Advanced Power Monitor., Voltage, Energy, Power, Power factor, Frequency, Unbalance, Temperature, Power quality, Manual operating mechanism with mechanical closing, without Spring charging motor, Ready-to-close signal. switch, Auxiliary switches 2NO+2NC, without Closing coil (CC), manual operating mechanism with mechanical closing, without Remote trip alarm reset coil (RR), without 2nd shunt trip, without 1st Shunt trip | 347100 | 1 | Z\ | 1
3WA1232-5GE43-0AA0 |  | Withdrawable circuit breaker with guide frame, IEC 60947-2, frame size 2, 4-poles, N-pole left, In=3200A up to 690V AC 50/60Hz, breaking capacity H Icu=100/85kA at 500/690V, Trip unit ETU600 LSI upgrade ready , colordisplay, bluetooth and USB interface, Protection LT, ST, INST, include N-protection, (internal N-sensor available), incl. trip alarm switch (1xCO), front connection double hole, guide frame with shutter and w/o position signalling switch, with internal voltage tap on lower stab of circuit breaker, with voltage tap module VTM680 and power supply of ETU600, able to communication, integrated metering type PMF-3 Advanced Power Monitor., Voltage, Energy, Power, Power factor, Frequency, Unbalance, Temperature, Power quality, Manual operating mechanism with mechanical closing, without Spring charging motor, Ready-to-close signal. switch, Auxiliary switches 2NO+2NC, without Closing coil (CC), manual operating mechanism with mechanical closing, without Remote trip alarm reset coil (RR), without 2nd shunt trip, without 1st Shunt trip | 365100 | 1 | Z\ | 1
3WA1232-5GE44-0AA0 |  | Withdrawable circuit breaker with guide frame, IEC 60947-2, frame size 2, 4-poles, N-pole left, In=3200A up to 690V AC 50/60Hz, breaking capacity H Icu=100/85kA at 500/690V, Trip unit ETU600 LSI upgrade ready , colordisplay, bluetooth and USB interface, Protection LT, ST, INST, include N-protection, (internal N-sensor available), incl. trip alarm switch (1xCO), rear connection flange, guide frame with shutter and w/o position signalling switch, with internal voltage tap on lower stab of circuit breaker, with voltage tap module VTM680 and power supply of ETU600, able to communication, integrated metering type PMF-3 Advanced Power Monitor., Voltage, Energy, Power, Power factor, Frequency, Unbalance, Temperature, Power quality, Manual operating mechanism with mechanical closing, without Spring charging motor, Ready-to-close signal. switch, Auxiliary switches 2NO+2NC, without Closing coil (CC), manual operating mechanism with mechanical closing, without Remote trip alarm reset coil (RR), without 2nd shunt trip, without 1st Shunt trip | 347100 | 1 | Z\ | 1
3WA1232-5GF01-0AA0 |  | Fixed-mounted circuit breaker IEC 60947-2, frame size 2, 3-poles, In=3200A up to 690V AC 50/60Hz, breaking capacity H Icu=100/85kA at 500/690V, Trip unit ETU600 LSIG upgrade ready , colordisplay, bluetooth and USB interface, Protection LT, ST, INST, GFx, N-protection required an external N-sensor, incl. trip alarm switch (1xCO), rear connection vertical, with internal voltage tap on lower stab of circuit breaker, with voltage tap module VTM680 and power supply of ETU600, able to communication, integrated metering type PMF-3 Advanced Power Monitor., Voltage, Energy, Power, Power factor, Frequency, Unbalance, Temperature, Power quality, Manual operating mechanism with mechanical closing, without Spring charging motor, Ready-to-close signal. switch, Auxiliary switches 2NO+2NC, without Closing coil (CC), manual operating mechanism with mechanical closing, without Remote trip alarm reset coil (RR), without 2nd shunt trip, without 1st Shunt trip | 239100 | 1 | Z\ | 1
3WA1232-5GF02-0AA0 |  | Fixed-mounted circuit breaker IEC 60947-2, frame size 2, 3-poles, In=3200A up to 690V AC 50/60Hz, breaking capacity H Icu=100/85kA at 500/690V, Trip unit ETU600 LSIG upgrade ready , colordisplay, bluetooth and USB interface, Protection LT, ST, INST, GFx, N-protection required an external N-sensor, incl. trip alarm switch (1xCO), rear connection horizontal, with internal voltage tap on lower stab of circuit breaker, with voltage tap module VTM680 and power supply of ETU600, able to communication, integrated metering type PMF-3 Advanced Power Monitor., Voltage, Energy, Power, Power factor, Frequency, Unbalance, Temperature, Power quality, Manual operating mechanism with mechanical closing, without Spring charging motor, Ready-to-close signal. switch, Auxiliary switches 2NO+2NC, without Closing coil (CC), manual operating mechanism with mechanical closing, without Remote trip alarm reset coil (RR), without 2nd shunt trip, without 1st Shunt trip | 234100 | 1 | Z\ | 1
3WA1232-5GF03-0AA0 |  | Fixed-mounted circuit breaker IEC 60947-2, frame size 2, 3-poles, In=3200A up to 690V AC 50/60Hz, breaking capacity H Icu=100/85kA at 500/690V, Trip unit ETU600 LSIG upgrade ready , colordisplay, bluetooth and USB interface, Protection LT, ST, INST, GFx, N-protection required an external N-sensor, incl. trip alarm switch (1xCO), front connection double hole, with internal voltage tap on lower stab of circuit breaker, with voltage tap module VTM680 and power supply of ETU600, able to communication, integrated metering type PMF-3 Advanced Power Monitor., Voltage, Energy, Power, Power factor, Frequency, Unbalance, Temperature, Power quality, Manual operating mechanism with mechanical closing, without Spring charging motor, Ready-to-close signal. switch, Auxiliary switches 2NO+2NC, without Closing coil (CC), manual operating mechanism with mechanical closing, without Remote trip alarm reset coil (RR), without 2nd shunt trip, without 1st Shunt trip | 248100 | 1 | Z\ | 1
3WA1232-5GF11-0AA0 |  | Fixed-mounted circuit breaker IEC 60947-2, frame size 2, 4-poles, N-pole left, In=3200A up to 690V AC 50/60Hz, breaking capacity H Icu=100/85kA at 500/690V, Trip unit ETU600 LSIG upgrade ready , colordisplay, bluetooth and USB interface, Protection LT, ST, INST, GFx, include N-protection, (internal N-sensor available), incl. trip alarm switch (1xCO), rear connection vertical, with internal voltage tap on lower stab of circuit breaker, with voltage tap module VTM680 and power supply of ETU600, able to communication, integrated metering type PMF-3 Advanced Power Monitor., Voltage, Energy, Power, Power factor, Frequency, Unbalance, Temperature, Power quality, Manual operating mechanism with mechanical closing, without Spring charging motor, Ready-to-close signal. switch, Auxiliary switches 2NO+2NC, without Closing coil (CC), manual operating mechanism with mechanical closing, without Remote trip alarm reset coil (RR), without 2nd shunt trip, without 1st Shunt trip | 305100 | 1 | Z\ | 1
3WA1232-5GF12-0AA0 |  | Fixed-mounted circuit breaker IEC 60947-2, frame size 2, 4-poles, N-pole left, In=3200A up to 690V AC 50/60Hz, breaking capacity H Icu=100/85kA at 500/690V, Trip unit ETU600 LSIG upgrade ready , colordisplay, bluetooth and USB interface, Protection LT, ST, INST, GFx, include N-protection, (internal N-sensor available), incl. trip alarm switch (1xCO), rear connection horizontal, with internal voltage tap on lower stab of circuit breaker, with voltage tap module VTM680 and power supply of ETU600, able to communication, integrated metering type PMF-3 Advanced Power Monitor., Voltage, Energy, Power, Power factor, Frequency, Unbalance, Temperature, Power quality, Manual operating mechanism with mechanical closing, without Spring charging motor, Ready-to-close signal. switch, Auxiliary switches 2NO+2NC, without Closing coil (CC), manual operating mechanism with mechanical closing, without Remote trip alarm reset coil (RR), without 2nd shunt trip, without 1st Shunt trip | 298100 | 1 | Z\ | 1
3WA1232-5GF13-0AA0 |  | Fixed-mounted circuit breaker IEC 60947-2, frame size 2, 4-poles, N-pole left, In=3200A up to 690V AC 50/60Hz, breaking capacity H Icu=100/85kA at 500/690V, Trip unit ETU600 LSIG upgrade ready , colordisplay, bluetooth and USB interface, Protection LT, ST, INST, GFx, include N-protection, (internal N-sensor available), incl. trip alarm switch (1xCO), front connection double hole, with internal voltage tap on lower stab of circuit breaker, with voltage tap module VTM680 and power supply of ETU600, able to communication, integrated metering type PMF-3 Advanced Power Monitor., Voltage, Energy, Power, Power factor, Frequency, Unbalance, Temperature, Power quality, Manual operating mechanism with mechanical closing, without Spring charging motor, Ready-to-close signal. switch, Auxiliary switches 2NO+2NC, without Closing coil (CC), manual operating mechanism with mechanical closing, without Remote trip alarm reset coil (RR), without 2nd shunt trip, without 1st Shunt trip | 316100 | 1 | Z\ | 1
3WA1232-5GF21-0AA0 |  | fixed-mounted circuit breaker, IEC 60947-2, size 2, 4-pole, N pole on right, In=3200 A up to 690 V AC 50/60 Hz, breaking capacity H Icu=100/85 kA at 500/690 V, tripping unit ETU600 LSIG upgradeable, color display, Bluetooth, USB interface, basic protection LT, ST, INST, GFx, including protection of the N conductor (internal neutral point sensor available), trip alarm switch (1 x CO), connection at rear vertical, with internal voltage tap on lower stab of circuit breaker, with voltage tap module VTM680 and power supply of ETU600, able to communication, integrated metering type PMF-3 Advanced Power Monitor., Voltage, Energy, Power, Power factor, Frequency, Unbalance, Temperature, Power quality, Manual operating mechanism with mechanical closing, without Spring charging motor, Ready-to-close signal. switch, Auxiliary switches 2NO+2NC, without Closing coil (CC), manual operating mechanism with mechanical closing, without Remote trip alarm reset coil (RR), without 2nd shunt trip, without 1st Shunt trip | 305100 | 1 | Z\ | 1
3WA1232-5GF22-0AA0 |  | fixed-mounted circuit breaker, IEC 60947-2, size 2, 4-pole, N pole on right, In=3200 A up to 690 V AC 50/60 Hz, breaking capacity H Icu=100/85 kA at 500/690 V, tripping unit ETU600 LSIG upgradeable, color display, Bluetooth, USB interface, basic protection LT, ST, INST, GFx, including protection of the N conductor (internal neutral point sensor available), trip alarm switch (1 x CO), connection at rear horizontal with internal voltage tap on lower stab of circuit breaker, with voltage tap module VTM680 and power supply of ETU600, able to communication, integrated metering type PMF-3 Advanced Power Monitor., Voltage, Energy, Power, Power factor, Frequency, Unbalance, Temperature, Power quality, Manual operating mechanism with mechanical closing, without Spring charging motor, Ready-to-close signal. switch, Auxiliary switches 2NO+2NC, without Closing coil (CC), manual operating mechanism with mechanical closing, without Remote trip alarm reset coil (RR), without 2nd shunt trip, without 1st Shunt trip | 298100 | 1 | Z\ | 1
3WA1232-5GF23-0AA0 |  | fixed-mounted circuit breaker, IEC 60947-2, size 2, 4-pole, N pole on right, In=3200 A up to 690 V AC 50/60 Hz, breaking capacity H Icu=100/85 kA at 500/690 V, tripping unit ETU600 LSIG upgradeable, color display, Bluetooth, USB interface, basic protection LT, ST, INST, GFx, including protection of the N conductor (internal neutral point sensor available), trip alarm switch (1 x CO), front connection double hole, with internal voltage tap on lower stab of circuit breaker, with voltage tap module VTM680 and power supply of ETU600, able to communication, integrated metering type PMF-3 Advanced Power Monitor., Voltage, Energy, Power, Power factor, Frequency, Unbalance, Temperature, Power quality, Manual operating mechanism with mechanical closing, without Spring charging motor, Ready-to-close signal. switch, Auxiliary switches 2NO+2NC, without Closing coil (CC), manual operating mechanism with mechanical closing, without Remote trip alarm reset coil (RR), without 2nd shunt trip, without 1st Shunt trip | 316100 | 1 | Z\ | 1
3WA1232-5GF31-0AA0 |  | Withdrawable circuit breaker with guide frame, IEC 60947-2, frame size 2, 3-poles, In=3200A up to 690V AC 50/60Hz, breaking capacity H Icu=100/85kA at 500/690V, Trip unit ETU600 LSIG upgrade ready , colordisplay, bluetooth and USB interface, Protection LT, ST, INST, GFx, N-protection required an external N-sensor, incl. trip alarm switch (1xCO), rear connection vertical, guide frame with shutter and w/o position signalling switch, with internal voltage tap on lower stab of circuit breaker, with voltage tap module VTM680 and power supply of ETU600, able to communication, integrated metering type PMF-3 Advanced Power Monitor., Voltage, Energy, Power, Power factor, Frequency, Unbalance, Temperature, Power quality, Manual operating mechanism with mechanical closing, without Spring charging motor, Ready-to-close signal. switch, Auxiliary switches 2NO+2NC, without Closing coil (CC), manual operating mechanism with mechanical closing, without Remote trip alarm reset coil (RR), without 2nd shunt trip, without 1st Shunt trip | 284100 | 1 | Z\ | 1
3WA1232-5GF32-0AA0 |  | Withdrawable circuit breaker with guide frame, IEC 60947-2, frame size 2, 3-poles, In=3200A up to 690V AC 50/60Hz, breaking capacity H Icu=100/85kA at 500/690V, Trip unit ETU600 LSIG upgrade ready , colordisplay, bluetooth and USB interface, Protection LT, ST, INST, GFx, N-protection required an external N-sensor, incl. trip alarm switch (1xCO), rear connection horizontal, guide frame with shutter and w/o position signalling switch, with internal voltage tap on lower stab of circuit breaker, with voltage tap module VTM680 and power supply of ETU600, able to communication, integrated metering type PMF-3 Advanced Power Monitor., Voltage, Energy, Power, Power factor, Frequency, Unbalance, Temperature, Power quality, Manual operating mechanism with mechanical closing, without Spring charging motor, Ready-to-close signal. switch, Auxiliary switches 2NO+2NC, without Closing coil (CC), manual operating mechanism with mechanical closing, without Remote trip alarm reset coil (RR), without 2nd shunt trip, without 1st Shunt trip | 279100 | 1 | Z\ | 1
3WA1232-5GF33-0AA0 |  | Withdrawable circuit breaker with guide frame, IEC 60947-2, frame size 2, 3-poles, In=3200A up to 690V AC 50/60Hz, breaking capacity H Icu=100/85kA at 500/690V, Trip unit ETU600 LSIG upgrade ready , colordisplay, bluetooth and USB interface, Protection LT, ST, INST, GFx, N-protection required an external N-sensor, incl. trip alarm switch (1xCO), front connection double hole, guide frame with shutter and w/o position signalling switch, with internal voltage tap on lower stab of circuit breaker, with voltage tap module VTM680 and power supply of ETU600, able to communication, integrated metering type PMF-3 Advanced Power Monitor., Voltage, Energy, Power, Power factor, Frequency, Unbalance, Temperature, Power quality, Manual operating mechanism with mechanical closing, without Spring charging motor, Ready-to-close signal. switch, Auxiliary switches 2NO+2NC, without Closing coil (CC), manual operating mechanism with mechanical closing, without Remote trip alarm reset coil (RR), without 2nd shunt trip, without 1st Shunt trip | 293100 | 1 | Z\ | 1
3WA1232-5GF34-0AA0 |  | Withdrawable circuit breaker with guide frame, IEC 60947-2, frame size 2, 3-poles, In=3200A up to 690V AC 50/60Hz, breaking capacity H Icu=100/85kA at 500/690V, Trip unit ETU600 LSIG upgrade ready , colordisplay, bluetooth and USB interface, Protection LT, ST, INST, GFx, N-protection required an external N-sensor, incl. trip alarm switch (1xCO), rear connection flange, guide frame with shutter and w/o position signalling switch, with internal voltage tap on lower stab of circuit breaker, with voltage tap module VTM680 and power supply of ETU600, able to communication, integrated metering type PMF-3 Advanced Power Monitor., Voltage, Energy, Power, Power factor, Frequency, Unbalance, Temperature, Power quality, Manual operating mechanism with mechanical closing, without Spring charging motor, Ready-to-close signal. switch, Auxiliary switches 2NO+2NC, without Closing coil (CC), manual operating mechanism with mechanical closing, without Remote trip alarm reset coil (RR), without 2nd shunt trip, without 1st Shunt trip | 279100 | 1 | Z\ | 1
3WA1232-5GF41-0AA0 |  | Withdrawable circuit breaker with guide frame, IEC 60947-2, frame size 2, 4-poles, N-pole left, In=3200A up to 690V AC 50/60Hz, breaking capacity H Icu=100/85kA at 500/690V, Trip unit ETU600 LSIG upgrade ready , colordisplay, bluetooth and USB interface, Protection LT, ST, INST, GFx, include N-protection, (internal N-sensor available), incl. trip alarm switch (1xCO), rear connection vertical, guide frame with shutter and w/o position signalling switch, with internal voltage tap on lower stab of circuit breaker, with voltage tap module VTM680 and power supply of ETU600, able to communication, integrated metering type PMF-3 Advanced Power Monitor., Voltage, Energy, Power, Power factor, Frequency, Unbalance, Temperature, Power quality, Manual operating mechanism with mechanical closing, without Spring charging motor, Ready-to-close signal. switch, Auxiliary switches 2NO+2NC, without Closing coil (CC), manual operating mechanism with mechanical closing, without Remote trip alarm reset coil (RR), without 2nd shunt trip, without 1st Shunt trip | 364100 | 1 | Z\ | 1
3WA1232-5GF42-0AA0 |  | Withdrawable circuit breaker with guide frame, IEC 60947-2, frame size 2, 4-poles, N-pole left, In=3200A up to 690V AC 50/60Hz, breaking capacity H Icu=100/85kA at 500/690V, Trip unit ETU600 LSIG upgrade ready , colordisplay, bluetooth and USB interface, Protection LT, ST, INST, GFx, include N-protection, (internal N-sensor available), incl. trip alarm switch (1xCO), rear connection horizontal, guide frame with shutter and w/o position signalling switch, with internal voltage tap on lower stab of circuit breaker, with voltage tap module VTM680 and power supply of ETU600, able to communication, integrated metering type PMF-3 Advanced Power Monitor., Voltage, Energy, Power, Power factor, Frequency, Unbalance, Temperature, Power quality, Manual operating mechanism with mechanical closing, without Spring charging motor, Ready-to-close signal. switch, Auxiliary switches 2NO+2NC, without Closing coil (CC), manual operating mechanism with mechanical closing, without Remote trip alarm reset coil (RR), without 2nd shunt trip, without 1st Shunt trip | 357100 | 1 | Z\ | 1
3WA1232-5GF43-0AA0 |  | Withdrawable circuit breaker with guide frame, IEC 60947-2, frame size 2, 4-poles, N-pole left, In=3200A up to 690V AC 50/60Hz, breaking capacity H Icu=100/85kA at 500/690V, Trip unit ETU600 LSIG upgrade ready , colordisplay, bluetooth and USB interface, Protection LT, ST, INST, GFx, include N-protection, (internal N-sensor available), incl. trip alarm switch (1xCO), front connection double hole, guide frame with shutter and w/o position signalling switch, with internal voltage tap on lower stab of circuit breaker, with voltage tap module VTM680 and power supply of ETU600, able to communication, integrated metering type PMF-3 Advanced Power Monitor., Voltage, Energy, Power, Power factor, Frequency, Unbalance, Temperature, Power quality, Manual operating mechanism with mechanical closing, without Spring charging motor, Ready-to-close signal. switch, Auxiliary switches 2NO+2NC, without Closing coil (CC), manual operating mechanism with mechanical closing, without Remote trip alarm reset coil (RR), without 2nd shunt trip, without 1st Shunt trip | 375100 | 1 | Z\ | 1
3WA1232-5GF44-0AA0 |  | Withdrawable circuit breaker with guide frame, IEC 60947-2, frame size 2, 4-poles, N-pole left, In=3200A up to 690V AC 50/60Hz, breaking capacity H Icu=100/85kA at 500/690V, Trip unit ETU600 LSIG upgrade ready , colordisplay, bluetooth and USB interface, Protection LT, ST, INST, GFx, include N-protection, (internal N-sensor available), incl. trip alarm switch (1xCO), rear connection flange, guide frame with shutter and w/o position signalling switch, with internal voltage tap on lower stab of circuit breaker, with voltage tap module VTM680 and power supply of ETU600, able to communication, integrated metering type PMF-3 Advanced Power Monitor., Voltage, Energy, Power, Power factor, Frequency, Unbalance, Temperature, Power quality, Manual operating mechanism with mechanical closing, without Spring charging motor, Ready-to-close signal. switch, Auxiliary switches 2NO+2NC, without Closing coil (CC), manual operating mechanism with mechanical closing, without Remote trip alarm reset coil (RR), without 2nd shunt trip, without 1st Shunt trip | 357100 | 1 | Z\ | 1
3WA1232-5GG01-0AA0 |  | Fixed-mounted circuit breaker IEC 60947-2, frame size 2, 3-poles, In=3200A up to 690V AC 50/60Hz, breaking capacity H Icu=100/85kA at 500/690V, Trip unit ETU600 LSIG Hi-Z upgrade ready , colordisplay, bluetooth and USB interface, Protection LT, ST, INST, GFx, with GF highimpedance-input N-protection required an external N-sensor, incl. trip alarm switch (1xCO), rear connection vertical, with internal voltage tap on lower stab of circuit breaker, with voltage tap module VTM680 and power supply of ETU600, able to communication, integrated metering type PMF-3 Advanced Power Monitor., Voltage, Energy, Power, Power factor, Frequency, Unbalance, Temperature, Power quality, Manual operating mechanism with mechanical closing, without Spring charging motor, Ready-to-close signal. switch, Auxiliary switches 2NO+2NC, without Closing coil (CC), manual operating mechanism with mechanical closing, without Remote trip alarm reset coil (RR), without 2nd shunt trip, without 1st Shunt trip | 261100 | 1 | Z\ | 1
3WA1232-5GG02-0AA0 |  | Fixed-mounted circuit breaker IEC 60947-2, frame size 2, 3-poles, In=3200A up to 690V AC 50/60Hz, breaking capacity H Icu=100/85kA at 500/690V, Trip unit ETU600 LSIG Hi-Z upgrade ready , colordisplay, bluetooth and USB interface, Protection LT, ST, INST, GFx, with GF highimpedance-input N-protection required an external N-sensor, incl. trip alarm switch (1xCO), rear connection horizontal, with internal voltage tap on lower stab of circuit breaker, with voltage tap module VTM680 and power supply of ETU600, able to communication, integrated metering type PMF-3 Advanced Power Monitor., Voltage, Energy, Power, Power factor, Frequency, Unbalance, Temperature, Power quality, Manual operating mechanism with mechanical closing, without Spring charging motor, Ready-to-close signal. switch, Auxiliary switches 2NO+2NC, without Closing coil (CC), manual operating mechanism with mechanical closing, without Remote trip alarm reset coil (RR), without 2nd shunt trip, without 1st Shunt trip | 256100 | 1 | Z\ | 1
3WA1232-5GG03-0AA0 |  | Fixed-mounted circuit breaker IEC 60947-2, frame size 2, 3-poles, In=3200A up to 690V AC 50/60Hz, breaking capacity H Icu=100/85kA at 500/690V, Trip unit ETU600 LSIG Hi-Z upgrade ready , colordisplay, bluetooth and USB interface, Protection LT, ST, INST, GFx, with GF highimpedance-input N-protection required an external N-sensor, incl. trip alarm switch (1xCO), front connection double hole, with internal voltage tap on lower stab of circuit breaker, with voltage tap module VTM680 and power supply of ETU600, able to communication, integrated metering type PMF-3 Advanced Power Monitor., Voltage, Energy, Power, Power factor, Frequency, Unbalance, Temperature, Power quality, Manual operating mechanism with mechanical closing, without Spring charging motor, Ready-to-close signal. switch, Auxiliary switches 2NO+2NC, without Closing coil (CC), manual operating mechanism with mechanical closing, without Remote trip alarm reset coil (RR), without 2nd shunt trip, without 1st Shunt trip | 269100 | 1 | Z\ | 1
3WA1232-5GG11-0AA0 |  | Fixed-mounted circuit breaker IEC 60947-2, frame size 2, 4-poles, N-pole left, In=3200A up to 690V AC 50/60Hz, breaking capacity H Icu=100/85kA at 500/690V, Trip unit ETU600 LSIG Hi-Z upgrade ready , colordisplay, bluetooth and USB interface, Protection LT, ST, INST, GFx, with GF highimpedance-input include N-protection, (internal N-sensor available), incl. trip alarm switch (1xCO), rear connection vertical, with internal voltage tap on lower stab of circuit breaker, with voltage tap module VTM680 and power supply of ETU600, able to communication, integrated metering type PMF-3 Advanced Power Monitor., Voltage, Energy, Power, Power factor, Frequency, Unbalance, Temperature, Power quality, Manual operating mechanism with mechanical closing, without Spring charging motor, Ready-to-close signal. switch, Auxiliary switches 2NO+2NC, without Closing coil (CC), manual operating mechanism with mechanical closing, without Remote trip alarm reset coil (RR), without 2nd shunt trip, without 1st Shunt trip | 326100 | 1 | Z\ | 1
3WA1232-5GG12-0AA0 |  | Fixed-mounted circuit breaker IEC 60947-2, frame size 2, 4-poles, N-pole left, In=3200A up to 690V AC 50/60Hz, breaking capacity H Icu=100/85kA at 500/690V, Trip unit ETU600 LSIG Hi-Z upgrade ready , colordisplay, bluetooth and USB interface, Protection LT, ST, INST, GFx, with GF highimpedance-input include N-protection, (internal N-sensor available), incl. trip alarm switch (1xCO), rear connection horizontal, with internal voltage tap on lower stab of circuit breaker, with voltage tap module VTM680 and power supply of ETU600, able to communication, integrated metering type PMF-3 Advanced Power Monitor., Voltage, Energy, Power, Power factor, Frequency, Unbalance, Temperature, Power quality, Manual operating mechanism with mechanical closing, without Spring charging motor, Ready-to-close signal. switch, Auxiliary switches 2NO+2NC, without Closing coil (CC), manual operating mechanism with mechanical closing, without Remote trip alarm reset coil (RR), without 2nd shunt trip, without 1st Shunt trip | 319100 | 1 | Z\ | 1
3WA1232-5GG13-0AA0 |  | Fixed-mounted circuit breaker IEC 60947-2, frame size 2, 4-poles, N-pole left, In=3200A up to 690V AC 50/60Hz, breaking capacity H Icu=100/85kA at 500/690V, Trip unit ETU600 LSIG Hi-Z upgrade ready , colordisplay, bluetooth and USB interface, Protection LT, ST, INST, GFx, with GF highimpedance-input include N-protection, (internal N-sensor available), incl. trip alarm switch (1xCO), front connection double hole, with internal voltage tap on lower stab of circuit breaker, with voltage tap module VTM680 and power supply of ETU600, able to communication, integrated metering type PMF-3 Advanced Power Monitor., Voltage, Energy, Power, Power factor, Frequency, Unbalance, Temperature, Power quality, Manual operating mechanism with mechanical closing, without Spring charging motor, Ready-to-close signal. switch, Auxiliary switches 2NO+2NC, without Closing coil (CC), manual operating mechanism with mechanical closing, without Remote trip alarm reset coil (RR), without 2nd shunt trip, without 1st Shunt trip | 338100 | 1 | Z\ | 1
3WA1232-5GG21-0AA0 |  | fixed-mounted circuit breaker, IEC 60947-2, size 2, 4-pole, N pole on right, In=3200 A up to 690 V AC 50/60 Hz, breaking capacity H Icu=100/85 kA at 500/690 V, tripping unit ETU600 LSIG Hi-Z upgradeable, color display, Bluetooth, USB interface, basic protection LT, ST, INST, GFx, with GF high-impedance input, including protection of the N conductor (internal neutral point sensor available), trip alarm switch (1 x CO), connection at rear vertical, with internal voltage tap on lower stab of circuit breaker, with voltage tap module VTM680 and power supply of ETU600, able to communication, integrated metering type PMF-3 Advanced Power Monitor., Voltage, Energy, Power, Power factor, Frequency, Unbalance, Temperature, Power quality, Manual operating mechanism with mechanical closing, without Spring charging motor, Ready-to-close signal. switch, Auxiliary switches 2NO+2NC, without Closing coil (CC), manual operating mechanism with mechanical closing, without Remote trip alarm reset coil (RR), without 2nd shunt trip, without 1st Shunt trip | 326100 | 1 | Z\ | 1
3WA1232-5GG22-0AA0 |  | fixed-mounted circuit breaker, IEC 60947-2, size 2, 4-pole, N pole on right, In=3200 A up to 690 V AC 50/60 Hz, breaking capacity H Icu=100/85 kA at 500/690 V, tripping unit ETU600 LSIG Hi-Z upgradeable, color display, Bluetooth, USB interface, basic protection LT, ST, INST, GFx, with GF high-impedance input, including protection of the N conductor (internal neutral point sensor available), trip alarm switch (1 x CO), connection at rear horizontal with internal voltage tap on lower stab of circuit breaker, with voltage tap module VTM680 and power supply of ETU600, able to communication, integrated metering type PMF-3 Advanced Power Monitor., Voltage, Energy, Power, Power factor, Frequency, Unbalance, Temperature, Power quality, Manual operating mechanism with mechanical closing, without Spring charging motor, Ready-to-close signal. switch, Auxiliary switches 2NO+2NC, without Closing coil (CC), manual operating mechanism with mechanical closing, without Remote trip alarm reset coil (RR), without 2nd shunt trip, without 1st Shunt trip | 319100 | 1 | Z\ | 1
3WA1232-5GG23-0AA0 |  | fixed-mounted circuit breaker, IEC 60947-2, size 2, 4-pole, N pole on right, In=3200 A up to 690 V AC 50/60 Hz, breaking capacity H Icu=100/85 kA at 500/690 V, tripping unit ETU600 LSIG Hi-Z upgradeable, color display, Bluetooth, USB interface, basic protection LT, ST, INST, GFx, with GF high-impedance input, including protection of the N conductor (internal neutral point sensor available), trip alarm switch (1 x CO), front connection double hole, with internal voltage tap on lower stab of circuit breaker, with voltage tap module VTM680 and power supply of ETU600, able to communication, integrated metering type PMF-3 Advanced Power Monitor., Voltage, Energy, Power, Power factor, Frequency, Unbalance, Temperature, Power quality, Manual operating mechanism with mechanical closing, without Spring charging motor, Ready-to-close signal. switch, Auxiliary switches 2NO+2NC, without Closing coil (CC), manual operating mechanism with mechanical closing, without Remote trip alarm reset coil (RR), without 2nd shunt trip, without 1st Shunt trip | 338100 | 1 | Z\ | 1
3WA1232-5GG31-0AA0 |  | Withdrawable circuit breaker with guide frame, IEC 60947-2, frame size 2, 3-poles, In=3200A up to 690V AC 50/60Hz, breaking capacity H Icu=100/85kA at 500/690V, Trip unit ETU600 LSIG Hi-Z upgrade ready , colordisplay, bluetooth and USB interface, Protection LT, ST, INST, GFx, with GF highimpedance-input N-protection required an external N-sensor, incl. trip alarm switch (1xCO), rear connection vertical, guide frame with shutter and w/o position signalling switch, with internal voltage tap on lower stab of circuit breaker, with voltage tap module VTM680 and power supply of ETU600, able to communication, integrated metering type PMF-3 Advanced Power Monitor., Voltage, Energy, Power, Power factor, Frequency, Unbalance, Temperature, Power quality, Manual operating mechanism with mechanical closing, without Spring charging motor, Ready-to-close signal. switch, Auxiliary switches 2NO+2NC, without Closing coil (CC), manual operating mechanism with mechanical closing, without Remote trip alarm reset coil (RR), without 2nd shunt trip, without 1st Shunt trip | 305100 | 1 | Z\ | 1
3WA1232-5GG32-0AA0 |  | Withdrawable circuit breaker with guide frame, IEC 60947-2, frame size 2, 3-poles, In=3200A up to 690V AC 50/60Hz, breaking capacity H Icu=100/85kA at 500/690V, Trip unit ETU600 LSIG Hi-Z upgrade ready , colordisplay, bluetooth and USB interface, Protection LT, ST, INST, GFx, with GF highimpedance-input N-protection required an external N-sensor, incl. trip alarm switch (1xCO), rear connection horizontal, guide frame with shutter and w/o position signalling switch, with internal voltage tap on lower stab of circuit breaker, with voltage tap module VTM680 and power supply of ETU600, able to communication, integrated metering type PMF-3 Advanced Power Monitor., Voltage, Energy, Power, Power factor, Frequency, Unbalance, Temperature, Power quality, Manual operating mechanism with mechanical closing, without Spring charging motor, Ready-to-close signal. switch, Auxiliary switches 2NO+2NC, without Closing coil (CC), manual operating mechanism with mechanical closing, without Remote trip alarm reset coil (RR), without 2nd shunt trip, without 1st Shunt trip | 300100 | 1 | Z\ | 1
3WA1232-5GG33-0AA0 |  | Withdrawable circuit breaker with guide frame, IEC 60947-2, frame size 2, 3-poles, In=3200A up to 690V AC 50/60Hz, breaking capacity H Icu=100/85kA at 500/690V, Trip unit ETU600 LSIG Hi-Z upgrade ready , colordisplay, bluetooth and USB interface, Protection LT, ST, INST, GFx, with GF highimpedance-input N-protection required an external N-sensor, incl. trip alarm switch (1xCO), front connection double hole, guide frame with shutter and w/o position signalling switch, with internal voltage tap on lower stab of circuit breaker, with voltage tap module VTM680 and power supply of ETU600, able to communication, integrated metering type PMF-3 Advanced Power Monitor., Voltage, Energy, Power, Power factor, Frequency, Unbalance, Temperature, Power quality, Manual operating mechanism with mechanical closing, without Spring charging motor, Ready-to-close signal. switch, Auxiliary switches 2NO+2NC, without Closing coil (CC), manual operating mechanism with mechanical closing, without Remote trip alarm reset coil (RR), without 2nd shunt trip, without 1st Shunt trip | 314100 | 1 | Z\ | 1
3WA1232-5GG34-0AA0 |  | Withdrawable circuit breaker with guide frame, IEC 60947-2, frame size 2, 3-poles, In=3200A up to 690V AC 50/60Hz, breaking capacity H Icu=100/85kA at 500/690V, Trip unit ETU600 LSIG Hi-Z upgrade ready , colordisplay, bluetooth and USB interface, Protection LT, ST, INST, GFx, with GF highimpedance-input N-protection required an external N-sensor, incl. trip alarm switch (1xCO), rear connection flange, guide frame with shutter and w/o position signalling switch, with internal voltage tap on lower stab of circuit breaker, with voltage tap module VTM680 and power supply of ETU600, able to communication, integrated metering type PMF-3 Advanced Power Monitor., Voltage, Energy, Power, Power factor, Frequency, Unbalance, Temperature, Power quality, Manual operating mechanism with mechanical closing, without Spring charging motor, Ready-to-close signal. switch, Auxiliary switches 2NO+2NC, without Closing coil (CC), manual operating mechanism with mechanical closing, without Remote trip alarm reset coil (RR), without 2nd shunt trip, without 1st Shunt trip | 300100 | 1 | Z\ | 1
3WA1232-5GG41-0AA0 |  | Withdrawable circuit breaker with guide frame, IEC 60947-2, frame size 2, 4-poles, N-pole left, In=3200A up to 690V AC 50/60Hz, breaking capacity H Icu=100/85kA at 500/690V, Trip unit ETU600 LSIG Hi-Z upgrade ready , colordisplay, bluetooth and USB interface, Protection LT, ST, INST, GFx, with GF highimpedance-input include N-protection, (internal N-sensor available), incl. trip alarm switch (1xCO), rear connection vertical, guide frame with shutter and w/o position signalling switch, with internal voltage tap on lower stab of circuit breaker, with voltage tap module VTM680 and power supply of ETU600, able to communication, integrated metering type PMF-3 Advanced Power Monitor., Voltage, Energy, Power, Power factor, Frequency, Unbalance, Temperature, Power quality, Manual operating mechanism with mechanical closing, without Spring charging motor, Ready-to-close signal. switch, Auxiliary switches 2NO+2NC, without Closing coil (CC), manual operating mechanism with mechanical closing, without Remote trip alarm reset coil (RR), without 2nd shunt trip, without 1st Shunt trip | 385100 | 1 | Z\ | 1
3WA1232-5GG42-0AA0 |  | Withdrawable circuit breaker with guide frame, IEC 60947-2, frame size 2, 4-poles, N-pole left, In=3200A up to 690V AC 50/60Hz, breaking capacity H Icu=100/85kA at 500/690V, Trip unit ETU600 LSIG Hi-Z upgrade ready , colordisplay, bluetooth and USB interface, Protection LT, ST, INST, GFx, with GF highimpedance-input include N-protection, (internal N-sensor available), incl. trip alarm switch (1xCO), rear connection horizontal, guide frame with shutter and w/o position signalling switch, with internal voltage tap on lower stab of circuit breaker, with voltage tap module VTM680 and power supply of ETU600, able to communication, integrated metering type PMF-3 Advanced Power Monitor., Voltage, Energy, Power, Power factor, Frequency, Unbalance, Temperature, Power quality, Manual operating mechanism with mechanical closing, without Spring charging motor, Ready-to-close signal. switch, Auxiliary switches 2NO+2NC, without Closing coil (CC), manual operating mechanism with mechanical closing, without Remote trip alarm reset coil (RR), without 2nd shunt trip, without 1st Shunt trip | 378100 | 1 | Z\ | 1
3WA1232-5GG43-0AA0 |  | Withdrawable circuit breaker with guide frame, IEC 60947-2, frame size 2, 4-poles, N-pole left, In=3200A up to 690V AC 50/60Hz, breaking capacity H Icu=100/85kA at 500/690V, Trip unit ETU600 LSIG Hi-Z upgrade ready , colordisplay, bluetooth and USB interface, Protection LT, ST, INST, GFx, with GF highimpedance-input include N-protection, (internal N-sensor available), incl. trip alarm switch (1xCO), front connection double hole, guide frame with shutter and w/o position signalling switch, with internal voltage tap on lower stab of circuit breaker, with voltage tap module VTM680 and power supply of ETU600, able to communication, integrated metering type PMF-3 Advanced Power Monitor., Voltage, Energy, Power, Power factor, Frequency, Unbalance, Temperature, Power quality, Manual operating mechanism with mechanical closing, without Spring charging motor, Ready-to-close signal. switch, Auxiliary switches 2NO+2NC, without Closing coil (CC), manual operating mechanism with mechanical closing, without Remote trip alarm reset coil (RR), without 2nd shunt trip, without 1st Shunt trip | 397100 | 1 | Z\ | 1
3WA1232-5GG44-0AA0 |  | Withdrawable circuit breaker with guide frame, IEC 60947-2, frame size 2, 4-poles, N-pole left, In=3200A up to 690V AC 50/60Hz, breaking capacity H Icu=100/85kA at 500/690V, Trip unit ETU600 LSIG Hi-Z upgrade ready , colordisplay, bluetooth and USB interface, Protection LT, ST, INST, GFx, with GF highimpedance-input include N-protection, (internal N-sensor available), incl. trip alarm switch (1xCO), rear connection flange, guide frame with shutter and w/o position signalling switch, with internal voltage tap on lower stab of circuit breaker, with voltage tap module VTM680 and power supply of ETU600, able to communication, integrated metering type PMF-3 Advanced Power Monitor., Voltage, Energy, Power, Power factor, Frequency, Unbalance, Temperature, Power quality, Manual operating mechanism with mechanical closing, without Spring charging motor, Ready-to-close signal. switch, Auxiliary switches 2NO+2NC, without Closing coil (CC), manual operating mechanism with mechanical closing, without Remote trip alarm reset coil (RR), without 2nd shunt trip, without 1st Shunt trip | 378100 | 1 | Z\ | 1
3WA1232-5LE01-0AA0 |  | Fixed-mounted circuit breaker IEC 60947-2, frame size 2, 3-poles, In=3200A up to 690V AC 50/60Hz, breaking capacity H Icu=100/85kA at 500/690V, Trip unit ETU600 LSI upgrade ready , colordisplay, bluetooth and USB interface, Protection LT, ST, INST, N-protection required an external N-sensor, incl. trip alarm switch (1xCO), rear connection vertical, with internal voltage tap on upper stab of circuit breaker, with voltage tap module VTM680 and power supply of ETU600, able to communication, integrated metering type PMF-1 Energy Efficiency, Voltage, Active energy Ea Manual operating mechanism with mechanical closing, without Spring charging motor, Ready-to-close signal. switch, Auxiliary switches 2NO+2NC, without Closing coil (CC), manual operating mechanism with mechanical closing, without Remote trip alarm reset coil (RR), without 2nd shunt trip, without 1st Shunt trip | 213870 | 1 | Z\ | 1
3WA1232-5LE02-0AA0 |  | Fixed-mounted circuit breaker IEC 60947-2, frame size 2, 3-poles, In=3200A up to 690V AC 50/60Hz, breaking capacity H Icu=100/85kA at 500/690V, Trip unit ETU600 LSI upgrade ready , colordisplay, bluetooth and USB interface, Protection LT, ST, INST, N-protection required an external N-sensor, incl. trip alarm switch (1xCO), rear connection horizontal, with internal voltage tap on upper stab of circuit breaker, with voltage tap module VTM680 and power supply of ETU600, able to communication, integrated metering type PMF-1 Energy Efficiency, Voltage, Active energy Ea Manual operating mechanism with mechanical closing, without Spring charging motor, Ready-to-close signal. switch, Auxiliary switches 2NO+2NC, without Closing coil (CC), manual operating mechanism with mechanical closing, without Remote trip alarm reset coil (RR), without 2nd shunt trip, without 1st Shunt trip | 208870 | 1 | Z\ | 1
3WA1232-5LE03-0AA0 |  | Fixed-mounted circuit breaker IEC 60947-2, frame size 2, 3-poles, In=3200A up to 690V AC 50/60Hz, breaking capacity H Icu=100/85kA at 500/690V, Trip unit ETU600 LSI upgrade ready , colordisplay, bluetooth and USB interface, Protection LT, ST, INST, N-protection required an external N-sensor, incl. trip alarm switch (1xCO), front connection double hole, with internal voltage tap on upper stab of circuit breaker, with voltage tap module VTM680 and power supply of ETU600, able to communication, integrated metering type PMF-1 Energy Efficiency, Voltage, Active energy Ea Manual operating mechanism with mechanical closing, without Spring charging motor, Ready-to-close signal. switch, Auxiliary switches 2NO+2NC, without Closing coil (CC), manual operating mechanism with mechanical closing, without Remote trip alarm reset coil (RR), without 2nd shunt trip, without 1st Shunt trip | 221870 | 1 | Z\ | 1
3WA1232-5LE11-0AA0 |  | Fixed-mounted circuit breaker IEC 60947-2, frame size 2, 4-poles, N-pole left, In=3200A up to 690V AC 50/60Hz, breaking capacity H Icu=100/85kA at 500/690V, Trip unit ETU600 LSI upgrade ready , colordisplay, bluetooth and USB interface, Protection LT, ST, INST, include N-protection, (internal N-sensor available), incl. trip alarm switch (1xCO), rear connection vertical, with internal voltage tap on upper stab of circuit breaker, with voltage tap module VTM680 and power supply of ETU600, able to communication, integrated metering type PMF-1 Energy Efficiency, Voltage, Active energy Ea Manual operating mechanism with mechanical closing, without Spring charging motor, Ready-to-close signal. switch, Auxiliary switches 2NO+2NC, without Closing coil (CC), manual operating mechanism with mechanical closing, without Remote trip alarm reset coil (RR), without 2nd shunt trip, without 1st Shunt trip | 278870 | 1 | Z\ | 1
3WA1232-5LE12-0AA0 |  | Fixed-mounted circuit breaker IEC 60947-2, frame size 2, 4-poles, N-pole left, In=3200A up to 690V AC 50/60Hz, breaking capacity H Icu=100/85kA at 500/690V, Trip unit ETU600 LSI upgrade ready , colordisplay, bluetooth and USB interface, Protection LT, ST, INST, include N-protection, (internal N-sensor available), incl. trip alarm switch (1xCO), rear connection horizontal, with internal voltage tap on upper stab of circuit breaker, with voltage tap module VTM680 and power supply of ETU600, able to communication, integrated metering type PMF-1 Energy Efficiency, Voltage, Active energy Ea Manual operating mechanism with mechanical closing, without Spring charging motor, Ready-to-close signal. switch, Auxiliary switches 2NO+2NC, without Closing coil (CC), manual operating mechanism with mechanical closing, without Remote trip alarm reset coil (RR), without 2nd shunt trip, without 1st Shunt trip | 272870 | 1 | Z\ | 1
3WA1232-5LE13-0AA0 |  | Fixed-mounted circuit breaker IEC 60947-2, frame size 2, 4-poles, N-pole left, In=3200A up to 690V AC 50/60Hz, breaking capacity H Icu=100/85kA at 500/690V, Trip unit ETU600 LSI upgrade ready , colordisplay, bluetooth and USB interface, Protection LT, ST, INST, include N-protection, (internal N-sensor available), incl. trip alarm switch (1xCO), front connection double hole, with internal voltage tap on upper stab of circuit breaker, with voltage tap module VTM680 and power supply of ETU600, able to communication, integrated metering type PMF-1 Energy Efficiency, Voltage, Active energy Ea Manual operating mechanism with mechanical closing, without Spring charging motor, Ready-to-close signal. switch, Auxiliary switches 2NO+2NC, without Closing coil (CC), manual operating mechanism with mechanical closing, without Remote trip alarm reset coil (RR), without 2nd shunt trip, without 1st Shunt trip | 290870 | 1 | Z\ | 1
3WA1232-5LE21-0AA0 |  | fixed-mounted circuit breaker, IEC 60947-2, size 2, 4-pole, N pole on right, In=3200 A up to 690 V AC 50/60 Hz, breaking capacity H Icu=100/85 kA at 500/690 V, tripping unit ETU600 LSI upgradeable, color display, Bluetooth, USB interface, basic protection LT, ST, INST, including protection of the N conductor (internal neutral point sensor available), trip alarm switch (1 x CO), connection at rear vertical, with internal voltage tap on upper stab of circuit breaker, with voltage tap module VTM680 and power supply of ETU600, able to communication, integrated metering type PMF-1 Energy Efficiency, Voltage, Active energy Ea Manual operating mechanism with mechanical closing, without Spring charging motor, Ready-to-close signal. switch, Auxiliary switches 2NO+2NC, without Closing coil (CC), manual operating mechanism with mechanical closing, without Remote trip alarm reset coil (RR), without 2nd shunt trip, without 1st Shunt trip | 278870 | 1 | Z\ | 1
3WA1232-5LE22-0AA0 |  | fixed-mounted circuit breaker, IEC 60947-2, size 2, 4-pole, N pole on right, In=3200 A up to 690 V AC 50/60 Hz, breaking capacity H Icu=100/85 kA at 500/690 V, tripping unit ETU600 LSI upgradeable, color display, Bluetooth, USB interface, basic protection LT, ST, INST, including protection of the N conductor (internal neutral point sensor available), trip alarm switch (1 x CO), connection at rear horizontal with internal voltage tap on upper stab of circuit breaker, with voltage tap module VTM680 and power supply of ETU600, able to communication, integrated metering type PMF-1 Energy Efficiency, Voltage, Active energy Ea Manual operating mechanism with mechanical closing, without Spring charging motor, Ready-to-close signal. switch, Auxiliary switches 2NO+2NC, without Closing coil (CC), manual operating mechanism with mechanical closing, without Remote trip alarm reset coil (RR), without 2nd shunt trip, without 1st Shunt trip | 272870 | 1 | Z\ | 1
3WA1232-5LE23-0AA0 |  | fixed-mounted circuit breaker, IEC 60947-2, size 2, 4-pole, N pole on right, In=3200 A up to 690 V AC 50/60 Hz, breaking capacity H Icu=100/85 kA at 500/690 V, tripping unit ETU600 LSI upgradeable, color display, Bluetooth, USB interface, basic protection LT, ST, INST, including protection of the N conductor (internal neutral point sensor available), trip alarm switch (1 x CO), front connection double hole, with internal voltage tap on upper stab of circuit breaker, with voltage tap module VTM680 and power supply of ETU600, able to communication, integrated metering type PMF-1 Energy Efficiency, Voltage, Active energy Ea Manual operating mechanism with mechanical closing, without Spring charging motor, Ready-to-close signal. switch, Auxiliary switches 2NO+2NC, without Closing coil (CC), manual operating mechanism with mechanical closing, without Remote trip alarm reset coil (RR), without 2nd shunt trip, without 1st Shunt trip | 290870 | 1 | Z\ | 1
3WA1232-5LE31-0AA0 |  | Withdrawable circuit breaker with guide frame, IEC 60947-2, frame size 2, 3-poles, In=3200A up to 690V AC 50/60Hz, breaking capacity H Icu=100/85kA at 500/690V, Trip unit ETU600 LSI upgrade ready , colordisplay, bluetooth and USB interface, Protection LT, ST, INST, N-protection required an external N-sensor, incl. trip alarm switch (1xCO), rear connection vertical, guide frame with shutter and w/o position signalling switch, with internal voltage tap on upper stab of circuit breaker, with voltage tap module VTM680 and power supply of ETU600, able to communication, integrated metering type PMF-1 Energy Efficiency, Voltage, Active energy Ea Manual operating mechanism with mechanical closing, without Spring charging motor, Ready-to-close signal. switch, Auxiliary switches 2NO+2NC, without Closing coil (CC), manual operating mechanism with mechanical closing, without Remote trip alarm reset coil (RR), without 2nd shunt trip, without 1st Shunt trip | 257870 | 1 | Z\ | 1
3WA1232-5LE32-0AA0 |  | Withdrawable circuit breaker with guide frame, IEC 60947-2, frame size 2, 3-poles, In=3200A up to 690V AC 50/60Hz, breaking capacity H Icu=100/85kA at 500/690V, Trip unit ETU600 LSI upgrade ready , colordisplay, bluetooth and USB interface, Protection LT, ST, INST, N-protection required an external N-sensor, incl. trip alarm switch (1xCO), rear connection horizontal, guide frame with shutter and w/o position signalling switch, with internal voltage tap on upper stab of circuit breaker, with voltage tap module VTM680 and power supply of ETU600, able to communication, integrated metering type PMF-1 Energy Efficiency, Voltage, Active energy Ea Manual operating mechanism with mechanical closing, without Spring charging motor, Ready-to-close signal. switch, Auxiliary switches 2NO+2NC, without Closing coil (CC), manual operating mechanism with mechanical closing, without Remote trip alarm reset coil (RR), without 2nd shunt trip, without 1st Shunt trip | 252870 | 1 | Z\ | 1
3WA1232-5LE33-0AA0 |  | Withdrawable circuit breaker with guide frame, IEC 60947-2, frame size 2, 3-poles, In=3200A up to 690V AC 50/60Hz, breaking capacity H Icu=100/85kA at 500/690V, Trip unit ETU600 LSI upgrade ready , colordisplay, bluetooth and USB interface, Protection LT, ST, INST, N-protection required an external N-sensor, incl. trip alarm switch (1xCO), front connection double hole, guide frame with shutter and w/o position signalling switch, with internal voltage tap on upper stab of circuit breaker, with voltage tap module VTM680 and power supply of ETU600, able to communication, integrated metering type PMF-1 Energy Efficiency, Voltage, Active energy Ea Manual operating mechanism with mechanical closing, without Spring charging motor, Ready-to-close signal. switch, Auxiliary switches 2NO+2NC, without Closing coil (CC), manual operating mechanism with mechanical closing, without Remote trip alarm reset coil (RR), without 2nd shunt trip, without 1st Shunt trip | 266870 | 1 | Z\ | 1
3WA1232-5LE34-0AA0 |  | Withdrawable circuit breaker with guide frame, IEC 60947-2, frame size 2, 3-poles, In=3200A up to 690V AC 50/60Hz, breaking capacity H Icu=100/85kA at 500/690V, Trip unit ETU600 LSI upgrade ready , colordisplay, bluetooth and USB interface, Protection LT, ST, INST, N-protection required an external N-sensor, incl. trip alarm switch (1xCO), rear connection flange, guide frame with shutter and w/o position signalling switch, with internal voltage tap on upper stab of circuit breaker, with voltage tap module VTM680 and power supply of ETU600, able to communication, integrated metering type PMF-1 Energy Efficiency, Voltage, Active energy Ea Manual operating mechanism with mechanical closing, without Spring charging motor, Ready-to-close signal. switch, Auxiliary switches 2NO+2NC, without Closing coil (CC), manual operating mechanism with mechanical closing, without Remote trip alarm reset coil (RR), without 2nd shunt trip, without 1st Shunt trip | 252870 | 1 | Z\ | 1
3WA1232-5LE41-0AA0 |  | Withdrawable circuit breaker with guide frame, IEC 60947-2, frame size 2, 4-poles, N-pole left, In=3200A up to 690V AC 50/60Hz, breaking capacity H Icu=100/85kA at 500/690V, Trip unit ETU600 LSI upgrade ready , colordisplay, bluetooth and USB interface, Protection LT, ST, INST, include N-protection, (internal N-sensor available), incl. trip alarm switch (1xCO), rear connection vertical, guide frame with shutter and w/o position signalling switch, with internal voltage tap on upper stab of circuit breaker, with voltage tap module VTM680 and power supply of ETU600, able to communication, integrated metering type PMF-1 Energy Efficiency, Voltage, Active energy Ea Manual operating mechanism with mechanical closing, without Spring charging motor, Ready-to-close signal. switch, Auxiliary switches 2NO+2NC, without Closing coil (CC), manual operating mechanism with mechanical closing, without Remote trip alarm reset coil (RR), without 2nd shunt trip, without 1st Shunt trip | 337870 | 1 | Z\ | 1
3WA1232-5LE42-0AA0 |  | Withdrawable circuit breaker with guide frame, IEC 60947-2, frame size 2, 4-poles, N-pole left, In=3200A up to 690V AC 50/60Hz, breaking capacity H Icu=100/85kA at 500/690V, Trip unit ETU600 LSI upgrade ready , colordisplay, bluetooth and USB interface, Protection LT, ST, INST, include N-protection, (internal N-sensor available), incl. trip alarm switch (1xCO), rear connection horizontal, guide frame with shutter and w/o position signalling switch, with internal voltage tap on upper stab of circuit breaker, with voltage tap module VTM680 and power supply of ETU600, able to communication, integrated metering type PMF-1 Energy Efficiency, Voltage, Active energy Ea Manual operating mechanism with mechanical closing, without Spring charging motor, Ready-to-close signal. switch, Auxiliary switches 2NO+2NC, without Closing coil (CC), manual operating mechanism with mechanical closing, without Remote trip alarm reset coil (RR), without 2nd shunt trip, without 1st Shunt trip | 331870 | 1 | Z\ | 1
3WA1232-5LE43-0AA0 |  | Withdrawable circuit breaker with guide frame, IEC 60947-2, frame size 2, 4-poles, N-pole left, In=3200A up to 690V AC 50/60Hz, breaking capacity H Icu=100/85kA at 500/690V, Trip unit ETU600 LSI upgrade ready , colordisplay, bluetooth and USB interface, Protection LT, ST, INST, include N-protection, (internal N-sensor available), incl. trip alarm switch (1xCO), front connection double hole, guide frame with shutter and w/o position signalling switch, with internal voltage tap on upper stab of circuit breaker, with voltage tap module VTM680 and power supply of ETU600, able to communication, integrated metering type PMF-1 Energy Efficiency, Voltage, Active energy Ea Manual operating mechanism with mechanical closing, without Spring charging motor, Ready-to-close signal. switch, Auxiliary switches 2NO+2NC, without Closing coil (CC), manual operating mechanism with mechanical closing, without Remote trip alarm reset coil (RR), without 2nd shunt trip, without 1st Shunt trip | 349870 | 1 | Z\ | 1
3WA1232-5LE44-0AA0 |  | Withdrawable circuit breaker with guide frame, IEC 60947-2, frame size 2, 4-poles, N-pole left, In=3200A up to 690V AC 50/60Hz, breaking capacity H Icu=100/85kA at 500/690V, Trip unit ETU600 LSI upgrade ready , colordisplay, bluetooth and USB interface, Protection LT, ST, INST, include N-protection, (internal N-sensor available), incl. trip alarm switch (1xCO), rear connection flange, guide frame with shutter and w/o position signalling switch, with internal voltage tap on upper stab of circuit breaker, with voltage tap module VTM680 and power supply of ETU600, able to communication, integrated metering type PMF-1 Energy Efficiency, Voltage, Active energy Ea Manual operating mechanism with mechanical closing, without Spring charging motor, Ready-to-close signal. switch, Auxiliary switches 2NO+2NC, without Closing coil (CC), manual operating mechanism with mechanical closing, without Remote trip alarm reset coil (RR), without 2nd shunt trip, without 1st Shunt trip | 331870 | 1 | Z\ | 1
3WA1232-5LF01-0AA0 |  | Fixed-mounted circuit breaker IEC 60947-2, frame size 2, 3-poles, In=3200A up to 690V AC 50/60Hz, breaking capacity H Icu=100/85kA at 500/690V, Trip unit ETU600 LSIG upgrade ready , colordisplay, bluetooth and USB interface, Protection LT, ST, INST, GFx, N-protection required an external N-sensor, incl. trip alarm switch (1xCO), rear connection vertical, with internal voltage tap on upper stab of circuit breaker, with voltage tap module VTM680 and power supply of ETU600, able to communication, integrated metering type PMF-1 Energy Efficiency, Voltage, Active energy Ea Manual operating mechanism with mechanical closing, without Spring charging motor, Ready-to-close signal. switch, Auxiliary switches 2NO+2NC, without Closing coil (CC), manual operating mechanism with mechanical closing, without Remote trip alarm reset coil (RR), without 2nd shunt trip, without 1st Shunt trip | 223870 | 1 | Z\ | 1
3WA1232-5LF02-0AA0 |  | Fixed-mounted circuit breaker IEC 60947-2, frame size 2, 3-poles, In=3200A up to 690V AC 50/60Hz, breaking capacity H Icu=100/85kA at 500/690V, Trip unit ETU600 LSIG upgrade ready , colordisplay, bluetooth and USB interface, Protection LT, ST, INST, GFx, N-protection required an external N-sensor, incl. trip alarm switch (1xCO), rear connection horizontal, with internal voltage tap on upper stab of circuit breaker, with voltage tap module VTM680 and power supply of ETU600, able to communication, integrated metering type PMF-1 Energy Efficiency, Voltage, Active energy Ea Manual operating mechanism with mechanical closing, without Spring charging motor, Ready-to-close signal. switch, Auxiliary switches 2NO+2NC, without Closing coil (CC), manual operating mechanism with mechanical closing, without Remote trip alarm reset coil (RR), without 2nd shunt trip, without 1st Shunt trip | 218870 | 1 | Z\ | 1
3WA1232-5LF03-0AA0 |  | Fixed-mounted circuit breaker IEC 60947-2, frame size 2, 3-poles, In=3200A up to 690V AC 50/60Hz, breaking capacity H Icu=100/85kA at 500/690V, Trip unit ETU600 LSIG upgrade ready , colordisplay, bluetooth and USB interface, Protection LT, ST, INST, GFx, N-protection required an external N-sensor, incl. trip alarm switch (1xCO), front connection double hole, with internal voltage tap on upper stab of circuit breaker, with voltage tap module VTM680 and power supply of ETU600, able to communication, integrated metering type PMF-1 Energy Efficiency, Voltage, Active energy Ea Manual operating mechanism with mechanical closing, without Spring charging motor, Ready-to-close signal. switch, Auxiliary switches 2NO+2NC, without Closing coil (CC), manual operating mechanism with mechanical closing, without Remote trip alarm reset coil (RR), without 2nd shunt trip, without 1st Shunt trip | 232870 | 1 | Z\ | 1
3WA1232-5LF11-0AA0 |  | Fixed-mounted circuit breaker IEC 60947-2, frame size 2, 4-poles, N-pole left, In=3200A up to 690V AC 50/60Hz, breaking capacity H Icu=100/85kA at 500/690V, Trip unit ETU600 LSIG upgrade ready , colordisplay, bluetooth and USB interface, Protection LT, ST, INST, GFx, include N-protection, (internal N-sensor available), incl. trip alarm switch (1xCO), rear connection vertical, with internal voltage tap on upper stab of circuit breaker, with voltage tap module VTM680 and power supply of ETU600, able to communication, integrated metering type PMF-1 Energy Efficiency, Voltage, Active energy Ea Manual operating mechanism with mechanical closing, without Spring charging motor, Ready-to-close signal. switch, Auxiliary switches 2NO+2NC, without Closing coil (CC), manual operating mechanism with mechanical closing, without Remote trip alarm reset coil (RR), without 2nd shunt trip, without 1st Shunt trip | 289870 | 1 | Z\ | 1
3WA1232-5LF12-0AA0 |  | Fixed-mounted circuit breaker IEC 60947-2, frame size 2, 4-poles, N-pole left, In=3200A up to 690V AC 50/60Hz, breaking capacity H Icu=100/85kA at 500/690V, Trip unit ETU600 LSIG upgrade ready , colordisplay, bluetooth and USB interface, Protection LT, ST, INST, GFx, include N-protection, (internal N-sensor available), incl. trip alarm switch (1xCO), rear connection horizontal, with internal voltage tap on upper stab of circuit breaker, with voltage tap module VTM680 and power supply of ETU600, able to communication, integrated metering type PMF-1 Energy Efficiency, Voltage, Active energy Ea Manual operating mechanism with mechanical closing, without Spring charging motor, Ready-to-close signal. switch, Auxiliary switches 2NO+2NC, without Closing coil (CC), manual operating mechanism with mechanical closing, without Remote trip alarm reset coil (RR), without 2nd shunt trip, without 1st Shunt trip | 282870 | 1 | Z\ | 1
3WA1232-5LF13-0AA0 |  | Fixed-mounted circuit breaker IEC 60947-2, frame size 2, 4-poles, N-pole left, In=3200A up to 690V AC 50/60Hz, breaking capacity H Icu=100/85kA at 500/690V, Trip unit ETU600 LSIG upgrade ready , colordisplay, bluetooth and USB interface, Protection LT, ST, INST, GFx, include N-protection, (internal N-sensor available), incl. trip alarm switch (1xCO), front connection double hole, with internal voltage tap on upper stab of circuit breaker, with voltage tap module VTM680 and power supply of ETU600, able to communication, integrated metering type PMF-1 Energy Efficiency, Voltage, Active energy Ea Manual operating mechanism with mechanical closing, without Spring charging motor, Ready-to-close signal. switch, Auxiliary switches 2NO+2NC, without Closing coil (CC), manual operating mechanism with mechanical closing, without Remote trip alarm reset coil (RR), without 2nd shunt trip, without 1st Shunt trip | 300870 | 1 | Z\ | 1
3WA1232-5LF21-0AA0 |  | fixed-mounted circuit breaker, IEC 60947-2, size 2, 4-pole, N pole on right, In=3200 A up to 690 V AC 50/60 Hz, breaking capacity H Icu=100/85 kA at 500/690 V, tripping unit ETU600 LSIG upgradeable, color display, Bluetooth, USB interface, basic protection LT, ST, INST, GFx, including protection of the N conductor (internal neutral point sensor available), trip alarm switch (1 x CO), connection at rear vertical, with internal voltage tap on upper stab of circuit breaker, with voltage tap module VTM680 and power supply of ETU600, able to communication, integrated metering type PMF-1 Energy Efficiency, Voltage, Active energy Ea Manual operating mechanism with mechanical closing, without Spring charging motor, Ready-to-close signal. switch, Auxiliary switches 2NO+2NC, without Closing coil (CC), manual operating mechanism with mechanical closing, without Remote trip alarm reset coil (RR), without 2nd shunt trip, without 1st Shunt trip | 289870 | 1 | Z\ | 1
3WA1232-5LF22-0AA0 |  | fixed-mounted circuit breaker, IEC 60947-2, size 2, 4-pole, N pole on right, In=3200 A up to 690 V AC 50/60 Hz, breaking capacity H Icu=100/85 kA at 500/690 V, tripping unit ETU600 LSIG upgradeable, color display, Bluetooth, USB interface, basic protection LT, ST, INST, GFx, including protection of the N conductor (internal neutral point sensor available), trip alarm switch (1 x CO), connection at rear horizontal with internal voltage tap on upper stab of circuit breaker, with voltage tap module VTM680 and power supply of ETU600, able to communication, integrated metering type PMF-1 Energy Efficiency, Voltage, Active energy Ea Manual operating mechanism with mechanical closing, without Spring charging motor, Ready-to-close signal. switch, Auxiliary switches 2NO+2NC, without Closing coil (CC), manual operating mechanism with mechanical closing, without Remote trip alarm reset coil (RR), without 2nd shunt trip, without 1st Shunt trip | 282870 | 1 | Z\ | 1
3WA1232-5LF23-0AA0 |  | fixed-mounted circuit breaker, IEC 60947-2, size 2, 4-pole, N pole on right, In=3200 A up to 690 V AC 50/60 Hz, breaking capacity H Icu=100/85 kA at 500/690 V, tripping unit ETU600 LSIG upgradeable, color display, Bluetooth, USB interface, basic protection LT, ST, INST, GFx, including protection of the N conductor (internal neutral point sensor available), trip alarm switch (1 x CO), front connection double hole, with internal voltage tap on upper stab of circuit breaker, with voltage tap module VTM680 and power supply of ETU600, able to communication, integrated metering type PMF-1 Energy Efficiency, Voltage, Active energy Ea Manual operating mechanism with mechanical closing, without Spring charging motor, Ready-to-close signal. switch, Auxiliary switches 2NO+2NC, without Closing coil (CC), manual operating mechanism with mechanical closing, without Remote trip alarm reset coil (RR), without 2nd shunt trip, without 1st Shunt trip | 300870 | 1 | Z\ | 1
3WA1232-5LF31-0AA0 |  | Withdrawable circuit breaker with guide frame, IEC 60947-2, frame size 2, 3-poles, In=3200A up to 690V AC 50/60Hz, breaking capacity H Icu=100/85kA at 500/690V, Trip unit ETU600 LSIG upgrade ready , colordisplay, bluetooth and USB interface, Protection LT, ST, INST, GFx, N-protection required an external N-sensor, incl. trip alarm switch (1xCO), rear connection vertical, guide frame with shutter and w/o position signalling switch, with internal voltage tap on upper stab of circuit breaker, with voltage tap module VTM680 and power supply of ETU600, able to communication, integrated metering type PMF-1 Energy Efficiency, Voltage, Active energy Ea Manual operating mechanism with mechanical closing, without Spring charging motor, Ready-to-close signal. switch, Auxiliary switches 2NO+2NC, without Closing coil (CC), manual operating mechanism with mechanical closing, without Remote trip alarm reset coil (RR), without 2nd shunt trip, without 1st Shunt trip | 268870 | 1 | Z\ | 1
3WA1232-5LF32-0AA0 |  | Withdrawable circuit breaker with guide frame, IEC 60947-2, frame size 2, 3-poles, In=3200A up to 690V AC 50/60Hz, breaking capacity H Icu=100/85kA at 500/690V, Trip unit ETU600 LSIG upgrade ready , colordisplay, bluetooth and USB interface, Protection LT, ST, INST, GFx, N-protection required an external N-sensor, incl. trip alarm switch (1xCO), rear connection horizontal, guide frame with shutter and w/o position signalling switch, with internal voltage tap on upper stab of circuit breaker, with voltage tap module VTM680 and power supply of ETU600, able to communication, integrated metering type PMF-1 Energy Efficiency, Voltage, Active energy Ea Manual operating mechanism with mechanical closing, without Spring charging motor, Ready-to-close signal. switch, Auxiliary switches 2NO+2NC, without Closing coil (CC), manual operating mechanism with mechanical closing, without Remote trip alarm reset coil (RR), without 2nd shunt trip, without 1st Shunt trip | 263870 | 1 | Z\ | 1
3WA1232-5LF33-0AA0 |  | Withdrawable circuit breaker with guide frame, IEC 60947-2, frame size 2, 3-poles, In=3200A up to 690V AC 50/60Hz, breaking capacity H Icu=100/85kA at 500/690V, Trip unit ETU600 LSIG upgrade ready , colordisplay, bluetooth and USB interface, Protection LT, ST, INST, GFx, N-protection required an external N-sensor, incl. trip alarm switch (1xCO), front connection double hole, guide frame with shutter and w/o position signalling switch, with internal voltage tap on upper stab of circuit breaker, with voltage tap module VTM680 and power supply of ETU600, able to communication, integrated metering type PMF-1 Energy Efficiency, Voltage, Active energy Ea Manual operating mechanism with mechanical closing, without Spring charging motor, Ready-to-close signal. switch, Auxiliary switches 2NO+2NC, without Closing coil (CC), manual operating mechanism with mechanical closing, without Remote trip alarm reset coil (RR), without 2nd shunt trip, without 1st Shunt trip | 277870 | 1 | Z\ | 1
3WA1232-5LF34-0AA0 |  | Withdrawable circuit breaker with guide frame, IEC 60947-2, frame size 2, 3-poles, In=3200A up to 690V AC 50/60Hz, breaking capacity H Icu=100/85kA at 500/690V, Trip unit ETU600 LSIG upgrade ready , colordisplay, bluetooth and USB interface, Protection LT, ST, INST, GFx, N-protection required an external N-sensor, incl. trip alarm switch (1xCO), rear connection flange, guide frame with shutter and w/o position signalling switch, with internal voltage tap on upper stab of circuit breaker, with voltage tap module VTM680 and power supply of ETU600, able to communication, integrated metering type PMF-1 Energy Efficiency, Voltage, Active energy Ea Manual operating mechanism with mechanical closing, without Spring charging motor, Ready-to-close signal. switch, Auxiliary switches 2NO+2NC, without Closing coil (CC), manual operating mechanism with mechanical closing, without Remote trip alarm reset coil (RR), without 2nd shunt trip, without 1st Shunt trip | 263870 | 1 | Z\ | 1
3WA1232-5LF41-0AA0 |  | Withdrawable circuit breaker with guide frame, IEC 60947-2, frame size 2, 4-poles, N-pole left, In=3200A up to 690V AC 50/60Hz, breaking capacity H Icu=100/85kA at 500/690V, Trip unit ETU600 LSIG upgrade ready , colordisplay, bluetooth and USB interface, Protection LT, ST, INST, GFx, include N-protection, (internal N-sensor available), incl. trip alarm switch (1xCO), rear connection vertical, guide frame with shutter and w/o position signalling switch, with internal voltage tap on upper stab of circuit breaker, with voltage tap module VTM680 and power supply of ETU600, able to communication, integrated metering type PMF-1 Energy Efficiency, Voltage, Active energy Ea Manual operating mechanism with mechanical closing, without Spring charging motor, Ready-to-close signal. switch, Auxiliary switches 2NO+2NC, without Closing coil (CC), manual operating mechanism with mechanical closing, without Remote trip alarm reset coil (RR), without 2nd shunt trip, without 1st Shunt trip | 348870 | 1 | Z\ | 1
3WA1232-5LF42-0AA0 |  | Withdrawable circuit breaker with guide frame, IEC 60947-2, frame size 2, 4-poles, N-pole left, In=3200A up to 690V AC 50/60Hz, breaking capacity H Icu=100/85kA at 500/690V, Trip unit ETU600 LSIG upgrade ready , colordisplay, bluetooth and USB interface, Protection LT, ST, INST, GFx, include N-protection, (internal N-sensor available), incl. trip alarm switch (1xCO), rear connection horizontal, guide frame with shutter and w/o position signalling switch, with internal voltage tap on upper stab of circuit breaker, with voltage tap module VTM680 and power supply of ETU600, able to communication, integrated metering type PMF-1 Energy Efficiency, Voltage, Active energy Ea Manual operating mechanism with mechanical closing, without Spring charging motor, Ready-to-close signal. switch, Auxiliary switches 2NO+2NC, without Closing coil (CC), manual operating mechanism with mechanical closing, without Remote trip alarm reset coil (RR), without 2nd shunt trip, without 1st Shunt trip | 341870 | 1 | Z\ | 1
3WA1232-5LF43-0AA0 |  | Withdrawable circuit breaker with guide frame, IEC 60947-2, frame size 2, 4-poles, N-pole left, In=3200A up to 690V AC 50/60Hz, breaking capacity H Icu=100/85kA at 500/690V, Trip unit ETU600 LSIG upgrade ready , colordisplay, bluetooth and USB interface, Protection LT, ST, INST, GFx, include N-protection, (internal N-sensor available), incl. trip alarm switch (1xCO), front connection double hole, guide frame with shutter and w/o position signalling switch, with internal voltage tap on upper stab of circuit breaker, with voltage tap module VTM680 and power supply of ETU600, able to communication, integrated metering type PMF-1 Energy Efficiency, Voltage, Active energy Ea Manual operating mechanism with mechanical closing, without Spring charging motor, Ready-to-close signal. switch, Auxiliary switches 2NO+2NC, without Closing coil (CC), manual operating mechanism with mechanical closing, without Remote trip alarm reset coil (RR), without 2nd shunt trip, without 1st Shunt trip | 359870 | 1 | Z\ | 1
3WA1232-5LF44-0AA0 |  | Withdrawable circuit breaker with guide frame, IEC 60947-2, frame size 2, 4-poles, N-pole left, In=3200A up to 690V AC 50/60Hz, breaking capacity H Icu=100/85kA at 500/690V, Trip unit ETU600 LSIG upgrade ready , colordisplay, bluetooth and USB interface, Protection LT, ST, INST, GFx, include N-protection, (internal N-sensor available), incl. trip alarm switch (1xCO), rear connection flange, guide frame with shutter and w/o position signalling switch, with internal voltage tap on upper stab of circuit breaker, with voltage tap module VTM680 and power supply of ETU600, able to communication, integrated metering type PMF-1 Energy Efficiency, Voltage, Active energy Ea Manual operating mechanism with mechanical closing, without Spring charging motor, Ready-to-close signal. switch, Auxiliary switches 2NO+2NC, without Closing coil (CC), manual operating mechanism with mechanical closing, without Remote trip alarm reset coil (RR), without 2nd shunt trip, without 1st Shunt trip | 341870 | 1 | Z\ | 1
3WA1232-5LG01-0AA0 |  | Fixed-mounted circuit breaker IEC 60947-2, frame size 2, 3-poles, In=3200A up to 690V AC 50/60Hz, breaking capacity H Icu=100/85kA at 500/690V, Trip unit ETU600 LSIG Hi-Z upgrade ready , colordisplay, bluetooth and USB interface, Protection LT, ST, INST, GFx, with GF highimpedance-input N-protection required an external N-sensor, incl. trip alarm switch (1xCO), rear connection vertical, with internal voltage tap on upper stab of circuit breaker, with voltage tap module VTM680 and power supply of ETU600, able to communication, integrated metering type PMF-1 Energy Efficiency, Voltage, Active energy Ea Manual operating mechanism with mechanical closing, without Spring charging motor, Ready-to-close signal. switch, Auxiliary switches 2NO+2NC, without Closing coil (CC), manual operating mechanism with mechanical closing, without Remote trip alarm reset coil (RR), without 2nd shunt trip, without 1st Shunt trip | 245870 | 1 | Z\ | 1
3WA1232-5LG02-0AA0 |  | Fixed-mounted circuit breaker IEC 60947-2, frame size 2, 3-poles, In=3200A up to 690V AC 50/60Hz, breaking capacity H Icu=100/85kA at 500/690V, Trip unit ETU600 LSIG Hi-Z upgrade ready , colordisplay, bluetooth and USB interface, Protection LT, ST, INST, GFx, with GF highimpedance-input N-protection required an external N-sensor, incl. trip alarm switch (1xCO), rear connection horizontal, with internal voltage tap on upper stab of circuit breaker, with voltage tap module VTM680 and power supply of ETU600, able to communication, integrated metering type PMF-1 Energy Efficiency, Voltage, Active energy Ea Manual operating mechanism with mechanical closing, without Spring charging motor, Ready-to-close signal. switch, Auxiliary switches 2NO+2NC, without Closing coil (CC), manual operating mechanism with mechanical closing, without Remote trip alarm reset coil (RR), without 2nd shunt trip, without 1st Shunt trip | 240870 | 1 | Z\ | 1
3WA1232-5LG03-0AA0 |  | Fixed-mounted circuit breaker IEC 60947-2, frame size 2, 3-poles, In=3200A up to 690V AC 50/60Hz, breaking capacity H Icu=100/85kA at 500/690V, Trip unit ETU600 LSIG Hi-Z upgrade ready , colordisplay, bluetooth and USB interface, Protection LT, ST, INST, GFx, with GF highimpedance-input N-protection required an external N-sensor, incl. trip alarm switch (1xCO), front connection double hole, with internal voltage tap on upper stab of circuit breaker, with voltage tap module VTM680 and power supply of ETU600, able to communication, integrated metering type PMF-1 Energy Efficiency, Voltage, Active energy Ea Manual operating mechanism with mechanical closing, without Spring charging motor, Ready-to-close signal. switch, Auxiliary switches 2NO+2NC, without Closing coil (CC), manual operating mechanism with mechanical closing, without Remote trip alarm reset coil (RR), without 2nd shunt trip, without 1st Shunt trip | 253870 | 1 | Z\ | 1
3WA1232-5LG11-0AA0 |  | Fixed-mounted circuit breaker IEC 60947-2, frame size 2, 4-poles, N-pole left, In=3200A up to 690V AC 50/60Hz, breaking capacity H Icu=100/85kA at 500/690V, Trip unit ETU600 LSIG Hi-Z upgrade ready , colordisplay, bluetooth and USB interface, Protection LT, ST, INST, GFx, with GF highimpedance-input include N-protection, (internal N-sensor available), incl. trip alarm switch (1xCO), rear connection vertical, with internal voltage tap on upper stab of circuit breaker, with voltage tap module VTM680 and power supply of ETU600, able to communication, integrated metering type PMF-1 Energy Efficiency, Voltage, Active energy Ea Manual operating mechanism with mechanical closing, without Spring charging motor, Ready-to-close signal. switch, Auxiliary switches 2NO+2NC, without Closing coil (CC), manual operating mechanism with mechanical closing, without Remote trip alarm reset coil (RR), without 2nd shunt trip, without 1st Shunt trip | 310870 | 1 | Z\ | 1
3WA1232-5LG12-0AA0 |  | Fixed-mounted circuit breaker IEC 60947-2, frame size 2, 4-poles, N-pole left, In=3200A up to 690V AC 50/60Hz, breaking capacity H Icu=100/85kA at 500/690V, Trip unit ETU600 LSIG Hi-Z upgrade ready , colordisplay, bluetooth and USB interface, Protection LT, ST, INST, GFx, with GF highimpedance-input include N-protection, (internal N-sensor available), incl. trip alarm switch (1xCO), rear connection horizontal, with internal voltage tap on upper stab of circuit breaker, with voltage tap module VTM680 and power supply of ETU600, able to communication, integrated metering type PMF-1 Energy Efficiency, Voltage, Active energy Ea Manual operating mechanism with mechanical closing, without Spring charging motor, Ready-to-close signal. switch, Auxiliary switches 2NO+2NC, without Closing coil (CC), manual operating mechanism with mechanical closing, without Remote trip alarm reset coil (RR), without 2nd shunt trip, without 1st Shunt trip | 303870 | 1 | Z\ | 1
3WA1232-5LG13-0AA0 |  | Fixed-mounted circuit breaker IEC 60947-2, frame size 2, 4-poles, N-pole left, In=3200A up to 690V AC 50/60Hz, breaking capacity H Icu=100/85kA at 500/690V, Trip unit ETU600 LSIG Hi-Z upgrade ready , colordisplay, bluetooth and USB interface, Protection LT, ST, INST, GFx, with GF highimpedance-input include N-protection, (internal N-sensor available), incl. trip alarm switch (1xCO), front connection double hole, with internal voltage tap on upper stab of circuit breaker, with voltage tap module VTM680 and power supply of ETU600, able to communication, integrated metering type PMF-1 Energy Efficiency, Voltage, Active energy Ea Manual operating mechanism with mechanical closing, without Spring charging motor, Ready-to-close signal. switch, Auxiliary switches 2NO+2NC, without Closing coil (CC), manual operating mechanism with mechanical closing, without Remote trip alarm reset coil (RR), without 2nd shunt trip, without 1st Shunt trip | 322870 | 1 | Z\ | 1
3WA1232-5LG21-0AA0 |  | fixed-mounted circuit breaker, IEC 60947-2, size 2, 4-pole, N pole on right, In=3200 A up to 690 V AC 50/60 Hz, breaking capacity H Icu=100/85 kA at 500/690 V, tripping unit ETU600 LSIG Hi-Z upgradeable, color display, Bluetooth, USB interface, basic protection LT, ST, INST, GFx, with GF high-impedance input, including protection of the N conductor (internal neutral point sensor available), trip alarm switch (1 x CO), connection at rear vertical, with internal voltage tap on upper stab of circuit breaker, with voltage tap module VTM680 and power supply of ETU600, able to communication, integrated metering type PMF-1 Energy Efficiency, Voltage, Active energy Ea Manual operating mechanism with mechanical closing, without Spring charging motor, Ready-to-close signal. switch, Auxiliary switches 2NO+2NC, without Closing coil (CC), manual operating mechanism with mechanical closing, without Remote trip alarm reset coil (RR), without 2nd shunt trip, without 1st Shunt trip | 310870 | 1 | Z\ | 1
3WA1232-5LG22-0AA0 |  | fixed-mounted circuit breaker, IEC 60947-2, size 2, 4-pole, N pole on right, In=3200 A up to 690 V AC 50/60 Hz, breaking capacity H Icu=100/85 kA at 500/690 V, tripping unit ETU600 LSIG Hi-Z upgradeable, color display, Bluetooth, USB interface, basic protection LT, ST, INST, GFx, with GF high-impedance input, including protection of the N conductor (internal neutral point sensor available), trip alarm switch (1 x CO), connection at rear horizontal with internal voltage tap on upper stab of circuit breaker, with voltage tap module VTM680 and power supply of ETU600, able to communication, integrated metering type PMF-1 Energy Efficiency, Voltage, Active energy Ea Manual operating mechanism with mechanical closing, without Spring charging motor, Ready-to-close signal. switch, Auxiliary switches 2NO+2NC, without Closing coil (CC), manual operating mechanism with mechanical closing, without Remote trip alarm reset coil (RR), without 2nd shunt trip, without 1st Shunt trip | 303870 | 1 | Z\ | 1
3WA1232-5LG23-0AA0 |  | fixed-mounted circuit breaker, IEC 60947-2, size 2, 4-pole, N pole on right, In=3200 A up to 690 V AC 50/60 Hz, breaking capacity H Icu=100/85 kA at 500/690 V, tripping unit ETU600 LSIG Hi-Z upgradeable, color display, Bluetooth, USB interface, basic protection LT, ST, INST, GFx, with GF high-impedance input, including protection of the N conductor (internal neutral point sensor available), trip alarm switch (1 x CO), front connection double hole, with internal voltage tap on upper stab of circuit breaker, with voltage tap module VTM680 and power supply of ETU600, able to communication, integrated metering type PMF-1 Energy Efficiency, Voltage, Active energy Ea Manual operating mechanism with mechanical closing, without Spring charging motor, Ready-to-close signal. switch, Auxiliary switches 2NO+2NC, without Closing coil (CC), manual operating mechanism with mechanical closing, without Remote trip alarm reset coil (RR), without 2nd shunt trip, without 1st Shunt trip | 322870 | 1 | Z\ | 1
3WA1232-5LG31-0AA0 |  | Withdrawable circuit breaker with guide frame, IEC 60947-2, frame size 2, 3-poles, In=3200A up to 690V AC 50/60Hz, breaking capacity H Icu=100/85kA at 500/690V, Trip unit ETU600 LSIG Hi-Z upgrade ready , colordisplay, bluetooth and USB interface, Protection LT, ST, INST, GFx, with GF highimpedance-input N-protection required an external N-sensor, incl. trip alarm switch (1xCO), rear connection vertical, guide frame with shutter and w/o position signalling switch, with internal voltage tap on upper stab of circuit breaker, with voltage tap module VTM680 and power supply of ETU600, able to communication, integrated metering type PMF-1 Energy Efficiency, Voltage, Active energy Ea Manual operating mechanism with mechanical closing, without Spring charging motor, Ready-to-close signal. switch, Auxiliary switches 2NO+2NC, without Closing coil (CC), manual operating mechanism with mechanical closing, without Remote trip alarm reset coil (RR), without 2nd shunt trip, without 1st Shunt trip | 289870 | 1 | Z\ | 1
3WA1232-5LG32-0AA0 |  | Withdrawable circuit breaker with guide frame, IEC 60947-2, frame size 2, 3-poles, In=3200A up to 690V AC 50/60Hz, breaking capacity H Icu=100/85kA at 500/690V, Trip unit ETU600 LSIG Hi-Z upgrade ready , colordisplay, bluetooth and USB interface, Protection LT, ST, INST, GFx, with GF highimpedance-input N-protection required an external N-sensor, incl. trip alarm switch (1xCO), rear connection horizontal, guide frame with shutter and w/o position signalling switch, with internal voltage tap on upper stab of circuit breaker, with voltage tap module VTM680 and power supply of ETU600, able to communication, integrated metering type PMF-1 Energy Efficiency, Voltage, Active energy Ea Manual operating mechanism with mechanical closing, without Spring charging motor, Ready-to-close signal. switch, Auxiliary switches 2NO+2NC, without Closing coil (CC), manual operating mechanism with mechanical closing, without Remote trip alarm reset coil (RR), without 2nd shunt trip, without 1st Shunt trip | 284870 | 1 | Z\ | 1
3WA1232-5LG33-0AA0 |  | Withdrawable circuit breaker with guide frame, IEC 60947-2, frame size 2, 3-poles, In=3200A up to 690V AC 50/60Hz, breaking capacity H Icu=100/85kA at 500/690V, Trip unit ETU600 LSIG Hi-Z upgrade ready , colordisplay, bluetooth and USB interface, Protection LT, ST, INST, GFx, with GF highimpedance-input N-protection required an external N-sensor, incl. trip alarm switch (1xCO), front connection double hole, guide frame with shutter and w/o position signalling switch, with internal voltage tap on upper stab of circuit breaker, with voltage tap module VTM680 and power supply of ETU600, able to communication, integrated metering type PMF-1 Energy Efficiency, Voltage, Active energy Ea Manual operating mechanism with mechanical closing, without Spring charging motor, Ready-to-close signal. switch, Auxiliary switches 2NO+2NC, without Closing coil (CC), manual operating mechanism with mechanical closing, without Remote trip alarm reset coil (RR), without 2nd shunt trip, without 1st Shunt trip | 298870 | 1 | Z\ | 1
3WA1232-5LG34-0AA0 |  | Withdrawable circuit breaker with guide frame, IEC 60947-2, frame size 2, 3-poles, In=3200A up to 690V AC 50/60Hz, breaking capacity H Icu=100/85kA at 500/690V, Trip unit ETU600 LSIG Hi-Z upgrade ready , colordisplay, bluetooth and USB interface, Protection LT, ST, INST, GFx, with GF highimpedance-input N-protection required an external N-sensor, incl. trip alarm switch (1xCO), rear connection flange, guide frame with shutter and w/o position signalling switch, with internal voltage tap on upper stab of circuit breaker, with voltage tap module VTM680 and power supply of ETU600, able to communication, integrated metering type PMF-1 Energy Efficiency, Voltage, Active energy Ea Manual operating mechanism with mechanical closing, without Spring charging motor, Ready-to-close signal. switch, Auxiliary switches 2NO+2NC, without Closing coil (CC), manual operating mechanism with mechanical closing, without Remote trip alarm reset coil (RR), without 2nd shunt trip, without 1st Shunt trip | 284870 | 1 | Z\ | 1
3WA1232-5LG41-0AA0 |  | Withdrawable circuit breaker with guide frame, IEC 60947-2, frame size 2, 4-poles, N-pole left, In=3200A up to 690V AC 50/60Hz, breaking capacity H Icu=100/85kA at 500/690V, Trip unit ETU600 LSIG Hi-Z upgrade ready , colordisplay, bluetooth and USB interface, Protection LT, ST, INST, GFx, with GF highimpedance-input include N-protection, (internal N-sensor available), incl. trip alarm switch (1xCO), rear connection vertical, guide frame with shutter and w/o position signalling switch, with internal voltage tap on upper stab of circuit breaker, with voltage tap module VTM680 and power supply of ETU600, able to communication, integrated metering type PMF-1 Energy Efficiency, Voltage, Active energy Ea Manual operating mechanism with mechanical closing, without Spring charging motor, Ready-to-close signal. switch, Auxiliary switches 2NO+2NC, without Closing coil (CC), manual operating mechanism with mechanical closing, without Remote trip alarm reset coil (RR), without 2nd shunt trip, without 1st Shunt trip | 369870 | 1 | Z\ | 1
3WA1232-5LG42-0AA0 |  | Withdrawable circuit breaker with guide frame, IEC 60947-2, frame size 2, 4-poles, N-pole left, In=3200A up to 690V AC 50/60Hz, breaking capacity H Icu=100/85kA at 500/690V, Trip unit ETU600 LSIG Hi-Z upgrade ready , colordisplay, bluetooth and USB interface, Protection LT, ST, INST, GFx, with GF highimpedance-input include N-protection, (internal N-sensor available), incl. trip alarm switch (1xCO), rear connection horizontal, guide frame with shutter and w/o position signalling switch, with internal voltage tap on upper stab of circuit breaker, with voltage tap module VTM680 and power supply of ETU600, able to communication, integrated metering type PMF-1 Energy Efficiency, Voltage, Active energy Ea Manual operating mechanism with mechanical closing, without Spring charging motor, Ready-to-close signal. switch, Auxiliary switches 2NO+2NC, without Closing coil (CC), manual operating mechanism with mechanical closing, without Remote trip alarm reset coil (RR), without 2nd shunt trip, without 1st Shunt trip | 362870 | 1 | Z\ | 1
3WA1232-5LG43-0AA0 |  | Withdrawable circuit breaker with guide frame, IEC 60947-2, frame size 2, 4-poles, N-pole left, In=3200A up to 690V AC 50/60Hz, breaking capacity H Icu=100/85kA at 500/690V, Trip unit ETU600 LSIG Hi-Z upgrade ready , colordisplay, bluetooth and USB interface, Protection LT, ST, INST, GFx, with GF highimpedance-input include N-protection, (internal N-sensor available), incl. trip alarm switch (1xCO), front connection double hole, guide frame with shutter and w/o position signalling switch, with internal voltage tap on upper stab of circuit breaker, with voltage tap module VTM680 and power supply of ETU600, able to communication, integrated metering type PMF-1 Energy Efficiency, Voltage, Active energy Ea Manual operating mechanism with mechanical closing, without Spring charging motor, Ready-to-close signal. switch, Auxiliary switches 2NO+2NC, without Closing coil (CC), manual operating mechanism with mechanical closing, without Remote trip alarm reset coil (RR), without 2nd shunt trip, without 1st Shunt trip | 381870 | 1 | Z\ | 1
3WA1232-5LG44-0AA0 |  | Withdrawable circuit breaker with guide frame, IEC 60947-2, frame size 2, 4-poles, N-pole left, In=3200A up to 690V AC 50/60Hz, breaking capacity H Icu=100/85kA at 500/690V, Trip unit ETU600 LSIG Hi-Z upgrade ready , colordisplay, bluetooth and USB interface, Protection LT, ST, INST, GFx, with GF highimpedance-input include N-protection, (internal N-sensor available), incl. trip alarm switch (1xCO), rear connection flange, guide frame with shutter and w/o position signalling switch, with internal voltage tap on upper stab of circuit breaker, with voltage tap module VTM680 and power supply of ETU600, able to communication, integrated metering type PMF-1 Energy Efficiency, Voltage, Active energy Ea Manual operating mechanism with mechanical closing, without Spring charging motor, Ready-to-close signal. switch, Auxiliary switches 2NO+2NC, without Closing coil (CC), manual operating mechanism with mechanical closing, without Remote trip alarm reset coil (RR), without 2nd shunt trip, without 1st Shunt trip | 362870 | 1 | Z\ | 1
3WA1232-5ME01-0AA0 |  | Fixed-mounted circuit breaker IEC 60947-2, frame size 2, 3-poles, In=3200A up to 690V AC 50/60Hz, breaking capacity H Icu=100/85kA at 500/690V, Trip unit ETU600 LSI upgrade ready , colordisplay, bluetooth and USB interface, Protection LT, ST, INST, N-protection required an external N-sensor, incl. trip alarm switch (1xCO), rear connection vertical, with internal voltage tap on upper stab of circuit breaker, with voltage tap module VTM680 and power supply of ETU600, able to communication, integrated metering type PMF-2 Basic Power Monitoring, Voltage, Energy, Power, Power factor, Frequency, Unbalance, Temperature, Manual operating mechanism with mechanical closing, without Spring charging motor, Ready-to-close signal. switch, Auxiliary switches 2NO+2NC, without Closing coil (CC), manual operating mechanism with mechanical closing, without Remote trip alarm reset coil (RR), without 2nd shunt trip, without 1st Shunt trip | 222700 | 1 | Z\ | 1
3WA1232-5ME02-0AA0 |  | Fixed-mounted circuit breaker IEC 60947-2, frame size 2, 3-poles, In=3200A up to 690V AC 50/60Hz, breaking capacity H Icu=100/85kA at 500/690V, Trip unit ETU600 LSI upgrade ready , colordisplay, bluetooth and USB interface, Protection LT, ST, INST, N-protection required an external N-sensor, incl. trip alarm switch (1xCO), rear connection horizontal, with internal voltage tap on upper stab of circuit breaker, with voltage tap module VTM680 and power supply of ETU600, able to communication, integrated metering type PMF-2 Basic Power Monitoring, Voltage, Energy, Power, Power factor, Frequency, Unbalance, Temperature, Manual operating mechanism with mechanical closing, without Spring charging motor, Ready-to-close signal. switch, Auxiliary switches 2NO+2NC, without Closing coil (CC), manual operating mechanism with mechanical closing, without Remote trip alarm reset coil (RR), without 2nd shunt trip, without 1st Shunt trip | 217700 | 1 | Z\ | 1
3WA1232-5ME03-0AA0 |  | Fixed-mounted circuit breaker IEC 60947-2, frame size 2, 3-poles, In=3200A up to 690V AC 50/60Hz, breaking capacity H Icu=100/85kA at 500/690V, Trip unit ETU600 LSI upgrade ready , colordisplay, bluetooth and USB interface, Protection LT, ST, INST, N-protection required an external N-sensor, incl. trip alarm switch (1xCO), front connection double hole, with internal voltage tap on upper stab of circuit breaker, with voltage tap module VTM680 and power supply of ETU600, able to communication, integrated metering type PMF-2 Basic Power Monitoring, Voltage, Energy, Power, Power factor, Frequency, Unbalance, Temperature, Manual operating mechanism with mechanical closing, without Spring charging motor, Ready-to-close signal. switch, Auxiliary switches 2NO+2NC, without Closing coil (CC), manual operating mechanism with mechanical closing, without Remote trip alarm reset coil (RR), without 2nd shunt trip, without 1st Shunt trip | 230700 | 1 | Z\ | 1
3WA1232-5ME11-0AA0 |  | Fixed-mounted circuit breaker IEC 60947-2, frame size 2, 4-poles, N-pole left, In=3200A up to 690V AC 50/60Hz, breaking capacity H Icu=100/85kA at 500/690V, Trip unit ETU600 LSI upgrade ready , colordisplay, bluetooth and USB interface, Protection LT, ST, INST, include N-protection, (internal N-sensor available), incl. trip alarm switch (1xCO), rear connection vertical, with internal voltage tap on upper stab of circuit breaker, with voltage tap module VTM680 and power supply of ETU600, able to communication, integrated metering type PMF-2 Basic Power Monitoring, Voltage, Energy, Power, Power factor, Frequency, Unbalance, Temperature, Manual operating mechanism with mechanical closing, without Spring charging motor, Ready-to-close signal. switch, Auxiliary switches 2NO+2NC, without Closing coil (CC), manual operating mechanism with mechanical closing, without Remote trip alarm reset coil (RR), without 2nd shunt trip, without 1st Shunt trip | 287700 | 1 | Z\ | 1
3WA1232-5ME12-0AA0 |  | Fixed-mounted circuit breaker IEC 60947-2, frame size 2, 4-poles, N-pole left, In=3200A up to 690V AC 50/60Hz, breaking capacity H Icu=100/85kA at 500/690V, Trip unit ETU600 LSI upgrade ready , colordisplay, bluetooth and USB interface, Protection LT, ST, INST, include N-protection, (internal N-sensor available), incl. trip alarm switch (1xCO), rear connection horizontal, with internal voltage tap on upper stab of circuit breaker, with voltage tap module VTM680 and power supply of ETU600, able to communication, integrated metering type PMF-2 Basic Power Monitoring, Voltage, Energy, Power, Power factor, Frequency, Unbalance, Temperature, Manual operating mechanism with mechanical closing, without Spring charging motor, Ready-to-close signal. switch, Auxiliary switches 2NO+2NC, without Closing coil (CC), manual operating mechanism with mechanical closing, without Remote trip alarm reset coil (RR), without 2nd shunt trip, without 1st Shunt trip | 281700 | 1 | Z\ | 1
3WA1232-5ME13-0AA0 |  | Fixed-mounted circuit breaker IEC 60947-2, frame size 2, 4-poles, N-pole left, In=3200A up to 690V AC 50/60Hz, breaking capacity H Icu=100/85kA at 500/690V, Trip unit ETU600 LSI upgrade ready , colordisplay, bluetooth and USB interface, Protection LT, ST, INST, include N-protection, (internal N-sensor available), incl. trip alarm switch (1xCO), front connection double hole, with internal voltage tap on upper stab of circuit breaker, with voltage tap module VTM680 and power supply of ETU600, able to communication, integrated metering type PMF-2 Basic Power Monitoring, Voltage, Energy, Power, Power factor, Frequency, Unbalance, Temperature, Manual operating mechanism with mechanical closing, without Spring charging motor, Ready-to-close signal. switch, Auxiliary switches 2NO+2NC, without Closing coil (CC), manual operating mechanism with mechanical closing, without Remote trip alarm reset coil (RR), without 2nd shunt trip, without 1st Shunt trip | 299700 | 1 | Z\ | 1
3WA1232-5ME21-0AA0 |  | fixed-mounted circuit breaker, IEC 60947-2, size 2, 4-pole, N pole on right, In=3200 A up to 690 V AC 50/60 Hz, breaking capacity H Icu=100/85 kA at 500/690 V, tripping unit ETU600 LSI upgradeable, color display, Bluetooth, USB interface, basic protection LT, ST, INST, including protection of the N conductor (internal neutral point sensor available), trip alarm switch (1 x CO), connection at rear vertical, with internal voltage tap on upper stab of circuit breaker, with voltage tap module VTM680 and power supply of ETU600, able to communication, integrated metering type PMF-2 Basic Power Monitoring, Voltage, Energy, Power, Power factor, Frequency, Unbalance, Temperature, Manual operating mechanism with mechanical closing, without Spring charging motor, Ready-to-close signal. switch, Auxiliary switches 2NO+2NC, without Closing coil (CC), manual operating mechanism with mechanical closing, without Remote trip alarm reset coil (RR), without 2nd shunt trip, without 1st Shunt trip | 287700 | 1 | Z\ | 1
3WA1232-5ME22-0AA0 |  | fixed-mounted circuit breaker, IEC 60947-2, size 2, 4-pole, N pole on right, In=3200 A up to 690 V AC 50/60 Hz, breaking capacity H Icu=100/85 kA at 500/690 V, tripping unit ETU600 LSI upgradeable, color display, Bluetooth, USB interface, basic protection LT, ST, INST, including protection of the N conductor (internal neutral point sensor available), trip alarm switch (1 x CO), connection at rear horizontal with internal voltage tap on upper stab of circuit breaker, with voltage tap module VTM680 and power supply of ETU600, able to communication, integrated metering type PMF-2 Basic Power Monitoring, Voltage, Energy, Power, Power factor, Frequency, Unbalance, Temperature, Manual operating mechanism with mechanical closing, without Spring charging motor, Ready-to-close signal. switch, Auxiliary switches 2NO+2NC, without Closing coil (CC), manual operating mechanism with mechanical closing, without Remote trip alarm reset coil (RR), without 2nd shunt trip, without 1st Shunt trip | 281700 | 1 | Z\ | 1
3WA1232-5ME23-0AA0 |  | fixed-mounted circuit breaker, IEC 60947-2, size 2, 4-pole, N pole on right, In=3200 A up to 690 V AC 50/60 Hz, breaking capacity H Icu=100/85 kA at 500/690 V, tripping unit ETU600 LSI upgradeable, color display, Bluetooth, USB interface, basic protection LT, ST, INST, including protection of the N conductor (internal neutral point sensor available), trip alarm switch (1 x CO), front connection double hole, with internal voltage tap on upper stab of circuit breaker, with voltage tap module VTM680 and power supply of ETU600, able to communication, integrated metering type PMF-2 Basic Power Monitoring, Voltage, Energy, Power, Power factor, Frequency, Unbalance, Temperature, Manual operating mechanism with mechanical closing, without Spring charging motor, Ready-to-close signal. switch, Auxiliary switches 2NO+2NC, without Closing coil (CC), manual operating mechanism with mechanical closing, without Remote trip alarm reset coil (RR), without 2nd shunt trip, without 1st Shunt trip | 299700 | 1 | Z\ | 1
3WA1232-5ME31-0AA0 |  | Withdrawable circuit breaker with guide frame, IEC 60947-2, frame size 2, 3-poles, In=3200A up to 690V AC 50/60Hz, breaking capacity H Icu=100/85kA at 500/690V, Trip unit ETU600 LSI upgrade ready , colordisplay, bluetooth and USB interface, Protection LT, ST, INST, N-protection required an external N-sensor, incl. trip alarm switch (1xCO), rear connection vertical, guide frame with shutter and w/o position signalling switch, with internal voltage tap on upper stab of circuit breaker, with voltage tap module VTM680 and power supply of ETU600, able to communication, integrated metering type PMF-2 Basic Power Monitoring, Voltage, Energy, Power, Power factor, Frequency, Unbalance, Temperature, Manual operating mechanism with mechanical closing, without Spring charging motor, Ready-to-close signal. switch, Auxiliary switches 2NO+2NC, without Closing coil (CC), manual operating mechanism with mechanical closing, without Remote trip alarm reset coil (RR), without 2nd shunt trip, without 1st Shunt trip | 266700 | 1 | Z\ | 1
3WA1232-5ME32-0AA0 |  | Withdrawable circuit breaker with guide frame, IEC 60947-2, frame size 2, 3-poles, In=3200A up to 690V AC 50/60Hz, breaking capacity H Icu=100/85kA at 500/690V, Trip unit ETU600 LSI upgrade ready , colordisplay, bluetooth and USB interface, Protection LT, ST, INST, N-protection required an external N-sensor, incl. trip alarm switch (1xCO), rear connection horizontal, guide frame with shutter and w/o position signalling switch, with internal voltage tap on upper stab of circuit breaker, with voltage tap module VTM680 and power supply of ETU600, able to communication, integrated metering type PMF-2 Basic Power Monitoring, Voltage, Energy, Power, Power factor, Frequency, Unbalance, Temperature, Manual operating mechanism with mechanical closing, without Spring charging motor, Ready-to-close signal. switch, Auxiliary switches 2NO+2NC, without Closing coil (CC), manual operating mechanism with mechanical closing, without Remote trip alarm reset coil (RR), without 2nd shunt trip, without 1st Shunt trip | 261700 | 1 | Z\ | 1
3WA1232-5ME33-0AA0 |  | Withdrawable circuit breaker with guide frame, IEC 60947-2, frame size 2, 3-poles, In=3200A up to 690V AC 50/60Hz, breaking capacity H Icu=100/85kA at 500/690V, Trip unit ETU600 LSI upgrade ready , colordisplay, bluetooth and USB interface, Protection LT, ST, INST, N-protection required an external N-sensor, incl. trip alarm switch (1xCO), front connection double hole, guide frame with shutter and w/o position signalling switch, with internal voltage tap on upper stab of circuit breaker, with voltage tap module VTM680 and power supply of ETU600, able to communication, integrated metering type PMF-2 Basic Power Monitoring, Voltage, Energy, Power, Power factor, Frequency, Unbalance, Temperature, Manual operating mechanism with mechanical closing, without Spring charging motor, Ready-to-close signal. switch, Auxiliary switches 2NO+2NC, without Closing coil (CC), manual operating mechanism with mechanical closing, without Remote trip alarm reset coil (RR), without 2nd shunt trip, without 1st Shunt trip | 275700 | 1 | Z\ | 1
3WA1232-5ME34-0AA0 |  | Withdrawable circuit breaker with guide frame, IEC 60947-2, frame size 2, 3-poles, In=3200A up to 690V AC 50/60Hz, breaking capacity H Icu=100/85kA at 500/690V, Trip unit ETU600 LSI upgrade ready , colordisplay, bluetooth and USB interface, Protection LT, ST, INST, N-protection required an external N-sensor, incl. trip alarm switch (1xCO), rear connection flange, guide frame with shutter and w/o position signalling switch, with internal voltage tap on upper stab of circuit breaker, with voltage tap module VTM680 and power supply of ETU600, able to communication, integrated metering type PMF-2 Basic Power Monitoring, Voltage, Energy, Power, Power factor, Frequency, Unbalance, Temperature, Manual operating mechanism with mechanical closing, without Spring charging motor, Ready-to-close signal. switch, Auxiliary switches 2NO+2NC, without Closing coil (CC), manual operating mechanism with mechanical closing, without Remote trip alarm reset coil (RR), without 2nd shunt trip, without 1st Shunt trip | 261700 | 1 | Z\ | 1
3WA1232-5ME41-0AA0 |  | Withdrawable circuit breaker with guide frame, IEC 60947-2, frame size 2, 4-poles, N-pole left, In=3200A up to 690V AC 50/60Hz, breaking capacity H Icu=100/85kA at 500/690V, Trip unit ETU600 LSI upgrade ready , colordisplay, bluetooth and USB interface, Protection LT, ST, INST, include N-protection, (internal N-sensor available), incl. trip alarm switch (1xCO), rear connection vertical, guide frame with shutter and w/o position signalling switch, with internal voltage tap on upper stab of circuit breaker, with voltage tap module VTM680 and power supply of ETU600, able to communication, integrated metering type PMF-2 Basic Power Monitoring, Voltage, Energy, Power, Power factor, Frequency, Unbalance, Temperature, Manual operating mechanism with mechanical closing, without Spring charging motor, Ready-to-close signal. switch, Auxiliary switches 2NO+2NC, without Closing coil (CC), manual operating mechanism with mechanical closing, without Remote trip alarm reset coil (RR), without 2nd shunt trip, without 1st Shunt trip | 346700 | 1 | Z\ | 1
3WA1232-5ME42-0AA0 |  | Withdrawable circuit breaker with guide frame, IEC 60947-2, frame size 2, 4-poles, N-pole left, In=3200A up to 690V AC 50/60Hz, breaking capacity H Icu=100/85kA at 500/690V, Trip unit ETU600 LSI upgrade ready , colordisplay, bluetooth and USB interface, Protection LT, ST, INST, include N-protection, (internal N-sensor available), incl. trip alarm switch (1xCO), rear connection horizontal, guide frame with shutter and w/o position signalling switch, with internal voltage tap on upper stab of circuit breaker, with voltage tap module VTM680 and power supply of ETU600, able to communication, integrated metering type PMF-2 Basic Power Monitoring, Voltage, Energy, Power, Power factor, Frequency, Unbalance, Temperature, Manual operating mechanism with mechanical closing, without Spring charging motor, Ready-to-close signal. switch, Auxiliary switches 2NO+2NC, without Closing coil (CC), manual operating mechanism with mechanical closing, without Remote trip alarm reset coil (RR), without 2nd shunt trip, without 1st Shunt trip | 340700 | 1 | Z\ | 1
3WA1232-5ME43-0AA0 |  | Withdrawable circuit breaker with guide frame, IEC 60947-2, frame size 2, 4-poles, N-pole left, In=3200A up to 690V AC 50/60Hz, breaking capacity H Icu=100/85kA at 500/690V, Trip unit ETU600 LSI upgrade ready , colordisplay, bluetooth and USB interface, Protection LT, ST, INST, include N-protection, (internal N-sensor available), incl. trip alarm switch (1xCO), front connection double hole, guide frame with shutter and w/o position signalling switch, with internal voltage tap on upper stab of circuit breaker, with voltage tap module VTM680 and power supply of ETU600, able to communication, integrated metering type PMF-2 Basic Power Monitoring, Voltage, Energy, Power, Power factor, Frequency, Unbalance, Temperature, Manual operating mechanism with mechanical closing, without Spring charging motor, Ready-to-close signal. switch, Auxiliary switches 2NO+2NC, without Closing coil (CC), manual operating mechanism with mechanical closing, without Remote trip alarm reset coil (RR), without 2nd shunt trip, without 1st Shunt trip | 358700 | 1 | Z\ | 1
3WA1232-5ME44-0AA0 |  | Withdrawable circuit breaker with guide frame, IEC 60947-2, frame size 2, 4-poles, N-pole left, In=3200A up to 690V AC 50/60Hz, breaking capacity H Icu=100/85kA at 500/690V, Trip unit ETU600 LSI upgrade ready , colordisplay, bluetooth and USB interface, Protection LT, ST, INST, include N-protection, (internal N-sensor available), incl. trip alarm switch (1xCO), rear connection flange, guide frame with shutter and w/o position signalling switch, with internal voltage tap on upper stab of circuit breaker, with voltage tap module VTM680 and power supply of ETU600, able to communication, integrated metering type PMF-2 Basic Power Monitoring, Voltage, Energy, Power, Power factor, Frequency, Unbalance, Temperature, Manual operating mechanism with mechanical closing, without Spring charging motor, Ready-to-close signal. switch, Auxiliary switches 2NO+2NC, without Closing coil (CC), manual operating mechanism with mechanical closing, without Remote trip alarm reset coil (RR), without 2nd shunt trip, without 1st Shunt trip | 340700 | 1 | Z\ | 1
3WA1232-5MF01-0AA0 |  | Fixed-mounted circuit breaker IEC 60947-2, frame size 2, 3-poles, In=3200A up to 690V AC 50/60Hz, breaking capacity H Icu=100/85kA at 500/690V, Trip unit ETU600 LSIG upgrade ready , colordisplay, bluetooth and USB interface, Protection LT, ST, INST, GFx, N-protection required an external N-sensor, incl. trip alarm switch (1xCO), rear connection vertical, with internal voltage tap on upper stab of circuit breaker, with voltage tap module VTM680 and power supply of ETU600, able to communication, integrated metering type PMF-2 Basic Power Monitoring, Voltage, Energy, Power, Power factor, Frequency, Unbalance, Temperature, Manual operating mechanism with mechanical closing, without Spring charging motor, Ready-to-close signal. switch, Auxiliary switches 2NO+2NC, without Closing coil (CC), manual operating mechanism with mechanical closing, without Remote trip alarm reset coil (RR), without 2nd shunt trip, without 1st Shunt trip | 232700 | 1 | Z\ | 1
3WA1232-5MF02-0AA0 |  | Fixed-mounted circuit breaker IEC 60947-2, frame size 2, 3-poles, In=3200A up to 690V AC 50/60Hz, breaking capacity H Icu=100/85kA at 500/690V, Trip unit ETU600 LSIG upgrade ready , colordisplay, bluetooth and USB interface, Protection LT, ST, INST, GFx, N-protection required an external N-sensor, incl. trip alarm switch (1xCO), rear connection horizontal, with internal voltage tap on upper stab of circuit breaker, with voltage tap module VTM680 and power supply of ETU600, able to communication, integrated metering type PMF-2 Basic Power Monitoring, Voltage, Energy, Power, Power factor, Frequency, Unbalance, Temperature, Manual operating mechanism with mechanical closing, without Spring charging motor, Ready-to-close signal. switch, Auxiliary switches 2NO+2NC, without Closing coil (CC), manual operating mechanism with mechanical closing, without Remote trip alarm reset coil (RR), without 2nd shunt trip, without 1st Shunt trip | 227700 | 1 | Z\ | 1
3WA1232-5MF03-0AA0 |  | Fixed-mounted circuit breaker IEC 60947-2, frame size 2, 3-poles, In=3200A up to 690V AC 50/60Hz, breaking capacity H Icu=100/85kA at 500/690V, Trip unit ETU600 LSIG upgrade ready , colordisplay, bluetooth and USB interface, Protection LT, ST, INST, GFx, N-protection required an external N-sensor, incl. trip alarm switch (1xCO), front connection double hole, with internal voltage tap on upper stab of circuit breaker, with voltage tap module VTM680 and power supply of ETU600, able to communication, integrated metering type PMF-2 Basic Power Monitoring, Voltage, Energy, Power, Power factor, Frequency, Unbalance, Temperature, Manual operating mechanism with mechanical closing, without Spring charging motor, Ready-to-close signal. switch, Auxiliary switches 2NO+2NC, without Closing coil (CC), manual operating mechanism with mechanical closing, without Remote trip alarm reset coil (RR), without 2nd shunt trip, without 1st Shunt trip | 241700 | 1 | Z\ | 1
3WA1232-5MF11-0AA0 |  | Fixed-mounted circuit breaker IEC 60947-2, frame size 2, 4-poles, N-pole left, In=3200A up to 690V AC 50/60Hz, breaking capacity H Icu=100/85kA at 500/690V, Trip unit ETU600 LSIG upgrade ready , colordisplay, bluetooth and USB interface, Protection LT, ST, INST, GFx, include N-protection, (internal N-sensor available), incl. trip alarm switch (1xCO), rear connection vertical, with internal voltage tap on upper stab of circuit breaker, with voltage tap module VTM680 and power supply of ETU600, able to communication, integrated metering type PMF-2 Basic Power Monitoring, Voltage, Energy, Power, Power factor, Frequency, Unbalance, Temperature, Manual operating mechanism with mechanical closing, without Spring charging motor, Ready-to-close signal. switch, Auxiliary switches 2NO+2NC, without Closing coil (CC), manual operating mechanism with mechanical closing, without Remote trip alarm reset coil (RR), without 2nd shunt trip, without 1st Shunt trip | 298700 | 1 | Z\ | 1
3WA1232-5MF12-0AA0 |  | Fixed-mounted circuit breaker IEC 60947-2, frame size 2, 4-poles, N-pole left, In=3200A up to 690V AC 50/60Hz, breaking capacity H Icu=100/85kA at 500/690V, Trip unit ETU600 LSIG upgrade ready , colordisplay, bluetooth and USB interface, Protection LT, ST, INST, GFx, include N-protection, (internal N-sensor available), incl. trip alarm switch (1xCO), rear connection horizontal, with internal voltage tap on upper stab of circuit breaker, with voltage tap module VTM680 and power supply of ETU600, able to communication, integrated metering type PMF-2 Basic Power Monitoring, Voltage, Energy, Power, Power factor, Frequency, Unbalance, Temperature, Manual operating mechanism with mechanical closing, without Spring charging motor, Ready-to-close signal. switch, Auxiliary switches 2NO+2NC, without Closing coil (CC), manual operating mechanism with mechanical closing, without Remote trip alarm reset coil (RR), without 2nd shunt trip, without 1st Shunt trip | 291700 | 1 | Z\ | 1
3WA1232-5MF13-0AA0 |  | Fixed-mounted circuit breaker IEC 60947-2, frame size 2, 4-poles, N-pole left, In=3200A up to 690V AC 50/60Hz, breaking capacity H Icu=100/85kA at 500/690V, Trip unit ETU600 LSIG upgrade ready , colordisplay, bluetooth and USB interface, Protection LT, ST, INST, GFx, include N-protection, (internal N-sensor available), incl. trip alarm switch (1xCO), front connection double hole, with internal voltage tap on upper stab of circuit breaker, with voltage tap module VTM680 and power supply of ETU600, able to communication, integrated metering type PMF-2 Basic Power Monitoring, Voltage, Energy, Power, Power factor, Frequency, Unbalance, Temperature, Manual operating mechanism with mechanical closing, without Spring charging motor, Ready-to-close signal. switch, Auxiliary switches 2NO+2NC, without Closing coil (CC), manual operating mechanism with mechanical closing, without Remote trip alarm reset coil (RR), without 2nd shunt trip, without 1st Shunt trip | 309700 | 1 | Z\ | 1
3WA1232-5MF21-0AA0 |  | fixed-mounted circuit breaker, IEC 60947-2, size 2, 4-pole, N pole on right, In=3200 A up to 690 V AC 50/60 Hz, breaking capacity H Icu=100/85 kA at 500/690 V, tripping unit ETU600 LSIG upgradeable, color display, Bluetooth, USB interface, basic protection LT, ST, INST, GFx, including protection of the N conductor (internal neutral point sensor available), trip alarm switch (1 x CO), connection at rear vertical, with internal voltage tap on upper stab of circuit breaker, with voltage tap module VTM680 and power supply of ETU600, able to communication, integrated metering type PMF-2 Basic Power Monitoring, Voltage, Energy, Power, Power factor, Frequency, Unbalance, Temperature, Manual operating mechanism with mechanical closing, without Spring charging motor, Ready-to-close signal. switch, Auxiliary switches 2NO+2NC, without Closing coil (CC), manual operating mechanism with mechanical closing, without Remote trip alarm reset coil (RR), without 2nd shunt trip, without 1st Shunt trip | 298700 | 1 | Z\ | 1
3WA1232-5MF22-0AA0 |  | fixed-mounted circuit breaker, IEC 60947-2, size 2, 4-pole, N pole on right, In=3200 A up to 690 V AC 50/60 Hz, breaking capacity H Icu=100/85 kA at 500/690 V, tripping unit ETU600 LSIG upgradeable, color display, Bluetooth, USB interface, basic protection LT, ST, INST, GFx, including protection of the N conductor (internal neutral point sensor available), trip alarm switch (1 x CO), connection at rear horizontal with internal voltage tap on upper stab of circuit breaker, with voltage tap module VTM680 and power supply of ETU600, able to communication, integrated metering type PMF-2 Basic Power Monitoring, Voltage, Energy, Power, Power factor, Frequency, Unbalance, Temperature, Manual operating mechanism with mechanical closing, without Spring charging motor, Ready-to-close signal. switch, Auxiliary switches 2NO+2NC, without Closing coil (CC), manual operating mechanism with mechanical closing, without Remote trip alarm reset coil (RR), without 2nd shunt trip, without 1st Shunt trip | 291700 | 1 | Z\ | 1
3WA1232-5MF23-0AA0 |  | fixed-mounted circuit breaker, IEC 60947-2, size 2, 4-pole, N pole on right, In=3200 A up to 690 V AC 50/60 Hz, breaking capacity H Icu=100/85 kA at 500/690 V, tripping unit ETU600 LSIG upgradeable, color display, Bluetooth, USB interface, basic protection LT, ST, INST, GFx, including protection of the N conductor (internal neutral point sensor available), trip alarm switch (1 x CO), front connection double hole, with internal voltage tap on upper stab of circuit breaker, with voltage tap module VTM680 and power supply of ETU600, able to communication, integrated metering type PMF-2 Basic Power Monitoring, Voltage, Energy, Power, Power factor, Frequency, Unbalance, Temperature, Manual operating mechanism with mechanical closing, without Spring charging motor, Ready-to-close signal. switch, Auxiliary switches 2NO+2NC, without Closing coil (CC), manual operating mechanism with mechanical closing, without Remote trip alarm reset coil (RR), without 2nd shunt trip, without 1st Shunt trip | 309700 | 1 | Z\ | 1
3WA1232-5MF31-0AA0 |  | Withdrawable circuit breaker with guide frame, IEC 60947-2, frame size 2, 3-poles, In=3200A up to 690V AC 50/60Hz, breaking capacity H Icu=100/85kA at 500/690V, Trip unit ETU600 LSIG upgrade ready , colordisplay, bluetooth and USB interface, Protection LT, ST, INST, GFx, N-protection required an external N-sensor, incl. trip alarm switch (1xCO), rear connection vertical, guide frame with shutter and w/o position signalling switch, with internal voltage tap on upper stab of circuit breaker, with voltage tap module VTM680 and power supply of ETU600, able to communication, integrated metering type PMF-2 Basic Power Monitoring, Voltage, Energy, Power, Power factor, Frequency, Unbalance, Temperature, Manual operating mechanism with mechanical closing, without Spring charging motor, Ready-to-close signal. switch, Auxiliary switches 2NO+2NC, without Closing coil (CC), manual operating mechanism with mechanical closing, without Remote trip alarm reset coil (RR), without 2nd shunt trip, without 1st Shunt trip | 277700 | 1 | Z\ | 1
3WA1232-5MF32-0AA0 |  | Withdrawable circuit breaker with guide frame, IEC 60947-2, frame size 2, 3-poles, In=3200A up to 690V AC 50/60Hz, breaking capacity H Icu=100/85kA at 500/690V, Trip unit ETU600 LSIG upgrade ready , colordisplay, bluetooth and USB interface, Protection LT, ST, INST, GFx, N-protection required an external N-sensor, incl. trip alarm switch (1xCO), rear connection horizontal, guide frame with shutter and w/o position signalling switch, with internal voltage tap on upper stab of circuit breaker, with voltage tap module VTM680 and power supply of ETU600, able to communication, integrated metering type PMF-2 Basic Power Monitoring, Voltage, Energy, Power, Power factor, Frequency, Unbalance, Temperature, Manual operating mechanism with mechanical closing, without Spring charging motor, Ready-to-close signal. switch, Auxiliary switches 2NO+2NC, without Closing coil (CC), manual operating mechanism with mechanical closing, without Remote trip alarm reset coil (RR), without 2nd shunt trip, without 1st Shunt trip | 272700 | 1 | Z\ | 1
3WA1232-5MF33-0AA0 |  | Withdrawable circuit breaker with guide frame, IEC 60947-2, frame size 2, 3-poles, In=3200A up to 690V AC 50/60Hz, breaking capacity H Icu=100/85kA at 500/690V, Trip unit ETU600 LSIG upgrade ready , colordisplay, bluetooth and USB interface, Protection LT, ST, INST, GFx, N-protection required an external N-sensor, incl. trip alarm switch (1xCO), front connection double hole, guide frame with shutter and w/o position signalling switch, with internal voltage tap on upper stab of circuit breaker, with voltage tap module VTM680 and power supply of ETU600, able to communication, integrated metering type PMF-2 Basic Power Monitoring, Voltage, Energy, Power, Power factor, Frequency, Unbalance, Temperature, Manual operating mechanism with mechanical closing, without Spring charging motor, Ready-to-close signal. switch, Auxiliary switches 2NO+2NC, without Closing coil (CC), manual operating mechanism with mechanical closing, without Remote trip alarm reset coil (RR), without 2nd shunt trip, without 1st Shunt trip | 286700 | 1 | Z\ | 1
3WA1232-5MF34-0AA0 |  | Withdrawable circuit breaker with guide frame, IEC 60947-2, frame size 2, 3-poles, In=3200A up to 690V AC 50/60Hz, breaking capacity H Icu=100/85kA at 500/690V, Trip unit ETU600 LSIG upgrade ready , colordisplay, bluetooth and USB interface, Protection LT, ST, INST, GFx, N-protection required an external N-sensor, incl. trip alarm switch (1xCO), rear connection flange, guide frame with shutter and w/o position signalling switch, with internal voltage tap on upper stab of circuit breaker, with voltage tap module VTM680 and power supply of ETU600, able to communication, integrated metering type PMF-2 Basic Power Monitoring, Voltage, Energy, Power, Power factor, Frequency, Unbalance, Temperature, Manual operating mechanism with mechanical closing, without Spring charging motor, Ready-to-close signal. switch, Auxiliary switches 2NO+2NC, without Closing coil (CC), manual operating mechanism with mechanical closing, without Remote trip alarm reset coil (RR), without 2nd shunt trip, without 1st Shunt trip | 272700 | 1 | Z\ | 1
3WA1232-5MF41-0AA0 |  | Withdrawable circuit breaker with guide frame, IEC 60947-2, frame size 2, 4-poles, N-pole left, In=3200A up to 690V AC 50/60Hz, breaking capacity H Icu=100/85kA at 500/690V, Trip unit ETU600 LSIG upgrade ready , colordisplay, bluetooth and USB interface, Protection LT, ST, INST, GFx, include N-protection, (internal N-sensor available), incl. trip alarm switch (1xCO), rear connection vertical, guide frame with shutter and w/o position signalling switch, with internal voltage tap on upper stab of circuit breaker, with voltage tap module VTM680 and power supply of ETU600, able to communication, integrated metering type PMF-2 Basic Power Monitoring, Voltage, Energy, Power, Power factor, Frequency, Unbalance, Temperature, Manual operating mechanism with mechanical closing, without Spring charging motor, Ready-to-close signal. switch, Auxiliary switches 2NO+2NC, without Closing coil (CC), manual operating mechanism with mechanical closing, without Remote trip alarm reset coil (RR), without 2nd shunt trip, without 1st Shunt trip | 357700 | 1 | Z\ | 1
3WA1232-5MF42-0AA0 |  | Withdrawable circuit breaker with guide frame, IEC 60947-2, frame size 2, 4-poles, N-pole left, In=3200A up to 690V AC 50/60Hz, breaking capacity H Icu=100/85kA at 500/690V, Trip unit ETU600 LSIG upgrade ready , colordisplay, bluetooth and USB interface, Protection LT, ST, INST, GFx, include N-protection, (internal N-sensor available), incl. trip alarm switch (1xCO), rear connection horizontal, guide frame with shutter and w/o position signalling switch, with internal voltage tap on upper stab of circuit breaker, with voltage tap module VTM680 and power supply of ETU600, able to communication, integrated metering type PMF-2 Basic Power Monitoring, Voltage, Energy, Power, Power factor, Frequency, Unbalance, Temperature, Manual operating mechanism with mechanical closing, without Spring charging motor, Ready-to-close signal. switch, Auxiliary switches 2NO+2NC, without Closing coil (CC), manual operating mechanism with mechanical closing, without Remote trip alarm reset coil (RR), without 2nd shunt trip, without 1st Shunt trip | 350700 | 1 | Z\ | 1
3WA1232-5MF43-0AA0 |  | Withdrawable circuit breaker with guide frame, IEC 60947-2, frame size 2, 4-poles, N-pole left, In=3200A up to 690V AC 50/60Hz, breaking capacity H Icu=100/85kA at 500/690V, Trip unit ETU600 LSIG upgrade ready , colordisplay, bluetooth and USB interface, Protection LT, ST, INST, GFx, include N-protection, (internal N-sensor available), incl. trip alarm switch (1xCO), front connection double hole, guide frame with shutter and w/o position signalling switch, with internal voltage tap on upper stab of circuit breaker, with voltage tap module VTM680 and power supply of ETU600, able to communication, integrated metering type PMF-2 Basic Power Monitoring, Voltage, Energy, Power, Power factor, Frequency, Unbalance, Temperature, Manual operating mechanism with mechanical closing, without Spring charging motor, Ready-to-close signal. switch, Auxiliary switches 2NO+2NC, without Closing coil (CC), manual operating mechanism with mechanical closing, without Remote trip alarm reset coil (RR), without 2nd shunt trip, without 1st Shunt trip | 368700 | 1 | Z\ | 1
3WA1232-5MF44-0AA0 |  | Withdrawable circuit breaker with guide frame, IEC 60947-2, frame size 2, 4-poles, N-pole left, In=3200A up to 690V AC 50/60Hz, breaking capacity H Icu=100/85kA at 500/690V, Trip unit ETU600 LSIG upgrade ready , colordisplay, bluetooth and USB interface, Protection LT, ST, INST, GFx, include N-protection, (internal N-sensor available), incl. trip alarm switch (1xCO), rear connection flange, guide frame with shutter and w/o position signalling switch, with internal voltage tap on upper stab of circuit breaker, with voltage tap module VTM680 and power supply of ETU600, able to communication, integrated metering type PMF-2 Basic Power Monitoring, Voltage, Energy, Power, Power factor, Frequency, Unbalance, Temperature, Manual operating mechanism with mechanical closing, without Spring charging motor, Ready-to-close signal. switch, Auxiliary switches 2NO+2NC, without Closing coil (CC), manual operating mechanism with mechanical closing, without Remote trip alarm reset coil (RR), without 2nd shunt trip, without 1st Shunt trip | 350700 | 1 | Z\ | 1
3WA1232-5MG01-0AA0 |  | Fixed-mounted circuit breaker IEC 60947-2, frame size 2, 3-poles, In=3200A up to 690V AC 50/60Hz, breaking capacity H Icu=100/85kA at 500/690V, Trip unit ETU600 LSIG Hi-Z upgrade ready , colordisplay, bluetooth and USB interface, Protection LT, ST, INST, GFx, with GF highimpedance-input N-protection required an external N-sensor, incl. trip alarm switch (1xCO), rear connection vertical, with internal voltage tap on upper stab of circuit breaker, with voltage tap module VTM680 and power supply of ETU600, able to communication, integrated metering type PMF-2 Basic Power Monitoring, Voltage, Energy, Power, Power factor, Frequency, Unbalance, Temperature, Manual operating mechanism with mechanical closing, without Spring charging motor, Ready-to-close signal. switch, Auxiliary switches 2NO+2NC, without Closing coil (CC), manual operating mechanism with mechanical closing, without Remote trip alarm reset coil (RR), without 2nd shunt trip, without 1st Shunt trip | 254700 | 1 | Z\ | 1
3WA1232-5MG02-0AA0 |  | Fixed-mounted circuit breaker IEC 60947-2, frame size 2, 3-poles, In=3200A up to 690V AC 50/60Hz, breaking capacity H Icu=100/85kA at 500/690V, Trip unit ETU600 LSIG Hi-Z upgrade ready , colordisplay, bluetooth and USB interface, Protection LT, ST, INST, GFx, with GF highimpedance-input N-protection required an external N-sensor, incl. trip alarm switch (1xCO), rear connection horizontal, with internal voltage tap on upper stab of circuit breaker, with voltage tap module VTM680 and power supply of ETU600, able to communication, integrated metering type PMF-2 Basic Power Monitoring, Voltage, Energy, Power, Power factor, Frequency, Unbalance, Temperature, Manual operating mechanism with mechanical closing, without Spring charging motor, Ready-to-close signal. switch, Auxiliary switches 2NO+2NC, without Closing coil (CC), manual operating mechanism with mechanical closing, without Remote trip alarm reset coil (RR), without 2nd shunt trip, without 1st Shunt trip | 249700 | 1 | Z\ | 1
3WA1232-5MG03-0AA0 |  | Fixed-mounted circuit breaker IEC 60947-2, frame size 2, 3-poles, In=3200A up to 690V AC 50/60Hz, breaking capacity H Icu=100/85kA at 500/690V, Trip unit ETU600 LSIG Hi-Z upgrade ready , colordisplay, bluetooth and USB interface, Protection LT, ST, INST, GFx, with GF highimpedance-input N-protection required an external N-sensor, incl. trip alarm switch (1xCO), front connection double hole, with internal voltage tap on upper stab of circuit breaker, with voltage tap module VTM680 and power supply of ETU600, able to communication, integrated metering type PMF-2 Basic Power Monitoring, Voltage, Energy, Power, Power factor, Frequency, Unbalance, Temperature, Manual operating mechanism with mechanical closing, without Spring charging motor, Ready-to-close signal. switch, Auxiliary switches 2NO+2NC, without Closing coil (CC), manual operating mechanism with mechanical closing, without Remote trip alarm reset coil (RR), without 2nd shunt trip, without 1st Shunt trip | 262700 | 1 | Z\ | 1
3WA1232-5MG11-0AA0 |  | Fixed-mounted circuit breaker IEC 60947-2, frame size 2, 4-poles, N-pole left, In=3200A up to 690V AC 50/60Hz, breaking capacity H Icu=100/85kA at 500/690V, Trip unit ETU600 LSIG Hi-Z upgrade ready , colordisplay, bluetooth and USB interface, Protection LT, ST, INST, GFx, with GF highimpedance-input include N-protection, (internal N-sensor available), incl. trip alarm switch (1xCO), rear connection vertical, with internal voltage tap on upper stab of circuit breaker, with voltage tap module VTM680 and power supply of ETU600, able to communication, integrated metering type PMF-2 Basic Power Monitoring, Voltage, Energy, Power, Power factor, Frequency, Unbalance, Temperature, Manual operating mechanism with mechanical closing, without Spring charging motor, Ready-to-close signal. switch, Auxiliary switches 2NO+2NC, without Closing coil (CC), manual operating mechanism with mechanical closing, without Remote trip alarm reset coil (RR), without 2nd shunt trip, without 1st Shunt trip | 319700 | 1 | Z\ | 1
3WA1232-5MG12-0AA0 |  | Fixed-mounted circuit breaker IEC 60947-2, frame size 2, 4-poles, N-pole left, In=3200A up to 690V AC 50/60Hz, breaking capacity H Icu=100/85kA at 500/690V, Trip unit ETU600 LSIG Hi-Z upgrade ready , colordisplay, bluetooth and USB interface, Protection LT, ST, INST, GFx, with GF highimpedance-input include N-protection, (internal N-sensor available), incl. trip alarm switch (1xCO), rear connection horizontal, with internal voltage tap on upper stab of circuit breaker, with voltage tap module VTM680 and power supply of ETU600, able to communication, integrated metering type PMF-2 Basic Power Monitoring, Voltage, Energy, Power, Power factor, Frequency, Unbalance, Temperature, Manual operating mechanism with mechanical closing, without Spring charging motor, Ready-to-close signal. switch, Auxiliary switches 2NO+2NC, without Closing coil (CC), manual operating mechanism with mechanical closing, without Remote trip alarm reset coil (RR), without 2nd shunt trip, without 1st Shunt trip | 312700 | 1 | Z\ | 1
3WA1232-5MG13-0AA0 |  | Fixed-mounted circuit breaker IEC 60947-2, frame size 2, 4-poles, N-pole left, In=3200A up to 690V AC 50/60Hz, breaking capacity H Icu=100/85kA at 500/690V, Trip unit ETU600 LSIG Hi-Z upgrade ready , colordisplay, bluetooth and USB interface, Protection LT, ST, INST, GFx, with GF highimpedance-input include N-protection, (internal N-sensor available), incl. trip alarm switch (1xCO), front connection double hole, with internal voltage tap on upper stab of circuit breaker, with voltage tap module VTM680 and power supply of ETU600, able to communication, integrated metering type PMF-2 Basic Power Monitoring, Voltage, Energy, Power, Power factor, Frequency, Unbalance, Temperature, Manual operating mechanism with mechanical closing, without Spring charging motor, Ready-to-close signal. switch, Auxiliary switches 2NO+2NC, without Closing coil (CC), manual operating mechanism with mechanical closing, without Remote trip alarm reset coil (RR), without 2nd shunt trip, without 1st Shunt trip | 331700 | 1 | Z\ | 1
3WA1232-5MG21-0AA0 |  | fixed-mounted circuit breaker, IEC 60947-2, size 2, 4-pole, N pole on right, In=3200 A up to 690 V AC 50/60 Hz, breaking capacity H Icu=100/85 kA at 500/690 V, tripping unit ETU600 LSIG Hi-Z upgradeable, color display, Bluetooth, USB interface, basic protection LT, ST, INST, GFx, with GF high-impedance input, including protection of the N conductor (internal neutral point sensor available), trip alarm switch (1 x CO), connection at rear vertical, with internal voltage tap on upper stab of circuit breaker, with voltage tap module VTM680 and power supply of ETU600, able to communication, integrated metering type PMF-2 Basic Power Monitoring, Voltage, Energy, Power, Power factor, Frequency, Unbalance, Temperature, Manual operating mechanism with mechanical closing, without Spring charging motor, Ready-to-close signal. switch, Auxiliary switches 2NO+2NC, without Closing coil (CC), manual operating mechanism with mechanical closing, without Remote trip alarm reset coil (RR), without 2nd shunt trip, without 1st Shunt trip | 319700 | 1 | Z\ | 1
3WA1232-5MG22-0AA0 |  | fixed-mounted circuit breaker, IEC 60947-2, size 2, 4-pole, N pole on right, In=3200 A up to 690 V AC 50/60 Hz, breaking capacity H Icu=100/85 kA at 500/690 V, tripping unit ETU600 LSIG Hi-Z upgradeable, color display, Bluetooth, USB interface, basic protection LT, ST, INST, GFx, with GF high-impedance input, including protection of the N conductor (internal neutral point sensor available), trip alarm switch (1 x CO), connection at rear horizontal with internal voltage tap on upper stab of circuit breaker, with voltage tap module VTM680 and power supply of ETU600, able to communication, integrated metering type PMF-2 Basic Power Monitoring, Voltage, Energy, Power, Power factor, Frequency, Unbalance, Temperature, Manual operating mechanism with mechanical closing, without Spring charging motor, Ready-to-close signal. switch, Auxiliary switches 2NO+2NC, without Closing coil (CC), manual operating mechanism with mechanical closing, without Remote trip alarm reset coil (RR), without 2nd shunt trip, without 1st Shunt trip | 312700 | 1 | Z\ | 1
3WA1232-5MG23-0AA0 |  | fixed-mounted circuit breaker, IEC 60947-2, size 2, 4-pole, N pole on right, In=3200 A up to 690 V AC 50/60 Hz, breaking capacity H Icu=100/85 kA at 500/690 V, tripping unit ETU600 LSIG Hi-Z upgradeable, color display, Bluetooth, USB interface, basic protection LT, ST, INST, GFx, with GF high-impedance input, including protection of the N conductor (internal neutral point sensor available), trip alarm switch (1 x CO), front connection double hole, with internal voltage tap on upper stab of circuit breaker, with voltage tap module VTM680 and power supply of ETU600, able to communication, integrated metering type PMF-2 Basic Power Monitoring, Voltage, Energy, Power, Power factor, Frequency, Unbalance, Temperature, Manual operating mechanism with mechanical closing, without Spring charging motor, Ready-to-close signal. switch, Auxiliary switches 2NO+2NC, without Closing coil (CC), manual operating mechanism with mechanical closing, without Remote trip alarm reset coil (RR), without 2nd shunt trip, without 1st Shunt trip | 331700 | 1 | Z\ | 1
3WA1232-5MG31-0AA0 |  | Withdrawable circuit breaker with guide frame, IEC 60947-2, frame size 2, 3-poles, In=3200A up to 690V AC 50/60Hz, breaking capacity H Icu=100/85kA at 500/690V, Trip unit ETU600 LSIG Hi-Z upgrade ready , colordisplay, bluetooth and USB interface, Protection LT, ST, INST, GFx, with GF highimpedance-input N-protection required an external N-sensor, incl. trip alarm switch (1xCO), rear connection vertical, guide frame with shutter and w/o position signalling switch, with internal voltage tap on upper stab of circuit breaker, with voltage tap module VTM680 and power supply of ETU600, able to communication, integrated metering type PMF-2 Basic Power Monitoring, Voltage, Energy, Power, Power factor, Frequency, Unbalance, Temperature, Manual operating mechanism with mechanical closing, without Spring charging motor, Ready-to-close signal. switch, Auxiliary switches 2NO+2NC, without Closing coil (CC), manual operating mechanism with mechanical closing, without Remote trip alarm reset coil (RR), without 2nd shunt trip, without 1st Shunt trip | 298700 | 1 | Z\ | 1
3WA1232-5MG32-0AA0 |  | Withdrawable circuit breaker with guide frame, IEC 60947-2, frame size 2, 3-poles, In=3200A up to 690V AC 50/60Hz, breaking capacity H Icu=100/85kA at 500/690V, Trip unit ETU600 LSIG Hi-Z upgrade ready , colordisplay, bluetooth and USB interface, Protection LT, ST, INST, GFx, with GF highimpedance-input N-protection required an external N-sensor, incl. trip alarm switch (1xCO), rear connection horizontal, guide frame with shutter and w/o position signalling switch, with internal voltage tap on upper stab of circuit breaker, with voltage tap module VTM680 and power supply of ETU600, able to communication, integrated metering type PMF-2 Basic Power Monitoring, Voltage, Energy, Power, Power factor, Frequency, Unbalance, Temperature, Manual operating mechanism with mechanical closing, without Spring charging motor, Ready-to-close signal. switch, Auxiliary switches 2NO+2NC, without Closing coil (CC), manual operating mechanism with mechanical closing, without Remote trip alarm reset coil (RR), without 2nd shunt trip, without 1st Shunt trip | 293700 | 1 | Z\ | 1
3WA1232-5MG33-0AA0 |  | Withdrawable circuit breaker with guide frame, IEC 60947-2, frame size 2, 3-poles, In=3200A up to 690V AC 50/60Hz, breaking capacity H Icu=100/85kA at 500/690V, Trip unit ETU600 LSIG Hi-Z upgrade ready , colordisplay, bluetooth and USB interface, Protection LT, ST, INST, GFx, with GF highimpedance-input N-protection required an external N-sensor, incl. trip alarm switch (1xCO), front connection double hole, guide frame with shutter and w/o position signalling switch, with internal voltage tap on upper stab of circuit breaker, with voltage tap module VTM680 and power supply of ETU600, able to communication, integrated metering type PMF-2 Basic Power Monitoring, Voltage, Energy, Power, Power factor, Frequency, Unbalance, Temperature, Manual operating mechanism with mechanical closing, without Spring charging motor, Ready-to-close signal. switch, Auxiliary switches 2NO+2NC, without Closing coil (CC), manual operating mechanism with mechanical closing, without Remote trip alarm reset coil (RR), without 2nd shunt trip, without 1st Shunt trip | 307700 | 1 | Z\ | 1
3WA1232-5MG34-0AA0 |  | Withdrawable circuit breaker with guide frame, IEC 60947-2, frame size 2, 3-poles, In=3200A up to 690V AC 50/60Hz, breaking capacity H Icu=100/85kA at 500/690V, Trip unit ETU600 LSIG Hi-Z upgrade ready , colordisplay, bluetooth and USB interface, Protection LT, ST, INST, GFx, with GF highimpedance-input N-protection required an external N-sensor, incl. trip alarm switch (1xCO), rear connection flange, guide frame with shutter and w/o position signalling switch, with internal voltage tap on upper stab of circuit breaker, with voltage tap module VTM680 and power supply of ETU600, able to communication, integrated metering type PMF-2 Basic Power Monitoring, Voltage, Energy, Power, Power factor, Frequency, Unbalance, Temperature, Manual operating mechanism with mechanical closing, without Spring charging motor, Ready-to-close signal. switch, Auxiliary switches 2NO+2NC, without Closing coil (CC), manual operating mechanism with mechanical closing, without Remote trip alarm reset coil (RR), without 2nd shunt trip, without 1st Shunt trip | 293700 | 1 | Z\ | 1
3WA1232-5MG41-0AA0 |  | Withdrawable circuit breaker with guide frame, IEC 60947-2, frame size 2, 4-poles, N-pole left, In=3200A up to 690V AC 50/60Hz, breaking capacity H Icu=100/85kA at 500/690V, Trip unit ETU600 LSIG Hi-Z upgrade ready , colordisplay, bluetooth and USB interface, Protection LT, ST, INST, GFx, with GF highimpedance-input include N-protection, (internal N-sensor available), incl. trip alarm switch (1xCO), rear connection vertical, guide frame with shutter and w/o position signalling switch, with internal voltage tap on upper stab of circuit breaker, with voltage tap module VTM680 and power supply of ETU600, able to communication, integrated metering type PMF-2 Basic Power Monitoring, Voltage, Energy, Power, Power factor, Frequency, Unbalance, Temperature, Manual operating mechanism with mechanical closing, without Spring charging motor, Ready-to-close signal. switch, Auxiliary switches 2NO+2NC, without Closing coil (CC), manual operating mechanism with mechanical closing, without Remote trip alarm reset coil (RR), without 2nd shunt trip, without 1st Shunt trip | 378700 | 1 | Z\ | 1
3WA1232-5MG42-0AA0 |  | Withdrawable circuit breaker with guide frame, IEC 60947-2, frame size 2, 4-poles, N-pole left, In=3200A up to 690V AC 50/60Hz, breaking capacity H Icu=100/85kA at 500/690V, Trip unit ETU600 LSIG Hi-Z upgrade ready , colordisplay, bluetooth and USB interface, Protection LT, ST, INST, GFx, with GF highimpedance-input include N-protection, (internal N-sensor available), incl. trip alarm switch (1xCO), rear connection horizontal, guide frame with shutter and w/o position signalling switch, with internal voltage tap on upper stab of circuit breaker, with voltage tap module VTM680 and power supply of ETU600, able to communication, integrated metering type PMF-2 Basic Power Monitoring, Voltage, Energy, Power, Power factor, Frequency, Unbalance, Temperature, Manual operating mechanism with mechanical closing, without Spring charging motor, Ready-to-close signal. switch, Auxiliary switches 2NO+2NC, without Closing coil (CC), manual operating mechanism with mechanical closing, without Remote trip alarm reset coil (RR), without 2nd shunt trip, without 1st Shunt trip | 371700 | 1 | Z\ | 1
3WA1232-5MG43-0AA0 |  | Withdrawable circuit breaker with guide frame, IEC 60947-2, frame size 2, 4-poles, N-pole left, In=3200A up to 690V AC 50/60Hz, breaking capacity H Icu=100/85kA at 500/690V, Trip unit ETU600 LSIG Hi-Z upgrade ready , colordisplay, bluetooth and USB interface, Protection LT, ST, INST, GFx, with GF highimpedance-input include N-protection, (internal N-sensor available), incl. trip alarm switch (1xCO), front connection double hole, guide frame with shutter and w/o position signalling switch, with internal voltage tap on upper stab of circuit breaker, with voltage tap module VTM680 and power supply of ETU600, able to communication, integrated metering type PMF-2 Basic Power Monitoring, Voltage, Energy, Power, Power factor, Frequency, Unbalance, Temperature, Manual operating mechanism with mechanical closing, without Spring charging motor, Ready-to-close signal. switch, Auxiliary switches 2NO+2NC, without Closing coil (CC), manual operating mechanism with mechanical closing, without Remote trip alarm reset coil (RR), without 2nd shunt trip, without 1st Shunt trip | 390700 | 1 | Z\ | 1
3WA1232-5MG44-0AA0 |  | Withdrawable circuit breaker with guide frame, IEC 60947-2, frame size 2, 4-poles, N-pole left, In=3200A up to 690V AC 50/60Hz, breaking capacity H Icu=100/85kA at 500/690V, Trip unit ETU600 LSIG Hi-Z upgrade ready , colordisplay, bluetooth and USB interface, Protection LT, ST, INST, GFx, with GF highimpedance-input include N-protection, (internal N-sensor available), incl. trip alarm switch (1xCO), rear connection flange, guide frame with shutter and w/o position signalling switch, with internal voltage tap on upper stab of circuit breaker, with voltage tap module VTM680 and power supply of ETU600, able to communication, integrated metering type PMF-2 Basic Power Monitoring, Voltage, Energy, Power, Power factor, Frequency, Unbalance, Temperature, Manual operating mechanism with mechanical closing, without Spring charging motor, Ready-to-close signal. switch, Auxiliary switches 2NO+2NC, without Closing coil (CC), manual operating mechanism with mechanical closing, without Remote trip alarm reset coil (RR), without 2nd shunt trip, without 1st Shunt trip | 371700 | 1 | Z\ | 1
3WA1232-5NE01-0AA0 |  | Fixed-mounted circuit breaker IEC 60947-2, frame size 2, 3-poles, In=3200A up to 690V AC 50/60Hz, breaking capacity H Icu=100/85kA at 500/690V, Trip unit ETU600 LSI upgrade ready , colordisplay, bluetooth and USB interface, Protection LT, ST, INST, N-protection required an external N-sensor, incl. trip alarm switch (1xCO), rear connection vertical, with internal voltage tap on upper stab of circuit breaker, with voltage tap module VTM680 and power supply of ETU600, able to communication, integrated metering type PMF-3 Advanced Power Monitor., Voltage, Energy, Power, Power factor, Frequency, Unbalance, Temperature, Power quality, Manual operating mechanism with mechanical closing, without Spring charging motor, Ready-to-close signal. switch, Auxiliary switches 2NO+2NC, without Closing coil (CC), manual operating mechanism with mechanical closing, without Remote trip alarm reset coil (RR), without 2nd shunt trip, without 1st Shunt trip | 229100 | 1 | Z\ | 1
3WA1232-5NE02-0AA0 |  | Fixed-mounted circuit breaker IEC 60947-2, frame size 2, 3-poles, In=3200A up to 690V AC 50/60Hz, breaking capacity H Icu=100/85kA at 500/690V, Trip unit ETU600 LSI upgrade ready , colordisplay, bluetooth and USB interface, Protection LT, ST, INST, N-protection required an external N-sensor, incl. trip alarm switch (1xCO), rear connection horizontal, with internal voltage tap on upper stab of circuit breaker, with voltage tap module VTM680 and power supply of ETU600, able to communication, integrated metering type PMF-3 Advanced Power Monitor., Voltage, Energy, Power, Power factor, Frequency, Unbalance, Temperature, Power quality, Manual operating mechanism with mechanical closing, without Spring charging motor, Ready-to-close signal. switch, Auxiliary switches 2NO+2NC, without Closing coil (CC), manual operating mechanism with mechanical closing, without Remote trip alarm reset coil (RR), without 2nd shunt trip, without 1st Shunt trip | 224100 | 1 | Z\ | 1
3WA1232-5NE03-0AA0 |  | Fixed-mounted circuit breaker IEC 60947-2, frame size 2, 3-poles, In=3200A up to 690V AC 50/60Hz, breaking capacity H Icu=100/85kA at 500/690V, Trip unit ETU600 LSI upgrade ready , colordisplay, bluetooth and USB interface, Protection LT, ST, INST, N-protection required an external N-sensor, incl. trip alarm switch (1xCO), front connection double hole, with internal voltage tap on upper stab of circuit breaker, with voltage tap module VTM680 and power supply of ETU600, able to communication, integrated metering type PMF-3 Advanced Power Monitor., Voltage, Energy, Power, Power factor, Frequency, Unbalance, Temperature, Power quality, Manual operating mechanism with mechanical closing, without Spring charging motor, Ready-to-close signal. switch, Auxiliary switches 2NO+2NC, without Closing coil (CC), manual operating mechanism with mechanical closing, without Remote trip alarm reset coil (RR), without 2nd shunt trip, without 1st Shunt trip | 237100 | 1 | Z\ | 1
3WA1232-5NE11-0AA0 |  | Fixed-mounted circuit breaker IEC 60947-2, frame size 2, 4-poles, N-pole left, In=3200A up to 690V AC 50/60Hz, breaking capacity H Icu=100/85kA at 500/690V, Trip unit ETU600 LSI upgrade ready , colordisplay, bluetooth and USB interface, Protection LT, ST, INST, include N-protection, (internal N-sensor available), incl. trip alarm switch (1xCO), rear connection vertical, with internal voltage tap on upper stab of circuit breaker, with voltage tap module VTM680 and power supply of ETU600, able to communication, integrated metering type PMF-3 Advanced Power Monitor., Voltage, Energy, Power, Power factor, Frequency, Unbalance, Temperature, Power quality, Manual operating mechanism with mechanical closing, without Spring charging motor, Ready-to-close signal. switch, Auxiliary switches 2NO+2NC, without Closing coil (CC), manual operating mechanism with mechanical closing, without Remote trip alarm reset coil (RR), without 2nd shunt trip, without 1st Shunt trip | 294100 | 1 | Z\ | 1
3WA1232-5NE12-0AA0 |  | Fixed-mounted circuit breaker IEC 60947-2, frame size 2, 4-poles, N-pole left, In=3200A up to 690V AC 50/60Hz, breaking capacity H Icu=100/85kA at 500/690V, Trip unit ETU600 LSI upgrade ready , colordisplay, bluetooth and USB interface, Protection LT, ST, INST, include N-protection, (internal N-sensor available), incl. trip alarm switch (1xCO), rear connection horizontal, with internal voltage tap on upper stab of circuit breaker, with voltage tap module VTM680 and power supply of ETU600, able to communication, integrated metering type PMF-3 Advanced Power Monitor., Voltage, Energy, Power, Power factor, Frequency, Unbalance, Temperature, Power quality, Manual operating mechanism with mechanical closing, without Spring charging motor, Ready-to-close signal. switch, Auxiliary switches 2NO+2NC, without Closing coil (CC), manual operating mechanism with mechanical closing, without Remote trip alarm reset coil (RR), without 2nd shunt trip, without 1st Shunt trip | 288100 | 1 | Z\ | 1
3WA1232-5NE13-0AA0 |  | Fixed-mounted circuit breaker IEC 60947-2, frame size 2, 4-poles, N-pole left, In=3200A up to 690V AC 50/60Hz, breaking capacity H Icu=100/85kA at 500/690V, Trip unit ETU600 LSI upgrade ready , colordisplay, bluetooth and USB interface, Protection LT, ST, INST, include N-protection, (internal N-sensor available), incl. trip alarm switch (1xCO), front connection double hole, with internal voltage tap on upper stab of circuit breaker, with voltage tap module VTM680 and power supply of ETU600, able to communication, integrated metering type PMF-3 Advanced Power Monitor., Voltage, Energy, Power, Power factor, Frequency, Unbalance, Temperature, Power quality, Manual operating mechanism with mechanical closing, without Spring charging motor, Ready-to-close signal. switch, Auxiliary switches 2NO+2NC, without Closing coil (CC), manual operating mechanism with mechanical closing, without Remote trip alarm reset coil (RR), without 2nd shunt trip, without 1st Shunt trip | 306100 | 1 | Z\ | 1
3WA1232-5NE21-0AA0 |  | fixed-mounted circuit breaker, IEC 60947-2, size 2, 4-pole, N pole on right, In=3200 A up to 690 V AC 50/60 Hz, breaking capacity H Icu=100/85 kA at 500/690 V, tripping unit ETU600 LSI upgradeable, color display, Bluetooth, USB interface, basic protection LT, ST, INST, including protection of the N conductor (internal neutral point sensor available), trip alarm switch (1 x CO), connection at rear vertical, with internal voltage tap on upper stab of circuit breaker, with voltage tap module VTM680 and power supply of ETU600, able to communication, integrated metering type PMF-3 Advanced Power Monitor., Voltage, Energy, Power, Power factor, Frequency, Unbalance, Temperature, Power quality, Manual operating mechanism with mechanical closing, without Spring charging motor, Ready-to-close signal. switch, Auxiliary switches 2NO+2NC, without Closing coil (CC), manual operating mechanism with mechanical closing, without Remote trip alarm reset coil (RR), without 2nd shunt trip, without 1st Shunt trip | 294100 | 1 | Z\ | 1
3WA1232-5NE22-0AA0 |  | fixed-mounted circuit breaker, IEC 60947-2, size 2, 4-pole, N pole on right, In=3200 A up to 690 V AC 50/60 Hz, breaking capacity H Icu=100/85 kA at 500/690 V, tripping unit ETU600 LSI upgradeable, color display, Bluetooth, USB interface, basic protection LT, ST, INST, including protection of the N conductor (internal neutral point sensor available), trip alarm switch (1 x CO), connection at rear horizontal with internal voltage tap on upper stab of circuit breaker, with voltage tap module VTM680 and power supply of ETU600, able to communication, integrated metering type PMF-3 Advanced Power Monitor., Voltage, Energy, Power, Power factor, Frequency, Unbalance, Temperature, Power quality, Manual operating mechanism with mechanical closing, without Spring charging motor, Ready-to-close signal. switch, Auxiliary switches 2NO+2NC, without Closing coil (CC), manual operating mechanism with mechanical closing, without Remote trip alarm reset coil (RR), without 2nd shunt trip, without 1st Shunt trip | 288100 | 1 | Z\ | 1
3WA1232-5NE23-0AA0 |  | fixed-mounted circuit breaker, IEC 60947-2, size 2, 4-pole, N pole on right, In=3200 A up to 690 V AC 50/60 Hz, breaking capacity H Icu=100/85 kA at 500/690 V, tripping unit ETU600 LSI upgradeable, color display, Bluetooth, USB interface, basic protection LT, ST, INST, including protection of the N conductor (internal neutral point sensor available), trip alarm switch (1 x CO), front connection double hole, with internal voltage tap on upper stab of circuit breaker, with voltage tap module VTM680 and power supply of ETU600, able to communication, integrated metering type PMF-3 Advanced Power Monitor., Voltage, Energy, Power, Power factor, Frequency, Unbalance, Temperature, Power quality, Manual operating mechanism with mechanical closing, without Spring charging motor, Ready-to-close signal. switch, Auxiliary switches 2NO+2NC, without Closing coil (CC), manual operating mechanism with mechanical closing, without Remote trip alarm reset coil (RR), without 2nd shunt trip, without 1st Shunt trip | 306100 | 1 | Z\ | 1
3WA1232-5NE31-0AA0 |  | Withdrawable circuit breaker with guide frame, IEC 60947-2, frame size 2, 3-poles, In=3200A up to 690V AC 50/60Hz, breaking capacity H Icu=100/85kA at 500/690V, Trip unit ETU600 LSI upgrade ready , colordisplay, bluetooth and USB interface, Protection LT, ST, INST, N-protection required an external N-sensor, incl. trip alarm switch (1xCO), rear connection vertical, guide frame with shutter and w/o position signalling switch, with internal voltage tap on upper stab of circuit breaker, with voltage tap module VTM680 and power supply of ETU600, able to communication, integrated metering type PMF-3 Advanced Power Monitor., Voltage, Energy, Power, Power factor, Frequency, Unbalance, Temperature, Power quality, Manual operating mechanism with mechanical closing, without Spring charging motor, Ready-to-close signal. switch, Auxiliary switches 2NO+2NC, without Closing coil (CC), manual operating mechanism with mechanical closing, without Remote trip alarm reset coil (RR), without 2nd shunt trip, without 1st Shunt trip | 273100 | 1 | Z\ | 1
3WA1232-5NE32-0AA0 |  | Withdrawable circuit breaker with guide frame, IEC 60947-2, frame size 2, 3-poles, In=3200A up to 690V AC 50/60Hz, breaking capacity H Icu=100/85kA at 500/690V, Trip unit ETU600 LSI upgrade ready , colordisplay, bluetooth and USB interface, Protection LT, ST, INST, N-protection required an external N-sensor, incl. trip alarm switch (1xCO), rear connection horizontal, guide frame with shutter and w/o position signalling switch, with internal voltage tap on upper stab of circuit breaker, with voltage tap module VTM680 and power supply of ETU600, able to communication, integrated metering type PMF-3 Advanced Power Monitor., Voltage, Energy, Power, Power factor, Frequency, Unbalance, Temperature, Power quality, Manual operating mechanism with mechanical closing, without Spring charging motor, Ready-to-close signal. switch, Auxiliary switches 2NO+2NC, without Closing coil (CC), manual operating mechanism with mechanical closing, without Remote trip alarm reset coil (RR), without 2nd shunt trip, without 1st Shunt trip | 268100 | 1 | Z\ | 1
3WA1232-5NE33-0AA0 |  | Withdrawable circuit breaker with guide frame, IEC 60947-2, frame size 2, 3-poles, In=3200A up to 690V AC 50/60Hz, breaking capacity H Icu=100/85kA at 500/690V, Trip unit ETU600 LSI upgrade ready , colordisplay, bluetooth and USB interface, Protection LT, ST, INST, N-protection required an external N-sensor, incl. trip alarm switch (1xCO), front connection double hole, guide frame with shutter and w/o position signalling switch, with internal voltage tap on upper stab of circuit breaker, with voltage tap module VTM680 and power supply of ETU600, able to communication, integrated metering type PMF-3 Advanced Power Monitor., Voltage, Energy, Power, Power factor, Frequency, Unbalance, Temperature, Power quality, Manual operating mechanism with mechanical closing, without Spring charging motor, Ready-to-close signal. switch, Auxiliary switches 2NO+2NC, without Closing coil (CC), manual operating mechanism with mechanical closing, without Remote trip alarm reset coil (RR), without 2nd shunt trip, without 1st Shunt trip | 282100 | 1 | Z\ | 1
3WA1232-5NE34-0AA0 |  | Withdrawable circuit breaker with guide frame, IEC 60947-2, frame size 2, 3-poles, In=3200A up to 690V AC 50/60Hz, breaking capacity H Icu=100/85kA at 500/690V, Trip unit ETU600 LSI upgrade ready , colordisplay, bluetooth and USB interface, Protection LT, ST, INST, N-protection required an external N-sensor, incl. trip alarm switch (1xCO), rear connection flange, guide frame with shutter and w/o position signalling switch, with internal voltage tap on upper stab of circuit breaker, with voltage tap module VTM680 and power supply of ETU600, able to communication, integrated metering type PMF-3 Advanced Power Monitor., Voltage, Energy, Power, Power factor, Frequency, Unbalance, Temperature, Power quality, Manual operating mechanism with mechanical closing, without Spring charging motor, Ready-to-close signal. switch, Auxiliary switches 2NO+2NC, without Closing coil (CC), manual operating mechanism with mechanical closing, without Remote trip alarm reset coil (RR), without 2nd shunt trip, without 1st Shunt trip | 268100 | 1 | Z\ | 1
3WA1232-5NE41-0AA0 |  | Withdrawable circuit breaker with guide frame, IEC 60947-2, frame size 2, 4-poles, N-pole left, In=3200A up to 690V AC 50/60Hz, breaking capacity H Icu=100/85kA at 500/690V, Trip unit ETU600 LSI upgrade ready , colordisplay, bluetooth and USB interface, Protection LT, ST, INST, include N-protection, (internal N-sensor available), incl. trip alarm switch (1xCO), rear connection vertical, guide frame with shutter and w/o position signalling switch, with internal voltage tap on upper stab of circuit breaker, with voltage tap module VTM680 and power supply of ETU600, able to communication, integrated metering type PMF-3 Advanced Power Monitor., Voltage, Energy, Power, Power factor, Frequency, Unbalance, Temperature, Power quality, Manual operating mechanism with mechanical closing, without Spring charging motor, Ready-to-close signal. switch, Auxiliary switches 2NO+2NC, without Closing coil (CC), manual operating mechanism with mechanical closing, without Remote trip alarm reset coil (RR), without 2nd shunt trip, without 1st Shunt trip | 353100 | 1 | Z\ | 1
3WA1232-5NE42-0AA0 |  | Withdrawable circuit breaker with guide frame, IEC 60947-2, frame size 2, 4-poles, N-pole left, In=3200A up to 690V AC 50/60Hz, breaking capacity H Icu=100/85kA at 500/690V, Trip unit ETU600 LSI upgrade ready , colordisplay, bluetooth and USB interface, Protection LT, ST, INST, include N-protection, (internal N-sensor available), incl. trip alarm switch (1xCO), rear connection horizontal, guide frame with shutter and w/o position signalling switch, with internal voltage tap on upper stab of circuit breaker, with voltage tap module VTM680 and power supply of ETU600, able to communication, integrated metering type PMF-3 Advanced Power Monitor., Voltage, Energy, Power, Power factor, Frequency, Unbalance, Temperature, Power quality, Manual operating mechanism with mechanical closing, without Spring charging motor, Ready-to-close signal. switch, Auxiliary switches 2NO+2NC, without Closing coil (CC), manual operating mechanism with mechanical closing, without Remote trip alarm reset coil (RR), without 2nd shunt trip, without 1st Shunt trip | 347100 | 1 | Z\ | 1
3WA1232-5NE43-0AA0 |  | Withdrawable circuit breaker with guide frame, IEC 60947-2, frame size 2, 4-poles, N-pole left, In=3200A up to 690V AC 50/60Hz, breaking capacity H Icu=100/85kA at 500/690V, Trip unit ETU600 LSI upgrade ready , colordisplay, bluetooth and USB interface, Protection LT, ST, INST, include N-protection, (internal N-sensor available), incl. trip alarm switch (1xCO), front connection double hole, guide frame with shutter and w/o position signalling switch, with internal voltage tap on upper stab of circuit breaker, with voltage tap module VTM680 and power supply of ETU600, able to communication, integrated metering type PMF-3 Advanced Power Monitor., Voltage, Energy, Power, Power factor, Frequency, Unbalance, Temperature, Power quality, Manual operating mechanism with mechanical closing, without Spring charging motor, Ready-to-close signal. switch, Auxiliary switches 2NO+2NC, without Closing coil (CC), manual operating mechanism with mechanical closing, without Remote trip alarm reset coil (RR), without 2nd shunt trip, without 1st Shunt trip | 365100 | 1 | Z\ | 1
3WA1232-5NE44-0AA0 |  | Withdrawable circuit breaker with guide frame, IEC 60947-2, frame size 2, 4-poles, N-pole left, In=3200A up to 690V AC 50/60Hz, breaking capacity H Icu=100/85kA at 500/690V, Trip unit ETU600 LSI upgrade ready , colordisplay, bluetooth and USB interface, Protection LT, ST, INST, include N-protection, (internal N-sensor available), incl. trip alarm switch (1xCO), rear connection flange, guide frame with shutter and w/o position signalling switch, with internal voltage tap on upper stab of circuit breaker, with voltage tap module VTM680 and power supply of ETU600, able to communication, integrated metering type PMF-3 Advanced Power Monitor., Voltage, Energy, Power, Power factor, Frequency, Unbalance, Temperature, Power quality, Manual operating mechanism with mechanical closing, without Spring charging motor, Ready-to-close signal. switch, Auxiliary switches 2NO+2NC, without Closing coil (CC), manual operating mechanism with mechanical closing, without Remote trip alarm reset coil (RR), without 2nd shunt trip, without 1st Shunt trip | 347100 | 1 | Z\ | 1
3WA1232-5NF01-0AA0 |  | Fixed-mounted circuit breaker IEC 60947-2, frame size 2, 3-poles, In=3200A up to 690V AC 50/60Hz, breaking capacity H Icu=100/85kA at 500/690V, Trip unit ETU600 LSIG upgrade ready , colordisplay, bluetooth and USB interface, Protection LT, ST, INST, GFx, N-protection required an external N-sensor, incl. trip alarm switch (1xCO), rear connection vertical, with internal voltage tap on upper stab of circuit breaker, with voltage tap module VTM680 and power supply of ETU600, able to communication, integrated metering type PMF-3 Advanced Power Monitor., Voltage, Energy, Power, Power factor, Frequency, Unbalance, Temperature, Power quality, Manual operating mechanism with mechanical closing, without Spring charging motor, Ready-to-close signal. switch, Auxiliary switches 2NO+2NC, without Closing coil (CC), manual operating mechanism with mechanical closing, without Remote trip alarm reset coil (RR), without 2nd shunt trip, without 1st Shunt trip | 239100 | 1 | Z\ | 1
3WA1232-5NF02-0AA0 |  | Fixed-mounted circuit breaker IEC 60947-2, frame size 2, 3-poles, In=3200A up to 690V AC 50/60Hz, breaking capacity H Icu=100/85kA at 500/690V, Trip unit ETU600 LSIG upgrade ready , colordisplay, bluetooth and USB interface, Protection LT, ST, INST, GFx, N-protection required an external N-sensor, incl. trip alarm switch (1xCO), rear connection horizontal, with internal voltage tap on upper stab of circuit breaker, with voltage tap module VTM680 and power supply of ETU600, able to communication, integrated metering type PMF-3 Advanced Power Monitor., Voltage, Energy, Power, Power factor, Frequency, Unbalance, Temperature, Power quality, Manual operating mechanism with mechanical closing, without Spring charging motor, Ready-to-close signal. switch, Auxiliary switches 2NO+2NC, without Closing coil (CC), manual operating mechanism with mechanical closing, without Remote trip alarm reset coil (RR), without 2nd shunt trip, without 1st Shunt trip | 234100 | 1 | Z\ | 1
3WA1232-5NF03-0AA0 |  | Fixed-mounted circuit breaker IEC 60947-2, frame size 2, 3-poles, In=3200A up to 690V AC 50/60Hz, breaking capacity H Icu=100/85kA at 500/690V, Trip unit ETU600 LSIG upgrade ready , colordisplay, bluetooth and USB interface, Protection LT, ST, INST, GFx, N-protection required an external N-sensor, incl. trip alarm switch (1xCO), front connection double hole, with internal voltage tap on upper stab of circuit breaker, with voltage tap module VTM680 and power supply of ETU600, able to communication, integrated metering type PMF-3 Advanced Power Monitor., Voltage, Energy, Power, Power factor, Frequency, Unbalance, Temperature, Power quality, Manual operating mechanism with mechanical closing, without Spring charging motor, Ready-to-close signal. switch, Auxiliary switches 2NO+2NC, without Closing coil (CC), manual operating mechanism with mechanical closing, without Remote trip alarm reset coil (RR), without 2nd shunt trip, without 1st Shunt trip | 248100 | 1 | Z\ | 1
3WA1232-5NF11-0AA0 |  | Fixed-mounted circuit breaker IEC 60947-2, frame size 2, 4-poles, N-pole left, In=3200A up to 690V AC 50/60Hz, breaking capacity H Icu=100/85kA at 500/690V, Trip unit ETU600 LSIG upgrade ready , colordisplay, bluetooth and USB interface, Protection LT, ST, INST, GFx, include N-protection, (internal N-sensor available), incl. trip alarm switch (1xCO), rear connection vertical, with internal voltage tap on upper stab of circuit breaker, with voltage tap module VTM680 and power supply of ETU600, able to communication, integrated metering type PMF-3 Advanced Power Monitor., Voltage, Energy, Power, Power factor, Frequency, Unbalance, Temperature, Power quality, Manual operating mechanism with mechanical closing, without Spring charging motor, Ready-to-close signal. switch, Auxiliary switches 2NO+2NC, without Closing coil (CC), manual operating mechanism with mechanical closing, without Remote trip alarm reset coil (RR), without 2nd shunt trip, without 1st Shunt trip | 305100 | 1 | Z\ | 1
3WA1232-5NF12-0AA0 |  | Fixed-mounted circuit breaker IEC 60947-2, frame size 2, 4-poles, N-pole left, In=3200A up to 690V AC 50/60Hz, breaking capacity H Icu=100/85kA at 500/690V, Trip unit ETU600 LSIG upgrade ready , colordisplay, bluetooth and USB interface, Protection LT, ST, INST, GFx, include N-protection, (internal N-sensor available), incl. trip alarm switch (1xCO), rear connection horizontal, with internal voltage tap on upper stab of circuit breaker, with voltage tap module VTM680 and power supply of ETU600, able to communication, integrated metering type PMF-3 Advanced Power Monitor., Voltage, Energy, Power, Power factor, Frequency, Unbalance, Temperature, Power quality, Manual operating mechanism with mechanical closing, without Spring charging motor, Ready-to-close signal. switch, Auxiliary switches 2NO+2NC, without Closing coil (CC), manual operating mechanism with mechanical closing, without Remote trip alarm reset coil (RR), without 2nd shunt trip, without 1st Shunt trip | 298100 | 1 | Z\ | 1
3WA1232-5NF13-0AA0 |  | Fixed-mounted circuit breaker IEC 60947-2, frame size 2, 4-poles, N-pole left, In=3200A up to 690V AC 50/60Hz, breaking capacity H Icu=100/85kA at 500/690V, Trip unit ETU600 LSIG upgrade ready , colordisplay, bluetooth and USB interface, Protection LT, ST, INST, GFx, include N-protection, (internal N-sensor available), incl. trip alarm switch (1xCO), front connection double hole, with internal voltage tap on upper stab of circuit breaker, with voltage tap module VTM680 and power supply of ETU600, able to communication, integrated metering type PMF-3 Advanced Power Monitor., Voltage, Energy, Power, Power factor, Frequency, Unbalance, Temperature, Power quality, Manual operating mechanism with mechanical closing, without Spring charging motor, Ready-to-close signal. switch, Auxiliary switches 2NO+2NC, without Closing coil (CC), manual operating mechanism with mechanical closing, without Remote trip alarm reset coil (RR), without 2nd shunt trip, without 1st Shunt trip | 316100 | 1 | Z\ | 1
3WA1232-5NF21-0AA0 |  | fixed-mounted circuit breaker, IEC 60947-2, size 2, 4-pole, N pole on right, In=3200 A up to 690 V AC 50/60 Hz, breaking capacity H Icu=100/85 kA at 500/690 V, tripping unit ETU600 LSIG upgradeable, color display, Bluetooth, USB interface, basic protection LT, ST, INST, GFx, including protection of the N conductor (internal neutral point sensor available), trip alarm switch (1 x CO), connection at rear vertical, with internal voltage tap on upper stab of circuit breaker, with voltage tap module VTM680 and power supply of ETU600, able to communication, integrated metering type PMF-3 Advanced Power Monitor., Voltage, Energy, Power, Power factor, Frequency, Unbalance, Temperature, Power quality, Manual operating mechanism with mechanical closing, without Spring charging motor, Ready-to-close signal. switch, Auxiliary switches 2NO+2NC, without Closing coil (CC), manual operating mechanism with mechanical closing, without Remote trip alarm reset coil (RR), without 2nd shunt trip, without 1st Shunt trip | 305100 | 1 | Z\ | 1
3WA1232-5NF22-0AA0 |  | fixed-mounted circuit breaker, IEC 60947-2, size 2, 4-pole, N pole on right, In=3200 A up to 690 V AC 50/60 Hz, breaking capacity H Icu=100/85 kA at 500/690 V, tripping unit ETU600 LSIG upgradeable, color display, Bluetooth, USB interface, basic protection LT, ST, INST, GFx, including protection of the N conductor (internal neutral point sensor available), trip alarm switch (1 x CO), connection at rear horizontal with internal voltage tap on upper stab of circuit breaker, with voltage tap module VTM680 and power supply of ETU600, able to communication, integrated metering type PMF-3 Advanced Power Monitor., Voltage, Energy, Power, Power factor, Frequency, Unbalance, Temperature, Power quality, Manual operating mechanism with mechanical closing, without Spring charging motor, Ready-to-close signal. switch, Auxiliary switches 2NO+2NC, without Closing coil (CC), manual operating mechanism with mechanical closing, without Remote trip alarm reset coil (RR), without 2nd shunt trip, without 1st Shunt trip | 298100 | 1 | Z\ | 1
3WA1232-5NF23-0AA0 |  | fixed-mounted circuit breaker, IEC 60947-2, size 2, 4-pole, N pole on right, In=3200 A up to 690 V AC 50/60 Hz, breaking capacity H Icu=100/85 kA at 500/690 V, tripping unit ETU600 LSIG upgradeable, color display, Bluetooth, USB interface, basic protection LT, ST, INST, GFx, including protection of the N conductor (internal neutral point sensor available), trip alarm switch (1 x CO), front connection double hole, with internal voltage tap on upper stab of circuit breaker, with voltage tap module VTM680 and power supply of ETU600, able to communication, integrated metering type PMF-3 Advanced Power Monitor., Voltage, Energy, Power, Power factor, Frequency, Unbalance, Temperature, Power quality, Manual operating mechanism with mechanical closing, without Spring charging motor, Ready-to-close signal. switch, Auxiliary switches 2NO+2NC, without Closing coil (CC), manual operating mechanism with mechanical closing, without Remote trip alarm reset coil (RR), without 2nd shunt trip, without 1st Shunt trip | 316100 | 1 | Z\ | 1
3WA1232-5NF31-0AA0 |  | Withdrawable circuit breaker with guide frame, IEC 60947-2, frame size 2, 3-poles, In=3200A up to 690V AC 50/60Hz, breaking capacity H Icu=100/85kA at 500/690V, Trip unit ETU600 LSIG upgrade ready , colordisplay, bluetooth and USB interface, Protection LT, ST, INST, GFx, N-protection required an external N-sensor, incl. trip alarm switch (1xCO), rear connection vertical, guide frame with shutter and w/o position signalling switch, with internal voltage tap on upper stab of circuit breaker, with voltage tap module VTM680 and power supply of ETU600, able to communication, integrated metering type PMF-3 Advanced Power Monitor., Voltage, Energy, Power, Power factor, Frequency, Unbalance, Temperature, Power quality, Manual operating mechanism with mechanical closing, without Spring charging motor, Ready-to-close signal. switch, Auxiliary switches 2NO+2NC, without Closing coil (CC), manual operating mechanism with mechanical closing, without Remote trip alarm reset coil (RR), without 2nd shunt trip, without 1st Shunt trip | 284100 | 1 | Z\ | 1
3WA1232-5NF32-0AA0 |  | Withdrawable circuit breaker with guide frame, IEC 60947-2, frame size 2, 3-poles, In=3200A up to 690V AC 50/60Hz, breaking capacity H Icu=100/85kA at 500/690V, Trip unit ETU600 LSIG upgrade ready , colordisplay, bluetooth and USB interface, Protection LT, ST, INST, GFx, N-protection required an external N-sensor, incl. trip alarm switch (1xCO), rear connection horizontal, guide frame with shutter and w/o position signalling switch, with internal voltage tap on upper stab of circuit breaker, with voltage tap module VTM680 and power supply of ETU600, able to communication, integrated metering type PMF-3 Advanced Power Monitor., Voltage, Energy, Power, Power factor, Frequency, Unbalance, Temperature, Power quality, Manual operating mechanism with mechanical closing, without Spring charging motor, Ready-to-close signal. switch, Auxiliary switches 2NO+2NC, without Closing coil (CC), manual operating mechanism with mechanical closing, without Remote trip alarm reset coil (RR), without 2nd shunt trip, without 1st Shunt trip | 279100 | 1 | Z\ | 1
3WA1232-5NF33-0AA0 |  | Withdrawable circuit breaker with guide frame, IEC 60947-2, frame size 2, 3-poles, In=3200A up to 690V AC 50/60Hz, breaking capacity H Icu=100/85kA at 500/690V, Trip unit ETU600 LSIG upgrade ready , colordisplay, bluetooth and USB interface, Protection LT, ST, INST, GFx, N-protection required an external N-sensor, incl. trip alarm switch (1xCO), front connection double hole, guide frame with shutter and w/o position signalling switch, with internal voltage tap on upper stab of circuit breaker, with voltage tap module VTM680 and power supply of ETU600, able to communication, integrated metering type PMF-3 Advanced Power Monitor., Voltage, Energy, Power, Power factor, Frequency, Unbalance, Temperature, Power quality, Manual operating mechanism with mechanical closing, without Spring charging motor, Ready-to-close signal. switch, Auxiliary switches 2NO+2NC, without Closing coil (CC), manual operating mechanism with mechanical closing, without Remote trip alarm reset coil (RR), without 2nd shunt trip, without 1st Shunt trip | 293100 | 1 | Z\ | 1
3WA1232-5NF34-0AA0 |  | Withdrawable circuit breaker with guide frame, IEC 60947-2, frame size 2, 3-poles, In=3200A up to 690V AC 50/60Hz, breaking capacity H Icu=100/85kA at 500/690V, Trip unit ETU600 LSIG upgrade ready , colordisplay, bluetooth and USB interface, Protection LT, ST, INST, GFx, N-protection required an external N-sensor, incl. trip alarm switch (1xCO), rear connection flange, guide frame with shutter and w/o position signalling switch, with internal voltage tap on upper stab of circuit breaker, with voltage tap module VTM680 and power supply of ETU600, able to communication, integrated metering type PMF-3 Advanced Power Monitor., Voltage, Energy, Power, Power factor, Frequency, Unbalance, Temperature, Power quality, Manual operating mechanism with mechanical closing, without Spring charging motor, Ready-to-close signal. switch, Auxiliary switches 2NO+2NC, without Closing coil (CC), manual operating mechanism with mechanical closing, without Remote trip alarm reset coil (RR), without 2nd shunt trip, without 1st Shunt trip | 279100 | 1 | Z\ | 1
3WA1232-5NF41-0AA0 |  | Withdrawable circuit breaker with guide frame, IEC 60947-2, frame size 2, 4-poles, N-pole left, In=3200A up to 690V AC 50/60Hz, breaking capacity H Icu=100/85kA at 500/690V, Trip unit ETU600 LSIG upgrade ready , colordisplay, bluetooth and USB interface, Protection LT, ST, INST, GFx, include N-protection, (internal N-sensor available), incl. trip alarm switch (1xCO), rear connection vertical, guide frame with shutter and w/o position signalling switch, with internal voltage tap on upper stab of circuit breaker, with voltage tap module VTM680 and power supply of ETU600, able to communication, integrated metering type PMF-3 Advanced Power Monitor., Voltage, Energy, Power, Power factor, Frequency, Unbalance, Temperature, Power quality, Manual operating mechanism with mechanical closing, without Spring charging motor, Ready-to-close signal. switch, Auxiliary switches 2NO+2NC, without Closing coil (CC), manual operating mechanism with mechanical closing, without Remote trip alarm reset coil (RR), without 2nd shunt trip, without 1st Shunt trip | 364100 | 1 | Z\ | 1
3WA1232-5NF42-0AA0 |  | Withdrawable circuit breaker with guide frame, IEC 60947-2, frame size 2, 4-poles, N-pole left, In=3200A up to 690V AC 50/60Hz, breaking capacity H Icu=100/85kA at 500/690V, Trip unit ETU600 LSIG upgrade ready , colordisplay, bluetooth and USB interface, Protection LT, ST, INST, GFx, include N-protection, (internal N-sensor available), incl. trip alarm switch (1xCO), rear connection horizontal, guide frame with shutter and w/o position signalling switch, with internal voltage tap on upper stab of circuit breaker, with voltage tap module VTM680 and power supply of ETU600, able to communication, integrated metering type PMF-3 Advanced Power Monitor., Voltage, Energy, Power, Power factor, Frequency, Unbalance, Temperature, Power quality, Manual operating mechanism with mechanical closing, without Spring charging motor, Ready-to-close signal. switch, Auxiliary switches 2NO+2NC, without Closing coil (CC), manual operating mechanism with mechanical closing, without Remote trip alarm reset coil (RR), without 2nd shunt trip, without 1st Shunt trip | 357100 | 1 | Z\ | 1
3WA1232-5NF43-0AA0 |  | Withdrawable circuit breaker with guide frame, IEC 60947-2, frame size 2, 4-poles, N-pole left, In=3200A up to 690V AC 50/60Hz, breaking capacity H Icu=100/85kA at 500/690V, Trip unit ETU600 LSIG upgrade ready , colordisplay, bluetooth and USB interface, Protection LT, ST, INST, GFx, include N-protection, (internal N-sensor available), incl. trip alarm switch (1xCO), front connection double hole, guide frame with shutter and w/o position signalling switch, with internal voltage tap on upper stab of circuit breaker, with voltage tap module VTM680 and power supply of ETU600, able to communication, integrated metering type PMF-3 Advanced Power Monitor., Voltage, Energy, Power, Power factor, Frequency, Unbalance, Temperature, Power quality, Manual operating mechanism with mechanical closing, without Spring charging motor, Ready-to-close signal. switch, Auxiliary switches 2NO+2NC, without Closing coil (CC), manual operating mechanism with mechanical closing, without Remote trip alarm reset coil (RR), without 2nd shunt trip, without 1st Shunt trip | 375100 | 1 | Z\ | 1
3WA1232-5NF44-0AA0 |  | Withdrawable circuit breaker with guide frame, IEC 60947-2, frame size 2, 4-poles, N-pole left, In=3200A up to 690V AC 50/60Hz, breaking capacity H Icu=100/85kA at 500/690V, Trip unit ETU600 LSIG upgrade ready , colordisplay, bluetooth and USB interface, Protection LT, ST, INST, GFx, include N-protection, (internal N-sensor available), incl. trip alarm switch (1xCO), rear connection flange, guide frame with shutter and w/o position signalling switch, with internal voltage tap on upper stab of circuit breaker, with voltage tap module VTM680 and power supply of ETU600, able to communication, integrated metering type PMF-3 Advanced Power Monitor., Voltage, Energy, Power, Power factor, Frequency, Unbalance, Temperature, Power quality, Manual operating mechanism with mechanical closing, without Spring charging motor, Ready-to-close signal. switch, Auxiliary switches 2NO+2NC, without Closing coil (CC), manual operating mechanism with mechanical closing, without Remote trip alarm reset coil (RR), without 2nd shunt trip, without 1st Shunt trip | 357100 | 1 | Z\ | 1
3WA1232-5NG01-0AA0 |  | Fixed-mounted circuit breaker IEC 60947-2, frame size 2, 3-poles, In=3200A up to 690V AC 50/60Hz, breaking capacity H Icu=100/85kA at 500/690V, Trip unit ETU600 LSIG Hi-Z upgrade ready , colordisplay, bluetooth and USB interface, Protection LT, ST, INST, GFx, with GF highimpedance-input N-protection required an external N-sensor, incl. trip alarm switch (1xCO), rear connection vertical, with internal voltage tap on upper stab of circuit breaker, with voltage tap module VTM680 and power supply of ETU600, able to communication, integrated metering type PMF-3 Advanced Power Monitor., Voltage, Energy, Power, Power factor, Frequency, Unbalance, Temperature, Power quality, Manual operating mechanism with mechanical closing, without Spring charging motor, Ready-to-close signal. switch, Auxiliary switches 2NO+2NC, without Closing coil (CC), manual operating mechanism with mechanical closing, without Remote trip alarm reset coil (RR), without 2nd shunt trip, without 1st Shunt trip | 261100 | 1 | Z\ | 1
3WA1232-5NG02-0AA0 |  | Fixed-mounted circuit breaker IEC 60947-2, frame size 2, 3-poles, In=3200A up to 690V AC 50/60Hz, breaking capacity H Icu=100/85kA at 500/690V, Trip unit ETU600 LSIG Hi-Z upgrade ready , colordisplay, bluetooth and USB interface, Protection LT, ST, INST, GFx, with GF highimpedance-input N-protection required an external N-sensor, incl. trip alarm switch (1xCO), rear connection horizontal, with internal voltage tap on upper stab of circuit breaker, with voltage tap module VTM680 and power supply of ETU600, able to communication, integrated metering type PMF-3 Advanced Power Monitor., Voltage, Energy, Power, Power factor, Frequency, Unbalance, Temperature, Power quality, Manual operating mechanism with mechanical closing, without Spring charging motor, Ready-to-close signal. switch, Auxiliary switches 2NO+2NC, without Closing coil (CC), manual operating mechanism with mechanical closing, without Remote trip alarm reset coil (RR), without 2nd shunt trip, without 1st Shunt trip | 256100 | 1 | Z\ | 1
3WA1232-5NG03-0AA0 |  | Fixed-mounted circuit breaker IEC 60947-2, frame size 2, 3-poles, In=3200A up to 690V AC 50/60Hz, breaking capacity H Icu=100/85kA at 500/690V, Trip unit ETU600 LSIG Hi-Z upgrade ready , colordisplay, bluetooth and USB interface, Protection LT, ST, INST, GFx, with GF highimpedance-input N-protection required an external N-sensor, incl. trip alarm switch (1xCO), front connection double hole, with internal voltage tap on upper stab of circuit breaker, with voltage tap module VTM680 and power supply of ETU600, able to communication, integrated metering type PMF-3 Advanced Power Monitor., Voltage, Energy, Power, Power factor, Frequency, Unbalance, Temperature, Power quality, Manual operating mechanism with mechanical closing, without Spring charging motor, Ready-to-close signal. switch, Auxiliary switches 2NO+2NC, without Closing coil (CC), manual operating mechanism with mechanical closing, without Remote trip alarm reset coil (RR), without 2nd shunt trip, without 1st Shunt trip | 269100 | 1 | Z\ | 1
3WA1232-5NG11-0AA0 |  | Fixed-mounted circuit breaker IEC 60947-2, frame size 2, 4-poles, N-pole left, In=3200A up to 690V AC 50/60Hz, breaking capacity H Icu=100/85kA at 500/690V, Trip unit ETU600 LSIG Hi-Z upgrade ready , colordisplay, bluetooth and USB interface, Protection LT, ST, INST, GFx, with GF highimpedance-input include N-protection, (internal N-sensor available), incl. trip alarm switch (1xCO), rear connection vertical, with internal voltage tap on upper stab of circuit breaker, with voltage tap module VTM680 and power supply of ETU600, able to communication, integrated metering type PMF-3 Advanced Power Monitor., Voltage, Energy, Power, Power factor, Frequency, Unbalance, Temperature, Power quality, Manual operating mechanism with mechanical closing, without Spring charging motor, Ready-to-close signal. switch, Auxiliary switches 2NO+2NC, without Closing coil (CC), manual operating mechanism with mechanical closing, without Remote trip alarm reset coil (RR), without 2nd shunt trip, without 1st Shunt trip | 326100 | 1 | Z\ | 1
3WA1232-5NG12-0AA0 |  | Fixed-mounted circuit breaker IEC 60947-2, frame size 2, 4-poles, N-pole left, In=3200A up to 690V AC 50/60Hz, breaking capacity H Icu=100/85kA at 500/690V, Trip unit ETU600 LSIG Hi-Z upgrade ready , colordisplay, bluetooth and USB interface, Protection LT, ST, INST, GFx, with GF highimpedance-input include N-protection, (internal N-sensor available), incl. trip alarm switch (1xCO), rear connection horizontal, with internal voltage tap on upper stab of circuit breaker, with voltage tap module VTM680 and power supply of ETU600, able to communication, integrated metering type PMF-3 Advanced Power Monitor., Voltage, Energy, Power, Power factor, Frequency, Unbalance, Temperature, Power quality, Manual operating mechanism with mechanical closing, without Spring charging motor, Ready-to-close signal. switch, Auxiliary switches 2NO+2NC, without Closing coil (CC), manual operating mechanism with mechanical closing, without Remote trip alarm reset coil (RR), without 2nd shunt trip, without 1st Shunt trip | 319100 | 1 | Z\ | 1
3WA1232-5NG13-0AA0 |  | Fixed-mounted circuit breaker IEC 60947-2, frame size 2, 4-poles, N-pole left, In=3200A up to 690V AC 50/60Hz, breaking capacity H Icu=100/85kA at 500/690V, Trip unit ETU600 LSIG Hi-Z upgrade ready , colordisplay, bluetooth and USB interface, Protection LT, ST, INST, GFx, with GF highimpedance-input include N-protection, (internal N-sensor available), incl. trip alarm switch (1xCO), front connection double hole, with internal voltage tap on upper stab of circuit breaker, with voltage tap module VTM680 and power supply of ETU600, able to communication, integrated metering type PMF-3 Advanced Power Monitor., Voltage, Energy, Power, Power factor, Frequency, Unbalance, Temperature, Power quality, Manual operating mechanism with mechanical closing, without Spring charging motor, Ready-to-close signal. switch, Auxiliary switches 2NO+2NC, without Closing coil (CC), manual operating mechanism with mechanical closing, without Remote trip alarm reset coil (RR), without 2nd shunt trip, without 1st Shunt trip | 338100 | 1 | Z\ | 1
3WA1232-5NG21-0AA0 |  | fixed-mounted circuit breaker, IEC 60947-2, size 2, 4-pole, N pole on right, In=3200 A up to 690 V AC 50/60 Hz, breaking capacity H Icu=100/85 kA at 500/690 V, tripping unit ETU600 LSIG Hi-Z upgradeable, color display, Bluetooth, USB interface, basic protection LT, ST, INST, GFx, with GF high-impedance input, including protection of the N conductor (internal neutral point sensor available), trip alarm switch (1 x CO), connection at rear vertical, with internal voltage tap on upper stab of circuit breaker, with voltage tap module VTM680 and power supply of ETU600, able to communication, integrated metering type PMF-3 Advanced Power Monitor., Voltage, Energy, Power, Power factor, Frequency, Unbalance, Temperature, Power quality, Manual operating mechanism with mechanical closing, without Spring charging motor, Ready-to-close signal. switch, Auxiliary switches 2NO+2NC, without Closing coil (CC), manual operating mechanism with mechanical closing, without Remote trip alarm reset coil (RR), without 2nd shunt trip, without 1st Shunt trip | 326100 | 1 | Z\ | 1
3WA1232-5NG22-0AA0 |  | fixed-mounted circuit breaker, IEC 60947-2, size 2, 4-pole, N pole on right, In=3200 A up to 690 V AC 50/60 Hz, breaking capacity H Icu=100/85 kA at 500/690 V, tripping unit ETU600 LSIG Hi-Z upgradeable, color display, Bluetooth, USB interface, basic protection LT, ST, INST, GFx, with GF high-impedance input, including protection of the N conductor (internal neutral point sensor available), trip alarm switch (1 x CO), connection at rear horizontal with internal voltage tap on upper stab of circuit breaker, with voltage tap module VTM680 and power supply of ETU600, able to communication, integrated metering type PMF-3 Advanced Power Monitor., Voltage, Energy, Power, Power factor, Frequency, Unbalance, Temperature, Power quality, Manual operating mechanism with mechanical closing, without Spring charging motor, Ready-to-close signal. switch, Auxiliary switches 2NO+2NC, without Closing coil (CC), manual operating mechanism with mechanical closing, without Remote trip alarm reset coil (RR), without 2nd shunt trip, without 1st Shunt trip | 319100 | 1 | Z\ | 1
3WA1232-5NG23-0AA0 |  | fixed-mounted circuit breaker, IEC 60947-2, size 2, 4-pole, N pole on right, In=3200 A up to 690 V AC 50/60 Hz, breaking capacity H Icu=100/85 kA at 500/690 V, tripping unit ETU600 LSIG Hi-Z upgradeable, color display, Bluetooth, USB interface, basic protection LT, ST, INST, GFx, with GF high-impedance input, including protection of the N conductor (internal neutral point sensor available), trip alarm switch (1 x CO), front connection double hole, with internal voltage tap on upper stab of circuit breaker, with voltage tap module VTM680 and power supply of ETU600, able to communication, integrated metering type PMF-3 Advanced Power Monitor., Voltage, Energy, Power, Power factor, Frequency, Unbalance, Temperature, Power quality, Manual operating mechanism with mechanical closing, without Spring charging motor, Ready-to-close signal. switch, Auxiliary switches 2NO+2NC, without Closing coil (CC), manual operating mechanism with mechanical closing, without Remote trip alarm reset coil (RR), without 2nd shunt trip, without 1st Shunt trip | 338100 | 1 | Z\ | 1
3WA1232-5NG31-0AA0 |  | Withdrawable circuit breaker with guide frame, IEC 60947-2, frame size 2, 3-poles, In=3200A up to 690V AC 50/60Hz, breaking capacity H Icu=100/85kA at 500/690V, Trip unit ETU600 LSIG Hi-Z upgrade ready , colordisplay, bluetooth and USB interface, Protection LT, ST, INST, GFx, with GF highimpedance-input N-protection required an external N-sensor, incl. trip alarm switch (1xCO), rear connection vertical, guide frame with shutter and w/o position signalling switch, with internal voltage tap on upper stab of circuit breaker, with voltage tap module VTM680 and power supply of ETU600, able to communication, integrated metering type PMF-3 Advanced Power Monitor., Voltage, Energy, Power, Power factor, Frequency, Unbalance, Temperature, Power quality, Manual operating mechanism with mechanical closing, without Spring charging motor, Ready-to-close signal. switch, Auxiliary switches 2NO+2NC, without Closing coil (CC), manual operating mechanism with mechanical closing, without Remote trip alarm reset coil (RR), without 2nd shunt trip, without 1st Shunt trip | 305100 | 1 | Z\ | 1
3WA1232-5NG32-0AA0 |  | Withdrawable circuit breaker with guide frame, IEC 60947-2, frame size 2, 3-poles, In=3200A up to 690V AC 50/60Hz, breaking capacity H Icu=100/85kA at 500/690V, Trip unit ETU600 LSIG Hi-Z upgrade ready , colordisplay, bluetooth and USB interface, Protection LT, ST, INST, GFx, with GF highimpedance-input N-protection required an external N-sensor, incl. trip alarm switch (1xCO), rear connection horizontal, guide frame with shutter and w/o position signalling switch, with internal voltage tap on upper stab of circuit breaker, with voltage tap module VTM680 and power supply of ETU600, able to communication, integrated metering type PMF-3 Advanced Power Monitor., Voltage, Energy, Power, Power factor, Frequency, Unbalance, Temperature, Power quality, Manual operating mechanism with mechanical closing, without Spring charging motor, Ready-to-close signal. switch, Auxiliary switches 2NO+2NC, without Closing coil (CC), manual operating mechanism with mechanical closing, without Remote trip alarm reset coil (RR), without 2nd shunt trip, without 1st Shunt trip | 300100 | 1 | Z\ | 1
3WA1232-5NG33-0AA0 |  | Withdrawable circuit breaker with guide frame, IEC 60947-2, frame size 2, 3-poles, In=3200A up to 690V AC 50/60Hz, breaking capacity H Icu=100/85kA at 500/690V, Trip unit ETU600 LSIG Hi-Z upgrade ready , colordisplay, bluetooth and USB interface, Protection LT, ST, INST, GFx, with GF highimpedance-input N-protection required an external N-sensor, incl. trip alarm switch (1xCO), front connection double hole, guide frame with shutter and w/o position signalling switch, with internal voltage tap on upper stab of circuit breaker, with voltage tap module VTM680 and power supply of ETU600, able to communication, integrated metering type PMF-3 Advanced Power Monitor., Voltage, Energy, Power, Power factor, Frequency, Unbalance, Temperature, Power quality, Manual operating mechanism with mechanical closing, without Spring charging motor, Ready-to-close signal. switch, Auxiliary switches 2NO+2NC, without Closing coil (CC), manual operating mechanism with mechanical closing, without Remote trip alarm reset coil (RR), without 2nd shunt trip, without 1st Shunt trip | 314100 | 1 | Z\ | 1
3WA1232-5NG34-0AA0 |  | Withdrawable circuit breaker with guide frame, IEC 60947-2, frame size 2, 3-poles, In=3200A up to 690V AC 50/60Hz, breaking capacity H Icu=100/85kA at 500/690V, Trip unit ETU600 LSIG Hi-Z upgrade ready , colordisplay, bluetooth and USB interface, Protection LT, ST, INST, GFx, with GF highimpedance-input N-protection required an external N-sensor, incl. trip alarm switch (1xCO), rear connection flange, guide frame with shutter and w/o position signalling switch, with internal voltage tap on upper stab of circuit breaker, with voltage tap module VTM680 and power supply of ETU600, able to communication, integrated metering type PMF-3 Advanced Power Monitor., Voltage, Energy, Power, Power factor, Frequency, Unbalance, Temperature, Power quality, Manual operating mechanism with mechanical closing, without Spring charging motor, Ready-to-close signal. switch, Auxiliary switches 2NO+2NC, without Closing coil (CC), manual operating mechanism with mechanical closing, without Remote trip alarm reset coil (RR), without 2nd shunt trip, without 1st Shunt trip | 300100 | 1 | Z\ | 1
3WA1232-5NG41-0AA0 |  | Withdrawable circuit breaker with guide frame, IEC 60947-2, frame size 2, 4-poles, N-pole left, In=3200A up to 690V AC 50/60Hz, breaking capacity H Icu=100/85kA at 500/690V, Trip unit ETU600 LSIG Hi-Z upgrade ready , colordisplay, bluetooth and USB interface, Protection LT, ST, INST, GFx, with GF highimpedance-input include N-protection, (internal N-sensor available), incl. trip alarm switch (1xCO), rear connection vertical, guide frame with shutter and w/o position signalling switch, with internal voltage tap on upper stab of circuit breaker, with voltage tap module VTM680 and power supply of ETU600, able to communication, integrated metering type PMF-3 Advanced Power Monitor., Voltage, Energy, Power, Power factor, Frequency, Unbalance, Temperature, Power quality, Manual operating mechanism with mechanical closing, without Spring charging motor, Ready-to-close signal. switch, Auxiliary switches 2NO+2NC, without Closing coil (CC), manual operating mechanism with mechanical closing, without Remote trip alarm reset coil (RR), without 2nd shunt trip, without 1st Shunt trip | 385100 | 1 | Z\ | 1
3WA1232-5NG42-0AA0 |  | Withdrawable circuit breaker with guide frame, IEC 60947-2, frame size 2, 4-poles, N-pole left, In=3200A up to 690V AC 50/60Hz, breaking capacity H Icu=100/85kA at 500/690V, Trip unit ETU600 LSIG Hi-Z upgrade ready , colordisplay, bluetooth and USB interface, Protection LT, ST, INST, GFx, with GF highimpedance-input include N-protection, (internal N-sensor available), incl. trip alarm switch (1xCO), rear connection horizontal, guide frame with shutter and w/o position signalling switch, with internal voltage tap on upper stab of circuit breaker, with voltage tap module VTM680 and power supply of ETU600, able to communication, integrated metering type PMF-3 Advanced Power Monitor., Voltage, Energy, Power, Power factor, Frequency, Unbalance, Temperature, Power quality, Manual operating mechanism with mechanical closing, without Spring charging motor, Ready-to-close signal. switch, Auxiliary switches 2NO+2NC, without Closing coil (CC), manual operating mechanism with mechanical closing, without Remote trip alarm reset coil (RR), without 2nd shunt trip, without 1st Shunt trip | 378100 | 1 | Z\ | 1
3WA1232-5NG43-0AA0 |  | Withdrawable circuit breaker with guide frame, IEC 60947-2, frame size 2, 4-poles, N-pole left, In=3200A up to 690V AC 50/60Hz, breaking capacity H Icu=100/85kA at 500/690V, Trip unit ETU600 LSIG Hi-Z upgrade ready , colordisplay, bluetooth and USB interface, Protection LT, ST, INST, GFx, with GF highimpedance-input include N-protection, (internal N-sensor available), incl. trip alarm switch (1xCO), front connection double hole, guide frame with shutter and w/o position signalling switch, with internal voltage tap on upper stab of circuit breaker, with voltage tap module VTM680 and power supply of ETU600, able to communication, integrated metering type PMF-3 Advanced Power Monitor., Voltage, Energy, Power, Power factor, Frequency, Unbalance, Temperature, Power quality, Manual operating mechanism with mechanical closing, without Spring charging motor, Ready-to-close signal. switch, Auxiliary switches 2NO+2NC, without Closing coil (CC), manual operating mechanism with mechanical closing, without Remote trip alarm reset coil (RR), without 2nd shunt trip, without 1st Shunt trip | 397100 | 1 | Z\ | 1
3WA1232-5NG44-0AA0 |  | Withdrawable circuit breaker with guide frame, IEC 60947-2, frame size 2, 4-poles, N-pole left, In=3200A up to 690V AC 50/60Hz, breaking capacity H Icu=100/85kA at 500/690V, Trip unit ETU600 LSIG Hi-Z upgrade ready , colordisplay, bluetooth and USB interface, Protection LT, ST, INST, GFx, with GF highimpedance-input include N-protection, (internal N-sensor available), incl. trip alarm switch (1xCO), rear connection flange, guide frame with shutter and w/o position signalling switch, with internal voltage tap on upper stab of circuit breaker, with voltage tap module VTM680 and power supply of ETU600, able to communication, integrated metering type PMF-3 Advanced Power Monitor., Voltage, Energy, Power, Power factor, Frequency, Unbalance, Temperature, Power quality, Manual operating mechanism with mechanical closing, without Spring charging motor, Ready-to-close signal. switch, Auxiliary switches 2NO+2NC, without Closing coil (CC), manual operating mechanism with mechanical closing, without Remote trip alarm reset coil (RR), without 2nd shunt trip, without 1st Shunt trip | 378100 | 1 | Z\ | 1
3WA1232-6AA01-0AA0 |  | Non-automatic circuit breaker Fixed-mounted version, IEC 60947-2, frame size 2, 3-poles, In=3200A up to 690V AC 50/60Hz, breaking capacity C Icc=130/100kA at 500/690V, without electr. trip unit ETU, rear connection vertical, without Com & metering function Manual operating mechanism with mechanical closing, without Spring charging motor, Ready-to-close signal. switch, Auxiliary switches 2NO+2NC, without Closing coil (CC), manual operating mechanism with mechanical closing, without Remote trip alarm reset coil (RR), without 2nd shunt trip, without 1st Shunt trip | 210000 | 1 | Z\ | 1
3WA1232-6AA02-0AA0 |  | Non-automatic circuit breaker Fixed-mounted version, IEC 60947-2, frame size 2, 3-poles, In=3200A up to 690V AC 50/60Hz, breaking capacity C Icc=130/100kA at 500/690V, without electr. trip unit ETU, rear connection horizontal, without Com & metering function Manual operating mechanism with mechanical closing, without Spring charging motor, Ready-to-close signal. switch, Auxiliary switches 2NO+2NC, without Closing coil (CC), manual operating mechanism with mechanical closing, without Remote trip alarm reset coil (RR), without 2nd shunt trip, without 1st Shunt trip | 205000 | 1 | Z\ | 1
3WA1232-6AA11-0AA0 |  | Non-automatic circuit breaker Fixed-mounted version, IEC 60947-2, frame size 2, 4-poles, N-pole left, In=3200A up to 690V AC 50/60Hz, breaking capacity C Icc=130/100kA at 500/690V, without electr. trip unit ETU, rear connection vertical, without Com & metering function Manual operating mechanism with mechanical closing, without Spring charging motor, Ready-to-close signal. switch, Auxiliary switches 2NO+2NC, without Closing coil (CC), manual operating mechanism with mechanical closing, without Remote trip alarm reset coil (RR), without 2nd shunt trip, without 1st Shunt trip | 278000 | 1 | Z\ | 1
3WA1232-6AA12-0AA0 |  | Non-automatic circuit breaker Fixed-mounted version, IEC 60947-2, frame size 2, 4-poles, N-pole left, In=3200A up to 690V AC 50/60Hz, breaking capacity C Icc=130/100kA at 500/690V, without electr. trip unit ETU, rear connection horizontal, without Com & metering function Manual operating mechanism with mechanical closing, without Spring charging motor, Ready-to-close signal. switch, Auxiliary switches 2NO+2NC, without Closing coil (CC), manual operating mechanism with mechanical closing, without Remote trip alarm reset coil (RR), without 2nd shunt trip, without 1st Shunt trip | 271000 | 1 | Z\ | 1
3WA1232-6AA21-0AA0 |  | AC non-automatic air circuit breaker 3WA, fixed-mounted version, IEC 60947-2, size 2, 4-pole, N pole on right, In=3200 A up to 690 V AC 50/60 Hz, breaking capacity C, Icc=130/100 kA at 500/690 V, without electronic trip unit ETU, connection at rear vertical, without Com & metering function Manual operating mechanism with mechanical closing, without Spring charging motor, Ready-to-close signal. switch, Auxiliary switches 2NO+2NC, without Closing coil (CC), manual operating mechanism with mechanical closing, without Remote trip alarm reset coil (RR), without 2nd shunt trip, without 1st Shunt trip | 278000 | 1 | Z\ | 1
3WA1232-6AA22-0AA0 |  | AC non-automatic air circuit breaker 3WA, fixed-mounted version, IEC 60947-2, size 2, 4-pole, N pole on right, In=3200 A up to 690 V AC 50/60 Hz, breaking capacity C, Icc=130/100 kA at 500/690 V, without electronic trip unit ETU, connection at rear horizontal without Com & metering function Manual operating mechanism with mechanical closing, without Spring charging motor, Ready-to-close signal. switch, Auxiliary switches 2NO+2NC, without Closing coil (CC), manual operating mechanism with mechanical closing, without Remote trip alarm reset coil (RR), without 2nd shunt trip, without 1st Shunt trip | 271000 | 1 | Z\ | 1
3WA1232-6AA31-0AA0 |  | Non-automatic circuit breaker withdrawable version, with guide frame, IEC 60947-2, frame size 2, 3-poles, In=3200A up to 690V AC 50/60Hz, breaking capacity C Icc=130/100kA at 500/690V, without electr. trip unit ETU, rear connection vertical, guide frame with shutter and w/o position signalling switch, without Com & metering function Manual operating mechanism with mechanical closing, without Spring charging motor, Ready-to-close signal. switch, Auxiliary switches 2NO+2NC, without Closing coil (CC), manual operating mechanism with mechanical closing, without Remote trip alarm reset coil (RR), without 2nd shunt trip, without 1st Shunt trip | 281000 | 1 | Z\ | 1
3WA1232-6AA32-0AA0 |  | Non-automatic circuit breaker withdrawable version, with guide frame, IEC 60947-2, frame size 2, 3-poles, In=3200A up to 690V AC 50/60Hz, breaking capacity C Icc=130/100kA at 500/690V, without electr. trip unit ETU, rear connection horizontal, guide frame with shutter and w/o position signalling switch, without Com & metering function Manual operating mechanism with mechanical closing, without Spring charging motor, Ready-to-close signal. switch, Auxiliary switches 2NO+2NC, without Closing coil (CC), manual operating mechanism with mechanical closing, without Remote trip alarm reset coil (RR), without 2nd shunt trip, without 1st Shunt trip | 276000 | 1 | Z\ | 1
3WA1232-6AA34-0AA0 |  | AC non-automatic air circuit breaker 3WA, withdrawable version, with guide frame, IEC 60947-2, size 2, 3-pole, In=3200 A up to 690 V AC 50/60 Hz, breaking capacity C, Icc=130/100 kA at 500/690 V, without electronic trip unit ETU, connection at rear flange, guide frame with shutter, without position signaling switch without Com & metering function Manual operating mechanism with mechanical closing, without Spring charging motor, Ready-to-close signal. switch, Auxiliary switches 2NO+2NC, without Closing coil (CC), manual operating mechanism with mechanical closing, without Remote trip alarm reset coil (RR), without 2nd shunt trip, without 1st Shunt trip | 276000 | 1 | Z\ | 1
3WA1232-6AA41-0AA0 |  | Non-automatic circuit breaker withdrawable version, with guide frame, IEC 60947-2, frame size 2, 4-poles, N-pole left, In=3200A up to 690V AC 50/60Hz, breaking capacity C Icc=130/100kA at 500/690V, without electr. trip unit ETU, rear connection vertical, guide frame with shutter and w/o position signalling switch, without Com & metering function Manual operating mechanism with mechanical closing, without Spring charging motor, Ready-to-close signal. switch, Auxiliary switches 2NO+2NC, without Closing coil (CC), manual operating mechanism with mechanical closing, without Remote trip alarm reset coil (RR), without 2nd shunt trip, without 1st Shunt trip | 371000 | 1 | Z\ | 1
3WA1232-6AA42-0AA0 |  | Non-automatic circuit breaker withdrawable version, with guide frame, IEC 60947-2, frame size 2, 4-poles, N-pole left, In=3200A up to 690V AC 50/60Hz, breaking capacity C Icc=130/100kA at 500/690V, without electr. trip unit ETU, rear connection horizontal, guide frame with shutter and w/o position signalling switch, without Com & metering function Manual operating mechanism with mechanical closing, without Spring charging motor, Ready-to-close signal. switch, Auxiliary switches 2NO+2NC, without Closing coil (CC), manual operating mechanism with mechanical closing, without Remote trip alarm reset coil (RR), without 2nd shunt trip, without 1st Shunt trip | 364000 | 1 | Z\ | 1
3WA1232-6AA44-0AA0 |  | AC non-automatic air circuit breaker 3WA, withdrawable version, with guide frame, IEC 60947-2, size 2, 4-pole, N pole on left, In=3200 A up to 690 V AC 50/60 Hz, breaking capacity C, Icc=130/100 kA at 500/690 V, without electronic trip unit ETU, connection at rear flange, guide frame with shutter, without position signaling switch without Com & metering function Manual operating mechanism with mechanical closing, without Spring charging motor, Ready-to-close signal. switch, Auxiliary switches 2NO+2NC, without Closing coil (CC), manual operating mechanism with mechanical closing, without Remote trip alarm reset coil (RR), without 2nd shunt trip, without 1st Shunt trip | 364000 | 1 | Z\ | 1
3WA1232-6AB01-0AA0 |  | Fixed-mounted circuit breaker IEC 60947-2, frame size 2, 3-poles, In=3200A up to 690V AC 50/60Hz, breaking capacity C Icu=130/100kA at 500/690V, Trip unit ETU300 LSI optimized for standard applica- tions, without display Protection LT, ST, INST, N-protection required an external N-sensor, incl. trip alarm switch (1xCO), rear connection vertical, without Com & metering function Manual operating mechanism with mechanical closing, without Spring charging motor, Ready-to-close signal. switch, Auxiliary switches 2NO+2NC, without Closing coil (CC), manual operating mechanism with mechanical closing, without Remote trip alarm reset coil (RR), without 2nd shunt trip, without 1st Shunt trip | 224000 | 1 | Z\ | 1
3WA1232-6AB02-0AA0 |  | Fixed-mounted circuit breaker IEC 60947-2, frame size 2, 3-poles, In=3200A up to 690V AC 50/60Hz, breaking capacity C Icu=130/100kA at 500/690V, Trip unit ETU300 LSI optimized for standard applica- tions, without display Protection LT, ST, INST, N-protection required an external N-sensor, incl. trip alarm switch (1xCO), rear connection horizontal, without Com & metering function Manual operating mechanism with mechanical closing, without Spring charging motor, Ready-to-close signal. switch, Auxiliary switches 2NO+2NC, without Closing coil (CC), manual operating mechanism with mechanical closing, without Remote trip alarm reset coil (RR), without 2nd shunt trip, without 1st Shunt trip | 218000 | 1 | Z\ | 1
3WA1232-6AB11-0AA0 |  | Fixed-mounted circuit breaker IEC 60947-2, frame size 2, 4-poles, N-pole left, In=3200A up to 690V AC 50/60Hz, breaking capacity C Icu=130/100kA at 500/690V, Trip unit ETU300 LSI optimized for standard applica- tions, without display Protection LT, ST, INST, include N-protection, (internal N-sensor available), incl. trip alarm switch (1xCO), rear connection vertical, without Com & metering function Manual operating mechanism with mechanical closing, without Spring charging motor, Ready-to-close signal. switch, Auxiliary switches 2NO+2NC, without Closing coil (CC), manual operating mechanism with mechanical closing, without Remote trip alarm reset coil (RR), without 2nd shunt trip, without 1st Shunt trip | 297000 | 1 | Z\ | 1
3WA1232-6AB12-0AA0 |  | Fixed-mounted circuit breaker IEC 60947-2, frame size 2, 4-poles, N-pole left, In=3200A up to 690V AC 50/60Hz, breaking capacity C Icu=130/100kA at 500/690V, Trip unit ETU300 LSI optimized for standard applica- tions, without display Protection LT, ST, INST, include N-protection, (internal N-sensor available), incl. trip alarm switch (1xCO), rear connection horizontal, without Com & metering function Manual operating mechanism with mechanical closing, without Spring charging motor, Ready-to-close signal. switch, Auxiliary switches 2NO+2NC, without Closing coil (CC), manual operating mechanism with mechanical closing, without Remote trip alarm reset coil (RR), without 2nd shunt trip, without 1st Shunt trip | 290000 | 1 | Z\ | 1
3WA1232-6AB21-0AA0 |  | fixed-mounted circuit breaker, IEC 60947-2, size 1, 4-pole, N pole on right, In=3200 A up to 690 V AC 50/60 Hz, breaking capacity C Icu=130/100 kA at 500/690 V, tripping unit ETU300 LSI optimized for standard applications, without display, basic protection LT, ST, INST, including protection of the N conductor (internal neutral point sensor available) trip alarm switch (1 x CO), connection at rear vertical, without Com & metering function Manual operating mechanism with mechanical closing, without Spring charging motor, Ready-to-close signal. switch, Auxiliary switches 2NO+2NC, without Closing coil (CC), manual operating mechanism with mechanical closing, without Remote trip alarm reset coil (RR), without 2nd shunt trip, without 1st Shunt trip | 297000 | 1 | Z\ | 1
3WA1232-6AB22-0AA0 |  | fixed-mounted circuit breaker, IEC 60947-2, size 1, 4-pole, N pole on right, In=3200 A up to 690 V AC 50/60 Hz, breaking capacity C Icu=130/100 kA at 500/690 V, tripping unit ETU300 LSI optimized for standard applications, without display, basic protection LT, ST, INST, including protection of the N conductor (internal neutral point sensor available) trip alarm switch (1 x CO), connection at rear horizontal without Com & metering function Manual operating mechanism with mechanical closing, without Spring charging motor, Ready-to-close signal. switch, Auxiliary switches 2NO+2NC, without Closing coil (CC), manual operating mechanism with mechanical closing, without Remote trip alarm reset coil (RR), without 2nd shunt trip, without 1st Shunt trip | 290000 | 1 | Z\ | 1
3WA1232-6AB31-0AA0 |  | Withdrawable circuit breaker with guide frame, IEC 60947-2, frame size 2, 3-poles, In=3200A up to 690V AC 50/60Hz, breaking capacity C Icu=130/100kA at 500/690V, Trip unit ETU300 LSI optimized for standard applica- tions, without display Protection LT, ST, INST, N-protection required an external N-sensor, incl. trip alarm switch (1xCO), rear connection vertical, guide frame with shutter and w/o position signalling switch, without Com & metering function Manual operating mechanism with mechanical closing, without Spring charging motor, Ready-to-close signal. switch, Auxiliary switches 2NO+2NC, without Closing coil (CC), manual operating mechanism with mechanical closing, without Remote trip alarm reset coil (RR), without 2nd shunt trip, without 1st Shunt trip | 301000 | 1 | Z\ | 1
3WA1232-6AB32-0AA0 |  | Withdrawable circuit breaker with guide frame, IEC 60947-2, frame size 2, 3-poles, In=3200A up to 690V AC 50/60Hz, breaking capacity C Icu=130/100kA at 500/690V, Trip unit ETU300 LSI optimized for standard applica- tions, without display Protection LT, ST, INST, N-protection required an external N-sensor, incl. trip alarm switch (1xCO), rear connection horizontal, guide frame with shutter and w/o position signalling switch, without Com & metering function Manual operating mechanism with mechanical closing, without Spring charging motor, Ready-to-close signal. switch, Auxiliary switches 2NO+2NC, without Closing coil (CC), manual operating mechanism with mechanical closing, without Remote trip alarm reset coil (RR), without 2nd shunt trip, without 1st Shunt trip | 296000 | 1 | Z\ | 1
3WA1232-6AB34-0AA0 |  | withdrawable circuit breaker, with guide frame, IEC 60947-2, size 1, 3-pole, In=3200 A up to 690 V AC 50/60 Hz, breaking capacity C Icu=130/100 kA at 500/690 V, tripping unit ETU300 LSI optimized for standard applications, without display, basic protection LT, ST, INST, neutral conductor protection requires an external neutral point current sensor, trip alarm switch (1 x CO), connection at rear flange, guide frame with shutter, without position signaling switch without Com & metering function Manual operating mechanism with mechanical closing, without Spring charging motor, Ready-to-close signal. switch, Auxiliary switches 2NO+2NC, without Closing coil (CC), manual operating mechanism with mechanical closing, without Remote trip alarm reset coil (RR), without 2nd shunt trip, without 1st Shunt trip | 296000 | 1 | Z\ | 1
3WA1232-6AB41-0AA0 |  | Withdrawable circuit breaker with guide frame, IEC 60947-2, frame size 2, 4-poles, N-pole left, In=3200A up to 690V AC 50/60Hz, breaking capacity C Icu=130/100kA at 500/690V, Trip unit ETU300 LSI optimized for standard applica- tions, without display Protection LT, ST, INST, include N-protection, (internal N-sensor available), incl. trip alarm switch (1xCO), rear connection vertical, guide frame with shutter and w/o position signalling switch, without Com & metering function Manual operating mechanism with mechanical closing, without Spring charging motor, Ready-to-close signal. switch, Auxiliary switches 2NO+2NC, without Closing coil (CC), manual operating mechanism with mechanical closing, without Remote trip alarm reset coil (RR), without 2nd shunt trip, without 1st Shunt trip | 399000 | 1 | Z\ | 1
3WA1232-6AB42-0AA0 |  | Withdrawable circuit breaker with guide frame, IEC 60947-2, frame size 2, 4-poles, N-pole left, In=3200A up to 690V AC 50/60Hz, breaking capacity C Icu=130/100kA at 500/690V, Trip unit ETU300 LSI optimized for standard applica- tions, without display Protection LT, ST, INST, include N-protection, (internal N-sensor available), incl. trip alarm switch (1xCO), rear connection horizontal, guide frame with shutter and w/o position signalling switch, without Com & metering function Manual operating mechanism with mechanical closing, without Spring charging motor, Ready-to-close signal. switch, Auxiliary switches 2NO+2NC, without Closing coil (CC), manual operating mechanism with mechanical closing, without Remote trip alarm reset coil (RR), without 2nd shunt trip, without 1st Shunt trip | 392000 | 1 | Z\ | 1
3WA1232-6AB44-0AA0 |  | withdrawable circuit breaker, with guide frame, IEC 60947-2, size 1, 4-pole, N pole on left, In=3200 A up to 690 V AC 50/60 Hz, breaking capacity C Icu=130/100 kA at 500/690 V, tripping unit ETU300 LSI optimized for standard applications, without display, basic protection LT, ST, INST, including protection of the N conductor (internal neutral point sensor available) trip alarm switch (1 x CO), connection at rear flange, guide frame with shutter, without position signaling switch without Com & metering function Manual operating mechanism with mechanical closing, without Spring charging motor, Ready-to-close signal. switch, Auxiliary switches 2NO+2NC, without Closing coil (CC), manual operating mechanism with mechanical closing, without Remote trip alarm reset coil (RR), without 2nd shunt trip, without 1st Shunt trip | 392000 | 1 | Z\ | 1
3WA1232-6AC01-0AA0 |  | Fixed-mounted circuit breaker IEC 60947-2, frame size 2, 3-poles, In=3200A up to 690V AC 50/60Hz, breaking capacity C Icu=130/100kA at 500/690V, Trip unit ETU300 LSIG optimized for standard applica- tions, without display Protection LT, ST, INST, GF, N-protection required an external N-sensor, incl. trip alarm switch (1xCO), rear connection vertical, without Com & metering function Manual operating mechanism with mechanical closing, without Spring charging motor, Ready-to-close signal. switch, Auxiliary switches 2NO+2NC, without Closing coil (CC), manual operating mechanism with mechanical closing, without Remote trip alarm reset coil (RR), without 2nd shunt trip, without 1st Shunt trip | 230000 | 1 | Z\ | 1
3WA1232-6AC02-0AA0 |  | Fixed-mounted circuit breaker IEC 60947-2, frame size 2, 3-poles, In=3200A up to 690V AC 50/60Hz, breaking capacity C Icu=130/100kA at 500/690V, Trip unit ETU300 LSIG optimized for standard applica- tions, without display Protection LT, ST, INST, GF, N-protection required an external N-sensor, incl. trip alarm switch (1xCO), rear connection horizontal, without Com & metering function Manual operating mechanism with mechanical closing, without Spring charging motor, Ready-to-close signal. switch, Auxiliary switches 2NO+2NC, without Closing coil (CC), manual operating mechanism with mechanical closing, without Remote trip alarm reset coil (RR), without 2nd shunt trip, without 1st Shunt trip | 225000 | 1 | Z\ | 1
3WA1232-6AC11-0AA0 |  | Fixed-mounted circuit breaker IEC 60947-2, frame size 2, 4-poles, N-pole left, In=3200A up to 690V AC 50/60Hz, breaking capacity C Icu=130/100kA at 500/690V, Trip unit ETU300 LSIG optimized for standard applica- tions, without display Protection LT, ST, INST, GF, include N-protection, (internal N-sensor available), incl. trip alarm switch (1xCO), rear connection vertical, without Com & metering function Manual operating mechanism with mechanical closing, without Spring charging motor, Ready-to-close signal. switch, Auxiliary switches 2NO+2NC, without Closing coil (CC), manual operating mechanism with mechanical closing, without Remote trip alarm reset coil (RR), without 2nd shunt trip, without 1st Shunt trip | 303000 | 1 | Z\ | 1
3WA1232-6AC12-0AA0 |  | Fixed-mounted circuit breaker IEC 60947-2, frame size 2, 4-poles, N-pole left, In=3200A up to 690V AC 50/60Hz, breaking capacity C Icu=130/100kA at 500/690V, Trip unit ETU300 LSIG optimized for standard applica- tions, without display Protection LT, ST, INST, GF, include N-protection, (internal N-sensor available), incl. trip alarm switch (1xCO), rear connection horizontal, without Com & metering function Manual operating mechanism with mechanical closing, without Spring charging motor, Ready-to-close signal. switch, Auxiliary switches 2NO+2NC, without Closing coil (CC), manual operating mechanism with mechanical closing, without Remote trip alarm reset coil (RR), without 2nd shunt trip, without 1st Shunt trip | 296000 | 1 | Z\ | 1
3WA1232-6AC21-0AA0 |  | fixed-mounted circuit breaker, IEC 60947-2, size 1, 4-pole, N pole on right, In=3200 A up to 690 V AC 50/60 Hz, breaking capacity C Icu=130/100 kA at 500/690 V, tripping unit ETU300 LSI G optimized for standard applications, without display, basic protection LT, ST, INST, GF, including protection of the N conductor (internal neutral point sensor available), trip alarm switch (1 x CO), connection at rear vertical, without Com & metering function Manual operating mechanism with mechanical closing, without Spring charging motor, Ready-to-close signal. switch, Auxiliary switches 2NO+2NC, without Closing coil (CC), manual operating mechanism with mechanical closing, without Remote trip alarm reset coil (RR), without 2nd shunt trip, without 1st Shunt trip | 303000 | 1 | Z\ | 1
3WA1232-6AC22-0AA0 |  | fixed-mounted circuit breaker, IEC 60947-2, size 1, 4-pole, N pole on right, In=3200 A up to 690 V AC 50/60 Hz, breaking capacity C Icu=130/100 kA at 500/690 V, tripping unit ETU300 LSI G optimized for standard applications, without display, basic protection LT, ST, INST, GF, including protection of the N conductor (internal neutral point sensor available), trip alarm switch (1 x CO), connection at rear horizontal without Com & metering function Manual operating mechanism with mechanical closing, without Spring charging motor, Ready-to-close signal. switch, Auxiliary switches 2NO+2NC, without Closing coil (CC), manual operating mechanism with mechanical closing, without Remote trip alarm reset coil (RR), without 2nd shunt trip, without 1st Shunt trip | 296000 | 1 | Z\ | 1
3WA1232-6AC31-0AA0 |  | Withdrawable circuit breaker with guide frame, IEC 60947-2, frame size 2, 3-poles, In=3200A up to 690V AC 50/60Hz, breaking capacity C Icu=130/100kA at 500/690V, Trip unit ETU300 LSIG optimized for standard applica- tions, without display Protection LT, ST, INST, GF, N-protection required an external N-sensor, incl. trip alarm switch (1xCO), rear connection vertical, guide frame with shutter and w/o position signalling switch, without Com & metering function Manual operating mechanism with mechanical closing, without Spring charging motor, Ready-to-close signal. switch, Auxiliary switches 2NO+2NC, without Closing coil (CC), manual operating mechanism with mechanical closing, without Remote trip alarm reset coil (RR), without 2nd shunt trip, without 1st Shunt trip | 307000 | 1 | Z\ | 1
3WA1232-6AC32-0AA0 |  | Withdrawable circuit breaker with guide frame, IEC 60947-2, frame size 2, 3-poles, In=3200A up to 690V AC 50/60Hz, breaking capacity C Icu=130/100kA at 500/690V, Trip unit ETU300 LSIG optimized for standard applica- tions, without display Protection LT, ST, INST, GF, N-protection required an external N-sensor, incl. trip alarm switch (1xCO), rear connection horizontal, guide frame with shutter and w/o position signalling switch, without Com & metering function Manual operating mechanism with mechanical closing, without Spring charging motor, Ready-to-close signal. switch, Auxiliary switches 2NO+2NC, without Closing coil (CC), manual operating mechanism with mechanical closing, without Remote trip alarm reset coil (RR), without 2nd shunt trip, without 1st Shunt trip | 302000 | 1 | Z\ | 1
3WA1232-6AC34-0AA0 |  | withdrawable circuit breaker, with guide frame, IEC 60947-2, size 1, 3-pole, In=3200 A up to 690 V AC 50/60 Hz, breaking capacity C Icu=130/100 kA at 500/690 V, tripping unit ETU300 LSI G optimized for standard applications, without display, basic protection LT, ST, INST, GF, neutral conductor protection requires an external neutral point current sensor, trip alarm switch (1 x CO), connection at rear flange, guide frame with shutter, without position signaling switch without Com & metering function Manual operating mechanism with mechanical closing, without Spring charging motor, Ready-to-close signal. switch, Auxiliary switches 2NO+2NC, without Closing coil (CC), manual operating mechanism with mechanical closing, without Remote trip alarm reset coil (RR), without 2nd shunt trip, without 1st Shunt trip | 302000 | 1 | Z\ | 1
3WA1232-6AC41-0AA0 |  | Withdrawable circuit breaker with guide frame, IEC 60947-2, frame size 2, 4-poles, N-pole left, In=3200A up to 690V AC 50/60Hz, breaking capacity C Icu=130/100kA at 500/690V, Trip unit ETU300 LSIG optimized for standard applica- tions, without display Protection LT, ST, INST, GF, include N-protection, (internal N-sensor available), incl. trip alarm switch (1xCO), rear connection vertical, guide frame with shutter and w/o position signalling switch, without Com & metering function Manual operating mechanism with mechanical closing, without Spring charging motor, Ready-to-close signal. switch, Auxiliary switches 2NO+2NC, without Closing coil (CC), manual operating mechanism with mechanical closing, without Remote trip alarm reset coil (RR), without 2nd shunt trip, without 1st Shunt trip | 405000 | 1 | Z\ | 1
3WA1232-6AC42-0AA0 |  | Withdrawable circuit breaker with guide frame, IEC 60947-2, frame size 2, 4-poles, N-pole left, In=3200A up to 690V AC 50/60Hz, breaking capacity C Icu=130/100kA at 500/690V, Trip unit ETU300 LSIG optimized for standard applica- tions, without display Protection LT, ST, INST, GF, include N-protection, (internal N-sensor available), incl. trip alarm switch (1xCO), rear connection horizontal, guide frame with shutter and w/o position signalling switch, without Com & metering function Manual operating mechanism with mechanical closing, without Spring charging motor, Ready-to-close signal. switch, Auxiliary switches 2NO+2NC, without Closing coil (CC), manual operating mechanism with mechanical closing, without Remote trip alarm reset coil (RR), without 2nd shunt trip, without 1st Shunt trip | 398000 | 1 | Z\ | 1
3WA1232-6AC44-0AA0 |  | withdrawable circuit breaker, with guide frame, IEC 60947-2, size 1, 4-pole, N pole on left, In=3200 A up to 690 V AC 50/60 Hz, breaking capacity C Icu=130/100 kA at 500/690 V, tripping unit ETU300 LSI G optimized for standard applications, without display, basic protection LT, ST, INST, GF, including protection of the N conductor (internal neutral point sensor available), trip alarm switch (1 x CO), connection at rear flange, guide frame with shutter, without position signaling switch without Com & metering function Manual operating mechanism with mechanical closing, without Spring charging motor, Ready-to-close signal. switch, Auxiliary switches 2NO+2NC, without Closing coil (CC), manual operating mechanism with mechanical closing, without Remote trip alarm reset coil (RR), without 2nd shunt trip, without 1st Shunt trip | 398000 | 1 | Z\ | 1
3WA1232-6AE01-0AA0 |  | Fixed-mounted circuit breaker IEC 60947-2, frame size 2, 3-poles, In=3200A up to 690V AC 50/60Hz, breaking capacity C Icu=130/100kA at 500/690V, Trip unit ETU600 LSI upgrade ready , colordisplay, bluetooth and USB interface, Protection LT, ST, INST, N-protection required an external N-sensor, incl. trip alarm switch (1xCO), rear connection vertical, without Com & metering function Manual operating mechanism with mechanical closing, without Spring charging motor, Ready-to-close signal. switch, Auxiliary switches 2NO+2NC, without Closing coil (CC), manual operating mechanism with mechanical closing, without Remote trip alarm reset coil (RR), without 2nd shunt trip, without 1st Shunt trip | 229000 | 1 | Z\ | 1
3WA1232-6AE02-0AA0 |  | Fixed-mounted circuit breaker IEC 60947-2, frame size 2, 3-poles, In=3200A up to 690V AC 50/60Hz, breaking capacity C Icu=130/100kA at 500/690V, Trip unit ETU600 LSI upgrade ready , colordisplay, bluetooth and USB interface, Protection LT, ST, INST, N-protection required an external N-sensor, incl. trip alarm switch (1xCO), rear connection horizontal, without Com & metering function Manual operating mechanism with mechanical closing, without Spring charging motor, Ready-to-close signal. switch, Auxiliary switches 2NO+2NC, without Closing coil (CC), manual operating mechanism with mechanical closing, without Remote trip alarm reset coil (RR), without 2nd shunt trip, without 1st Shunt trip | 224000 | 1 | Z\ | 1
3WA1232-6AE11-0AA0 |  | Fixed-mounted circuit breaker IEC 60947-2, frame size 2, 4-poles, N-pole left, In=3200A up to 690V AC 50/60Hz, breaking capacity C Icu=130/100kA at 500/690V, Trip unit ETU600 LSI upgrade ready , colordisplay, bluetooth and USB interface, Protection LT, ST, INST, include N-protection, (internal N-sensor available), incl. trip alarm switch (1xCO), rear connection vertical, without Com & metering function Manual operating mechanism with mechanical closing, without Spring charging motor, Ready-to-close signal. switch, Auxiliary switches 2NO+2NC, without Closing coil (CC), manual operating mechanism with mechanical closing, without Remote trip alarm reset coil (RR), without 2nd shunt trip, without 1st Shunt trip | 302000 | 1 | Z\ | 1
3WA1232-6AE12-0AA0 |  | Fixed-mounted circuit breaker IEC 60947-2, frame size 2, 4-poles, N-pole left, In=3200A up to 690V AC 50/60Hz, breaking capacity C Icu=130/100kA at 500/690V, Trip unit ETU600 LSI upgrade ready , colordisplay, bluetooth and USB interface, Protection LT, ST, INST, include N-protection, (internal N-sensor available), incl. trip alarm switch (1xCO), rear connection horizontal, without Com & metering function Manual operating mechanism with mechanical closing, without Spring charging motor, Ready-to-close signal. switch, Auxiliary switches 2NO+2NC, without Closing coil (CC), manual operating mechanism with mechanical closing, without Remote trip alarm reset coil (RR), without 2nd shunt trip, without 1st Shunt trip | 295000 | 1 | Z\ | 1
3WA1232-6AE21-0AA0 |  | fixed-mounted circuit breaker, IEC 60947-2, size 2, 4-pole, N pole on right, In=3200 A up to 690 V AC 50/60 Hz, breaking capacity C Icu=130/100 kA at 500/690 V, tripping unit ETU600 LSI upgradeable, color display, Bluetooth, USB interface, basic protection LT, ST, INST, including protection of the N conductor (internal neutral point sensor available), trip alarm switch (1 x CO), connection at rear vertical, without Com & metering function Manual operating mechanism with mechanical closing, without Spring charging motor, Ready-to-close signal. switch, Auxiliary switches 2NO+2NC, without Closing coil (CC), manual operating mechanism with mechanical closing, without Remote trip alarm reset coil (RR), without 2nd shunt trip, without 1st Shunt trip | 302000 | 1 | Z\ | 1
3WA1232-6AE22-0AA0 |  | fixed-mounted circuit breaker, IEC 60947-2, size 2, 4-pole, N pole on right, In=3200 A up to 690 V AC 50/60 Hz, breaking capacity C Icu=130/100 kA at 500/690 V, tripping unit ETU600 LSI upgradeable, color display, Bluetooth, USB interface, basic protection LT, ST, INST, including protection of the N conductor (internal neutral point sensor available), trip alarm switch (1 x CO), connection at rear horizontal without Com & metering function Manual operating mechanism with mechanical closing, without Spring charging motor, Ready-to-close signal. switch, Auxiliary switches 2NO+2NC, without Closing coil (CC), manual operating mechanism with mechanical closing, without Remote trip alarm reset coil (RR), without 2nd shunt trip, without 1st Shunt trip | 295000 | 1 | Z\ | 1
3WA1232-6AE31-0AA0 |  | Withdrawable circuit breaker with guide frame, IEC 60947-2, frame size 2, 3-poles, In=3200A up to 690V AC 50/60Hz, breaking capacity C Icu=130/100kA at 500/690V, Trip unit ETU600 LSI upgrade ready , colordisplay, bluetooth and USB interface, Protection LT, ST, INST, N-protection required an external N-sensor, incl. trip alarm switch (1xCO), rear connection vertical, guide frame with shutter and w/o position signalling switch, without Com & metering function Manual operating mechanism with mechanical closing, without Spring charging motor, Ready-to-close signal. switch, Auxiliary switches 2NO+2NC, without Closing coil (CC), manual operating mechanism with mechanical closing, without Remote trip alarm reset coil (RR), without 2nd shunt trip, without 1st Shunt trip | 306000 | 1 | Z\ | 1
3WA1232-6AE32-0AA0 |  | Withdrawable circuit breaker with guide frame, IEC 60947-2, frame size 2, 3-poles, In=3200A up to 690V AC 50/60Hz, breaking capacity C Icu=130/100kA at 500/690V, Trip unit ETU600 LSI upgrade ready , colordisplay, bluetooth and USB interface, Protection LT, ST, INST, N-protection required an external N-sensor, incl. trip alarm switch (1xCO), rear connection horizontal, guide frame with shutter and w/o position signalling switch, without Com & metering function Manual operating mechanism with mechanical closing, without Spring charging motor, Ready-to-close signal. switch, Auxiliary switches 2NO+2NC, without Closing coil (CC), manual operating mechanism with mechanical closing, without Remote trip alarm reset coil (RR), without 2nd shunt trip, without 1st Shunt trip | 301000 | 1 | Z\ | 1
3WA1232-6AE34-0AA0 |  | withdrawable circuit breaker, with guide frame, IEC 60947-2, size 2, 3-pole, In=3200 A up to 690 V AC 50/60 Hz, breaking capacity C Icu=130/100 kA at 500/690 V, tripping unit ETU600 LSI upgradeable, color display, Bluetooth, USB interface, basic protection LT, ST, INST, neutral conductor protection requires an external neutral point current sensor, trip alarm switch (1 x CO), connection at rear flange, guide frame with shutter, without position signaling switch without Com & metering function Manual operating mechanism with mechanical closing, without Spring charging motor, Ready-to-close signal. switch, Auxiliary switches 2NO+2NC, without Closing coil (CC), manual operating mechanism with mechanical closing, without Remote trip alarm reset coil (RR), without 2nd shunt trip, without 1st Shunt trip | 301000 | 1 | Z\ | 1
3WA1232-6AE41-0AA0 |  | Withdrawable circuit breaker with guide frame, IEC 60947-2, frame size 2, 4-poles, N-pole left, In=3200A up to 690V AC 50/60Hz, breaking capacity C Icu=130/100kA at 500/690V, Trip unit ETU600 LSI upgrade ready , colordisplay, bluetooth and USB interface, Protection LT, ST, INST, include N-protection, (internal N-sensor available), incl. trip alarm switch (1xCO), rear connection vertical, guide frame with shutter and w/o position signalling switch, without Com & metering function Manual operating mechanism with mechanical closing, without Spring charging motor, Ready-to-close signal. switch, Auxiliary switches 2NO+2NC, without Closing coil (CC), manual operating mechanism with mechanical closing, without Remote trip alarm reset coil (RR), without 2nd shunt trip, without 1st Shunt trip | 404000 | 1 | Z\ | 1
3WA1232-6AE42-0AA0 |  | Withdrawable circuit breaker with guide frame, IEC 60947-2, frame size 2, 4-poles, N-pole left, In=3200A up to 690V AC 50/60Hz, breaking capacity C Icu=130/100kA at 500/690V, Trip unit ETU600 LSI upgrade ready , colordisplay, bluetooth and USB interface, Protection LT, ST, INST, include N-protection, (internal N-sensor available), incl. trip alarm switch (1xCO), rear connection horizontal, guide frame with shutter and w/o position signalling switch, without Com & metering function Manual operating mechanism with mechanical closing, without Spring charging motor, Ready-to-close signal. switch, Auxiliary switches 2NO+2NC, without Closing coil (CC), manual operating mechanism with mechanical closing, without Remote trip alarm reset coil (RR), without 2nd shunt trip, without 1st Shunt trip | 397000 | 1 | Z\ | 1
3WA1232-6AE44-0AA0 |  | withdrawable circuit breaker, with guide frame, IEC 60947-2, size 2, 4-pole, N pole on left, In=3200 A up to 690 V AC 50/60 Hz, breaking capacity C Icu=130/100 kA at 500/690 V, tripping unit ETU600 LSI upgradeable, color display, Bluetooth, USB interface, basic protection LT, ST, INST, including protection of the N conductor (internal neutral point sensor available), trip alarm switch (1 x CO), connection at rear flange, guide frame with shutter, without position signaling switch without Com & metering function Manual operating mechanism with mechanical closing, without Spring charging motor, Ready-to-close signal. switch, Auxiliary switches 2NO+2NC, without Closing coil (CC), manual operating mechanism with mechanical closing, without Remote trip alarm reset coil (RR), without 2nd shunt trip, without 1st Shunt trip | 397000 | 1 | Z\ | 1
3WA1232-6AF01-0AA0 |  | Fixed-mounted circuit breaker IEC 60947-2, frame size 2, 3-poles, In=3200A up to 690V AC 50/60Hz, breaking capacity C Icu=130/100kA at 500/690V, Trip unit ETU600 LSIG upgrade ready , colordisplay, bluetooth and USB interface, Protection LT, ST, INST, GFx, N-protection required an external N-sensor, incl. trip alarm switch (1xCO), rear connection vertical, without Com & metering function Manual operating mechanism with mechanical closing, without Spring charging motor, Ready-to-close signal. switch, Auxiliary switches 2NO+2NC, without Closing coil (CC), manual operating mechanism with mechanical closing, without Remote trip alarm reset coil (RR), without 2nd shunt trip, without 1st Shunt trip | 239000 | 1 | Z\ | 1
3WA1232-6AF02-0AA0 |  | Fixed-mounted circuit breaker IEC 60947-2, frame size 2, 3-poles, In=3200A up to 690V AC 50/60Hz, breaking capacity C Icu=130/100kA at 500/690V, Trip unit ETU600 LSIG upgrade ready , colordisplay, bluetooth and USB interface, Protection LT, ST, INST, GFx, N-protection required an external N-sensor, incl. trip alarm switch (1xCO), rear connection horizontal, without Com & metering function Manual operating mechanism with mechanical closing, without Spring charging motor, Ready-to-close signal. switch, Auxiliary switches 2NO+2NC, without Closing coil (CC), manual operating mechanism with mechanical closing, without Remote trip alarm reset coil (RR), without 2nd shunt trip, without 1st Shunt trip | 234000 | 1 | Z\ | 1
3WA1232-6AF11-0AA0 |  | Fixed-mounted circuit breaker IEC 60947-2, frame size 2, 4-poles, N-pole left, In=3200A up to 690V AC 50/60Hz, breaking capacity C Icu=130/100kA at 500/690V, Trip unit ETU600 LSIG upgrade ready , colordisplay, bluetooth and USB interface, Protection LT, ST, INST, GFx, include N-protection, (internal N-sensor available), incl. trip alarm switch (1xCO), rear connection vertical, without Com & metering function Manual operating mechanism with mechanical closing, without Spring charging motor, Ready-to-close signal. switch, Auxiliary switches 2NO+2NC, without Closing coil (CC), manual operating mechanism with mechanical closing, without Remote trip alarm reset coil (RR), without 2nd shunt trip, without 1st Shunt trip | 313000 | 1 | Z\ | 1
3WA1232-6AF12-0AA0 |  | Fixed-mounted circuit breaker IEC 60947-2, frame size 2, 4-poles, N-pole left, In=3200A up to 690V AC 50/60Hz, breaking capacity C Icu=130/100kA at 500/690V, Trip unit ETU600 LSIG upgrade ready , colordisplay, bluetooth and USB interface, Protection LT, ST, INST, GFx, include N-protection, (internal N-sensor available), incl. trip alarm switch (1xCO), rear connection horizontal, without Com & metering function Manual operating mechanism with mechanical closing, without Spring charging motor, Ready-to-close signal. switch, Auxiliary switches 2NO+2NC, without Closing coil (CC), manual operating mechanism with mechanical closing, without Remote trip alarm reset coil (RR), without 2nd shunt trip, without 1st Shunt trip | 306000 | 1 | Z\ | 1
3WA1232-6AF21-0AA0 |  | fixed-mounted circuit breaker, IEC 60947-2, size 2, 4-pole, N pole on right, In=3200 A up to 690 V AC 50/60 Hz, breaking capacity C Icu=130/100 kA at 500/690 V, tripping unit ETU600 LSIG upgradeable, color display, Bluetooth, USB interface, basic protection LT, ST, INST, GFx, including protection of the N conductor (internal neutral point sensor available), trip alarm switch (1 x CO), connection at rear vertical, without Com & metering function Manual operating mechanism with mechanical closing, without Spring charging motor, Ready-to-close signal. switch, Auxiliary switches 2NO+2NC, without Closing coil (CC), manual operating mechanism with mechanical closing, without Remote trip alarm reset coil (RR), without 2nd shunt trip, without 1st Shunt trip | 313000 | 1 | Z\ | 1
3WA1232-6AF22-0AA0 |  | fixed-mounted circuit breaker, IEC 60947-2, size 2, 4-pole, N pole on right, In=3200 A up to 690 V AC 50/60 Hz, breaking capacity C Icu=130/100 kA at 500/690 V, tripping unit ETU600 LSIG upgradeable, color display, Bluetooth, USB interface, basic protection LT, ST, INST, GFx, including protection of the N conductor (internal neutral point sensor available), trip alarm switch (1 x CO), connection at rear horizontal without Com & metering function Manual operating mechanism with mechanical closing, without Spring charging motor, Ready-to-close signal. switch, Auxiliary switches 2NO+2NC, without Closing coil (CC), manual operating mechanism with mechanical closing, without Remote trip alarm reset coil (RR), without 2nd shunt trip, without 1st Shunt trip | 306000 | 1 | Z\ | 1
3WA1232-6AF31-0AA0 |  | Withdrawable circuit breaker with guide frame, IEC 60947-2, frame size 2, 3-poles, In=3200A up to 690V AC 50/60Hz, breaking capacity C Icu=130/100kA at 500/690V, Trip unit ETU600 LSIG upgrade ready , colordisplay, bluetooth and USB interface, Protection LT, ST, INST, GFx, N-protection required an external N-sensor, incl. trip alarm switch (1xCO), rear connection vertical, guide frame with shutter and w/o position signalling switch, without Com & metering function Manual operating mechanism with mechanical closing, without Spring charging motor, Ready-to-close signal. switch, Auxiliary switches 2NO+2NC, without Closing coil (CC), manual operating mechanism with mechanical closing, without Remote trip alarm reset coil (RR), without 2nd shunt trip, without 1st Shunt trip | 316000 | 1 | Z\ | 1
3WA1232-6AF32-0AA0 |  | Withdrawable circuit breaker with guide frame, IEC 60947-2, frame size 2, 3-poles, In=3200A up to 690V AC 50/60Hz, breaking capacity C Icu=130/100kA at 500/690V, Trip unit ETU600 LSIG upgrade ready , colordisplay, bluetooth and USB interface, Protection LT, ST, INST, GFx, N-protection required an external N-sensor, incl. trip alarm switch (1xCO), rear connection horizontal, guide frame with shutter and w/o position signalling switch, without Com & metering function Manual operating mechanism with mechanical closing, without Spring charging motor, Ready-to-close signal. switch, Auxiliary switches 2NO+2NC, without Closing coil (CC), manual operating mechanism with mechanical closing, without Remote trip alarm reset coil (RR), without 2nd shunt trip, without 1st Shunt trip | 311000 | 1 | Z\ | 1
3WA1232-6AF34-0AA0 |  | withdrawable circuit breaker, with guide frame, IEC 60947-2, size 2, 3-pole, In=3200 A up to 690 V AC 50/60 Hz, breaking capacity C Icu=130/100 kA at 500/690 V, tripping unit ETU600 LSIG upgradeable, color display, Bluetooth, USB interface, basic protection LT, ST, INST, GFx, neutral conductor protection requires an external neutral point current sensor, trip alarm switch (1 x CO), connection at rear flange, guide frame with shutter, without position signaling switch, without Com & metering function Manual operating mechanism with mechanical closing, without Spring charging motor, Ready-to-close signal. switch, Auxiliary switches 2NO+2NC, without Closing coil (CC), manual operating mechanism with mechanical closing, without Remote trip alarm reset coil (RR), without 2nd shunt trip, without 1st Shunt trip | 311000 | 1 | Z\ | 1
3WA1232-6AF41-0AA0 |  | Withdrawable circuit breaker with guide frame, IEC 60947-2, frame size 2, 4-poles, N-pole left, In=3200A up to 690V AC 50/60Hz, breaking capacity C Icu=130/100kA at 500/690V, Trip unit ETU600 LSIG upgrade ready , colordisplay, bluetooth and USB interface, Protection LT, ST, INST, GFx, include N-protection, (internal N-sensor available), incl. trip alarm switch (1xCO), rear connection vertical, guide frame with shutter and w/o position signalling switch, without Com & metering function Manual operating mechanism with mechanical closing, without Spring charging motor, Ready-to-close signal. switch, Auxiliary switches 2NO+2NC, without Closing coil (CC), manual operating mechanism with mechanical closing, without Remote trip alarm reset coil (RR), without 2nd shunt trip, without 1st Shunt trip | 414000 | 1 | Z\ | 1
3WA1232-6AF42-0AA0 |  | Withdrawable circuit breaker with guide frame, IEC 60947-2, frame size 2, 4-poles, N-pole left, In=3200A up to 690V AC 50/60Hz, breaking capacity C Icu=130/100kA at 500/690V, Trip unit ETU600 LSIG upgrade ready , colordisplay, bluetooth and USB interface, Protection LT, ST, INST, GFx, include N-protection, (internal N-sensor available), incl. trip alarm switch (1xCO), rear connection horizontal, guide frame with shutter and w/o position signalling switch, without Com & metering function Manual operating mechanism with mechanical closing, without Spring charging motor, Ready-to-close signal. switch, Auxiliary switches 2NO+2NC, without Closing coil (CC), manual operating mechanism with mechanical closing, without Remote trip alarm reset coil (RR), without 2nd shunt trip, without 1st Shunt trip | 408000 | 1 | Z\ | 1
3WA1232-6AF44-0AA0 |  | withdrawable circuit breaker, with guide frame, IEC 60947-2, size 2, 4-pole, N pole on left, In=3200 A up to 690 V AC 50/60 Hz, breaking capacity C Icu=130/100 kA at 500/690 V, tripping unit ETU600 LSIG upgradeable, color display, Bluetooth, USB interface, basic protection LT, ST, INST, GFx, including protection of the N conductor (internal neutral point sensor available), trip alarm switch (1 x CO), connection at rear flange, guide frame with shutter, without position signaling switch, without Com & metering function Manual operating mechanism with mechanical closing, without Spring charging motor, Ready-to-close signal. switch, Auxiliary switches 2NO+2NC, without Closing coil (CC), manual operating mechanism with mechanical closing, without Remote trip alarm reset coil (RR), without 2nd shunt trip, without 1st Shunt trip | 408000 | 1 | Z\ | 1
3WA1232-6AG01-0AA0 |  | Fixed-mounted circuit breaker IEC 60947-2, frame size 2, 3-poles, In=3200A up to 690V AC 50/60Hz, breaking capacity C Icu=130/100kA at 500/690V, Trip unit ETU600 LSIG Hi-Z upgrade ready , colordisplay, bluetooth and USB interface, Protection LT, ST, INST, GFx, with GF highimpedance-input N-protection required an external N-sensor, incl. trip alarm switch (1xCO), rear connection vertical, without Com & metering function Manual operating mechanism with mechanical closing, without Spring charging motor, Ready-to-close signal. switch, Auxiliary switches 2NO+2NC, without Closing coil (CC), manual operating mechanism with mechanical closing, without Remote trip alarm reset coil (RR), without 2nd shunt trip, without 1st Shunt trip | 261000 | 1 | Z\ | 1
3WA1232-6AG02-0AA0 |  | Fixed-mounted circuit breaker IEC 60947-2, frame size 2, 3-poles, In=3200A up to 690V AC 50/60Hz, breaking capacity C Icu=130/100kA at 500/690V, Trip unit ETU600 LSIG Hi-Z upgrade ready , colordisplay, bluetooth and USB interface, Protection LT, ST, INST, GFx, with GF highimpedance-input N-protection required an external N-sensor, incl. trip alarm switch (1xCO), rear connection horizontal, without Com & metering function Manual operating mechanism with mechanical closing, without Spring charging motor, Ready-to-close signal. switch, Auxiliary switches 2NO+2NC, without Closing coil (CC), manual operating mechanism with mechanical closing, without Remote trip alarm reset coil (RR), without 2nd shunt trip, without 1st Shunt trip | 255000 | 1 | Z\ | 1
3WA1232-6AG11-0AA0 |  | Fixed-mounted circuit breaker IEC 60947-2, frame size 2, 4-poles, N-pole left, In=3200A up to 690V AC 50/60Hz, breaking capacity C Icu=130/100kA at 500/690V, Trip unit ETU600 LSIG Hi-Z upgrade ready , colordisplay, bluetooth and USB interface, Protection LT, ST, INST, GFx, with GF highimpedance-input include N-protection, (internal N-sensor available), incl. trip alarm switch (1xCO), rear connection vertical, without Com & metering function Manual operating mechanism with mechanical closing, without Spring charging motor, Ready-to-close signal. switch, Auxiliary switches 2NO+2NC, without Closing coil (CC), manual operating mechanism with mechanical closing, without Remote trip alarm reset coil (RR), without 2nd shunt trip, without 1st Shunt trip | 334000 | 1 | Z\ | 1
3WA1232-6AG12-0AA0 |  | Fixed-mounted circuit breaker IEC 60947-2, frame size 2, 4-poles, N-pole left, In=3200A up to 690V AC 50/60Hz, breaking capacity C Icu=130/100kA at 500/690V, Trip unit ETU600 LSIG Hi-Z upgrade ready , colordisplay, bluetooth and USB interface, Protection LT, ST, INST, GFx, with GF highimpedance-input include N-protection, (internal N-sensor available), incl. trip alarm switch (1xCO), rear connection horizontal, without Com & metering function Manual operating mechanism with mechanical closing, without Spring charging motor, Ready-to-close signal. switch, Auxiliary switches 2NO+2NC, without Closing coil (CC), manual operating mechanism with mechanical closing, without Remote trip alarm reset coil (RR), without 2nd shunt trip, without 1st Shunt trip | 327000 | 1 | Z\ | 1
3WA1232-6AG21-0AA0 |  | fixed-mounted circuit breaker, IEC 60947-2, size 2, 4-pole, N pole on right, In=3200 A up to 690 V AC 50/60 Hz, breaking capacity C Icu=130/100 kA at 500/690 V, tripping unit ETU600 LSIG Hi-Z upgradeable, color display, Bluetooth, USB interface, basic protection LT, ST, INST, GFx, with GF high-impedance input, including protection of the N conductor (internal neutral point sensor available), trip alarm switch (1 x CO), connection at rear vertical, without Com & metering function Manual operating mechanism with mechanical closing, without Spring charging motor, Ready-to-close signal. switch, Auxiliary switches 2NO+2NC, without Closing coil (CC), manual operating mechanism with mechanical closing, without Remote trip alarm reset coil (RR), without 2nd shunt trip, without 1st Shunt trip | 334000 | 1 | Z\ | 1
3WA1232-6AG22-0AA0 |  | fixed-mounted circuit breaker, IEC 60947-2, size 2, 4-pole, N pole on right, In=3200 A up to 690 V AC 50/60 Hz, breaking capacity C Icu=130/100 kA at 500/690 V, tripping unit ETU600 LSIG Hi-Z upgradeable, color display, Bluetooth, USB interface, basic protection LT, ST, INST, GFx, with GF high-impedance input, including protection of the N conductor (internal neutral point sensor available), trip alarm switch (1 x CO), connection at rear horizontal without Com & metering function Manual operating mechanism with mechanical closing, without Spring charging motor, Ready-to-close signal. switch, Auxiliary switches 2NO+2NC, without Closing coil (CC), manual operating mechanism with mechanical closing, without Remote trip alarm reset coil (RR), without 2nd shunt trip, without 1st Shunt trip | 327000 | 1 | Z\ | 1
3WA1232-6AG31-0AA0 |  | Withdrawable circuit breaker with guide frame, IEC 60947-2, frame size 2, 3-poles, In=3200A up to 690V AC 50/60Hz, breaking capacity C Icu=130/100kA at 500/690V, Trip unit ETU600 LSIG Hi-Z upgrade ready , colordisplay, bluetooth and USB interface, Protection LT, ST, INST, GFx, with GF highimpedance-input N-protection required an external N-sensor, incl. trip alarm switch (1xCO), rear connection vertical, guide frame with shutter and w/o position signalling switch, without Com & metering function Manual operating mechanism with mechanical closing, without Spring charging motor, Ready-to-close signal. switch, Auxiliary switches 2NO+2NC, without Closing coil (CC), manual operating mechanism with mechanical closing, without Remote trip alarm reset coil (RR), without 2nd shunt trip, without 1st Shunt trip | 338000 | 1 | Z\ | 1
3WA1232-6AG32-0AA0 |  | Withdrawable circuit breaker with guide frame, IEC 60947-2, frame size 2, 3-poles, In=3200A up to 690V AC 50/60Hz, breaking capacity C Icu=130/100kA at 500/690V, Trip unit ETU600 LSIG Hi-Z upgrade ready , colordisplay, bluetooth and USB interface, Protection LT, ST, INST, GFx, with GF highimpedance-input N-protection required an external N-sensor, incl. trip alarm switch (1xCO), rear connection horizontal, guide frame with shutter and w/o position signalling switch, without Com & metering function Manual operating mechanism with mechanical closing, without Spring charging motor, Ready-to-close signal. switch, Auxiliary switches 2NO+2NC, without Closing coil (CC), manual operating mechanism with mechanical closing, without Remote trip alarm reset coil (RR), without 2nd shunt trip, without 1st Shunt trip | 333000 | 1 | Z\ | 1
3WA1232-6AG34-0AA0 |  | withdrawable circuit breaker, with guide frame, IEC 60947-2, size 2, 3-pole, In=3200 A up to 690 V AC 50/60 Hz, breaking capacity C Icu=130/100 kA at 500/690 V, tripping unit ETU600 LSIG Hi-Z upgradeable, color display, Bluetooth, USB interface, basic protection LT, ST, INST, GFx, with GF high-impedance input, neutral conductor protection requires an external neutral point current sensor, trip alarm switch (1 x CO), connection at rear flange, guide frame with shutter, without position signaling switch, without Com & metering function Manual operating mechanism with mechanical closing, without Spring charging motor, Ready-to-close signal. switch, Auxiliary switches 2NO+2NC, without Closing coil (CC), manual operating mechanism with mechanical closing, without Remote trip alarm reset coil (RR), without 2nd shunt trip, without 1st Shunt trip | 333000 | 1 | Z\ | 1
3WA1232-6AG41-0AA0 |  | Withdrawable circuit breaker with guide frame, IEC 60947-2, frame size 2, 4-poles, N-pole left, In=3200A up to 690V AC 50/60Hz, breaking capacity C Icu=130/100kA at 500/690V, Trip unit ETU600 LSIG Hi-Z upgrade ready , colordisplay, bluetooth and USB interface, Protection LT, ST, INST, GFx, with GF highimpedance-input include N-protection, (internal N-sensor available), incl. trip alarm switch (1xCO), rear connection vertical, guide frame with shutter and w/o position signalling switch, without Com & metering function Manual operating mechanism with mechanical closing, without Spring charging motor, Ready-to-close signal. switch, Auxiliary switches 2NO+2NC, without Closing coil (CC), manual operating mechanism with mechanical closing, without Remote trip alarm reset coil (RR), without 2nd shunt trip, without 1st Shunt trip | 436000 | 1 | Z\ | 1
3WA1232-6AG42-0AA0 |  | Withdrawable circuit breaker with guide frame, IEC 60947-2, frame size 2, 4-poles, N-pole left, In=3200A up to 690V AC 50/60Hz, breaking capacity C Icu=130/100kA at 500/690V, Trip unit ETU600 LSIG Hi-Z upgrade ready , colordisplay, bluetooth and USB interface, Protection LT, ST, INST, GFx, with GF highimpedance-input include N-protection, (internal N-sensor available), incl. trip alarm switch (1xCO), rear connection horizontal, guide frame with shutter and w/o position signalling switch, without Com & metering function Manual operating mechanism with mechanical closing, without Spring charging motor, Ready-to-close signal. switch, Auxiliary switches 2NO+2NC, without Closing coil (CC), manual operating mechanism with mechanical closing, without Remote trip alarm reset coil (RR), without 2nd shunt trip, without 1st Shunt trip | 429000 | 1 | Z\ | 1
3WA1232-6AG44-0AA0 |  | withdrawable circuit breaker, with guide frame, IEC 60947-2, size 2, 4-pole, N pole on left, In=3200 A up to 690 V AC 50/60 Hz, breaking capacity C Icu=130/100 kA at 500/690 V, tripping unit ETU600 LSIG Hi-Z upgradeable, color display, Bluetooth, USB interface, basic protection LT, ST, INST, GFx, with GF high-impedance input, including protection of the N conductor (internal neutral point sensor available), trip alarm switch (1 x CO), connection at rear flange, guide frame with shutter, without position signaling switch, without Com & metering function Manual operating mechanism with mechanical closing, without Spring charging motor, Ready-to-close signal. switch, Auxiliary switches 2NO+2NC, without Closing coil (CC), manual operating mechanism with mechanical closing, without Remote trip alarm reset coil (RR), without 2nd shunt trip, without 1st Shunt trip | 429000 | 1 | Z\ | 1
3WA1232-6CA01-0AA0 |  | Non-automatic circuit breaker Fixed-mounted version, IEC 60947-2, frame size 2, 3-poles, In=3200A up to 690V AC 50/60Hz, breaking capacity C Icc=130/100kA at 500/690V, without electr. trip unit ETU, rear connection vertical, able to communication, Manual operating mechanism with mechanical closing, without Spring charging motor, Ready-to-close signal. switch, Auxiliary switches 2NO+2NC, without Closing coil (CC), manual operating mechanism with mechanical closing, without Remote trip alarm reset coil (RR), without 2nd shunt trip, without 1st Shunt trip | 214430 | 1 | Z\ | 1
3WA1232-6CA02-0AA0 |  | Non-automatic circuit breaker Fixed-mounted version, IEC 60947-2, frame size 2, 3-poles, In=3200A up to 690V AC 50/60Hz, breaking capacity C Icc=130/100kA at 500/690V, without electr. trip unit ETU, rear connection horizontal, able to communication, Manual operating mechanism with mechanical closing, without Spring charging motor, Ready-to-close signal. switch, Auxiliary switches 2NO+2NC, without Closing coil (CC), manual operating mechanism with mechanical closing, without Remote trip alarm reset coil (RR), without 2nd shunt trip, without 1st Shunt trip | 209430 | 1 | Z\ | 1
3WA1232-6CA11-0AA0 |  | Non-automatic circuit breaker Fixed-mounted version, IEC 60947-2, frame size 2, 4-poles, N-pole left, In=3200A up to 690V AC 50/60Hz, breaking capacity C Icc=130/100kA at 500/690V, without electr. trip unit ETU, rear connection vertical, able to communication, Manual operating mechanism with mechanical closing, without Spring charging motor, Ready-to-close signal. switch, Auxiliary switches 2NO+2NC, without Closing coil (CC), manual operating mechanism with mechanical closing, without Remote trip alarm reset coil (RR), without 2nd shunt trip, without 1st Shunt trip | 282430 | 1 | Z\ | 1
3WA1232-6CA12-0AA0 |  | Non-automatic circuit breaker Fixed-mounted version, IEC 60947-2, frame size 2, 4-poles, N-pole left, In=3200A up to 690V AC 50/60Hz, breaking capacity C Icc=130/100kA at 500/690V, without electr. trip unit ETU, rear connection horizontal, able to communication, Manual operating mechanism with mechanical closing, without Spring charging motor, Ready-to-close signal. switch, Auxiliary switches 2NO+2NC, without Closing coil (CC), manual operating mechanism with mechanical closing, without Remote trip alarm reset coil (RR), without 2nd shunt trip, without 1st Shunt trip | 275430 | 1 | Z\ | 1
3WA1232-6CA21-0AA0 |  | AC non-automatic air circuit breaker 3WA, fixed-mounted version, IEC 60947-2, size 2, 4-pole, N pole on right, In=3200 A up to 690 V AC 50/60 Hz, breaking capacity C, Icc=130/100 kA at 500/690 V, without electronic trip unit ETU, connection at rear vertical, able to communication, Manual operating mechanism with mechanical closing, without Spring charging motor, Ready-to-close signal. switch, Auxiliary switches 2NO+2NC, without Closing coil (CC), manual operating mechanism with mechanical closing, without Remote trip alarm reset coil (RR), without 2nd shunt trip, without 1st Shunt trip | 282430 | 1 | Z\ | 1
3WA1232-6CA22-0AA0 |  | AC non-automatic air circuit breaker 3WA, fixed-mounted version, IEC 60947-2, size 2, 4-pole, N pole on right, In=3200 A up to 690 V AC 50/60 Hz, breaking capacity C, Icc=130/100 kA at 500/690 V, without electronic trip unit ETU, connection at rear horizontal able to communication, Manual operating mechanism with mechanical closing, without Spring charging motor, Ready-to-close signal. switch, Auxiliary switches 2NO+2NC, without Closing coil (CC), manual operating mechanism with mechanical closing, without Remote trip alarm reset coil (RR), without 2nd shunt trip, without 1st Shunt trip | 275430 | 1 | Z\ | 1
3WA1232-6CA31-0AA0 |  | Non-automatic circuit breaker withdrawable version, with guide frame, IEC 60947-2, frame size 2, 3-poles, In=3200A up to 690V AC 50/60Hz, breaking capacity C Icc=130/100kA at 500/690V, without electr. trip unit ETU, rear connection vertical, guide frame with shutter and w/o position signalling switch, able to communication, Manual operating mechanism with mechanical closing, without Spring charging motor, Ready-to-close signal. switch, Auxiliary switches 2NO+2NC, without Closing coil (CC), manual operating mechanism with mechanical closing, without Remote trip alarm reset coil (RR), without 2nd shunt trip, without 1st Shunt trip | 285430 | 1 | Z\ | 1
3WA1232-6CA32-0AA0 |  | Non-automatic circuit breaker withdrawable version, with guide frame, IEC 60947-2, frame size 2, 3-poles, In=3200A up to 690V AC 50/60Hz, breaking capacity C Icc=130/100kA at 500/690V, without electr. trip unit ETU, rear connection horizontal, guide frame with shutter and w/o position signalling switch, able to communication, Manual operating mechanism with mechanical closing, without Spring charging motor, Ready-to-close signal. switch, Auxiliary switches 2NO+2NC, without Closing coil (CC), manual operating mechanism with mechanical closing, without Remote trip alarm reset coil (RR), without 2nd shunt trip, without 1st Shunt trip | 280430 | 1 | Z\ | 1
3WA1232-6CA34-0AA0 |  | AC non-automatic air circuit breaker 3WA, withdrawable version, with guide frame, IEC 60947-2, size 2, 3-pole, In=3200 A up to 690 V AC 50/60 Hz, breaking capacity C, Icc=130/100 kA at 500/690 V, without electronic trip unit ETU, connection at rear flange, guide frame with shutter, without position signaling switch able to communication, Manual operating mechanism with mechanical closing, without Spring charging motor, Ready-to-close signal. switch, Auxiliary switches 2NO+2NC, without Closing coil (CC), manual operating mechanism with mechanical closing, without Remote trip alarm reset coil (RR), without 2nd shunt trip, without 1st Shunt trip | 280430 | 1 | Z\ | 1
3WA1232-6CA41-0AA0 |  | Non-automatic circuit breaker withdrawable version, with guide frame, IEC 60947-2, frame size 2, 4-poles, N-pole left, In=3200A up to 690V AC 50/60Hz, breaking capacity C Icc=130/100kA at 500/690V, without electr. trip unit ETU, rear connection vertical, guide frame with shutter and w/o position signalling switch, able to communication, Manual operating mechanism with mechanical closing, without Spring charging motor, Ready-to-close signal. switch, Auxiliary switches 2NO+2NC, without Closing coil (CC), manual operating mechanism with mechanical closing, without Remote trip alarm reset coil (RR), without 2nd shunt trip, without 1st Shunt trip | 375430 | 1 | Z\ | 1
3WA1232-6CA42-0AA0 |  | Non-automatic circuit breaker withdrawable version, with guide frame, IEC 60947-2, frame size 2, 4-poles, N-pole left, In=3200A up to 690V AC 50/60Hz, breaking capacity C Icc=130/100kA at 500/690V, without electr. trip unit ETU, rear connection horizontal, guide frame with shutter and w/o position signalling switch, able to communication, Manual operating mechanism with mechanical closing, without Spring charging motor, Ready-to-close signal. switch, Auxiliary switches 2NO+2NC, without Closing coil (CC), manual operating mechanism with mechanical closing, without Remote trip alarm reset coil (RR), without 2nd shunt trip, without 1st Shunt trip | 368430 | 1 | Z\ | 1
3WA1232-6CA44-0AA0 |  | AC non-automatic air circuit breaker 3WA, withdrawable version, with guide frame, IEC 60947-2, size 2, 4-pole, N pole on left, In=3200 A up to 690 V AC 50/60 Hz, breaking capacity C, Icc=130/100 kA at 500/690 V, without electronic trip unit ETU, connection at rear flange, guide frame with shutter, without position signaling switch able to communication, Manual operating mechanism with mechanical closing, without Spring charging motor, Ready-to-close signal. switch, Auxiliary switches 2NO+2NC, without Closing coil (CC), manual operating mechanism with mechanical closing, without Remote trip alarm reset coil (RR), without 2nd shunt trip, without 1st Shunt trip | 368430 | 1 | Z\ | 1
3WA1232-6EE01-0AA0 |  | Fixed-mounted circuit breaker IEC 60947-2, frame size 2, 3-poles, In=3200A up to 690V AC 50/60Hz, breaking capacity C Icu=130/100kA at 500/690V, Trip unit ETU600 LSI upgrade ready , colordisplay, bluetooth and USB interface, Protection LT, ST, INST, N-protection required an external N-sensor, incl. trip alarm switch (1xCO), rear connection vertical, with internal voltage tap on lower stab of circuit breaker, with voltage tap module VTM680 and power supply of ETU600, able to communication, integrated metering type PMF-1 Energy Efficiency, Voltage, Active energy Ea Manual operating mechanism with mechanical closing, without Spring charging motor, Ready-to-close signal. switch, Auxiliary switches 2NO+2NC, without Closing coil (CC), manual operating mechanism with mechanical closing, without Remote trip alarm reset coil (RR), without 2nd shunt trip, without 1st Shunt trip | 237870 | 1 | Z\ | 1
3WA1232-6EE02-0AA0 |  | Fixed-mounted circuit breaker IEC 60947-2, frame size 2, 3-poles, In=3200A up to 690V AC 50/60Hz, breaking capacity C Icu=130/100kA at 500/690V, Trip unit ETU600 LSI upgrade ready , colordisplay, bluetooth and USB interface, Protection LT, ST, INST, N-protection required an external N-sensor, incl. trip alarm switch (1xCO), rear connection horizontal, with internal voltage tap on lower stab of circuit breaker, with voltage tap module VTM680 and power supply of ETU600, able to communication, integrated metering type PMF-1 Energy Efficiency, Voltage, Active energy Ea Manual operating mechanism with mechanical closing, without Spring charging motor, Ready-to-close signal. switch, Auxiliary switches 2NO+2NC, without Closing coil (CC), manual operating mechanism with mechanical closing, without Remote trip alarm reset coil (RR), without 2nd shunt trip, without 1st Shunt trip | 232870 | 1 | Z\ | 1
3WA1232-6EE11-0AA0 |  | Fixed-mounted circuit breaker IEC 60947-2, frame size 2, 4-poles, N-pole left, In=3200A up to 690V AC 50/60Hz, breaking capacity C Icu=130/100kA at 500/690V, Trip unit ETU600 LSI upgrade ready , colordisplay, bluetooth and USB interface, Protection LT, ST, INST, include N-protection, (internal N-sensor available), incl. trip alarm switch (1xCO), rear connection vertical, with internal voltage tap on lower stab of circuit breaker, with voltage tap module VTM680 and power supply of ETU600, able to communication, integrated metering type PMF-1 Energy Efficiency, Voltage, Active energy Ea Manual operating mechanism with mechanical closing, without Spring charging motor, Ready-to-close signal. switch, Auxiliary switches 2NO+2NC, without Closing coil (CC), manual operating mechanism with mechanical closing, without Remote trip alarm reset coil (RR), without 2nd shunt trip, without 1st Shunt trip | 310870 | 1 | Z\ | 1
3WA1232-6EE12-0AA0 |  | Fixed-mounted circuit breaker IEC 60947-2, frame size 2, 4-poles, N-pole left, In=3200A up to 690V AC 50/60Hz, breaking capacity C Icu=130/100kA at 500/690V, Trip unit ETU600 LSI upgrade ready , colordisplay, bluetooth and USB interface, Protection LT, ST, INST, include N-protection, (internal N-sensor available), incl. trip alarm switch (1xCO), rear connection horizontal, with internal voltage tap on lower stab of circuit breaker, with voltage tap module VTM680 and power supply of ETU600, able to communication, integrated metering type PMF-1 Energy Efficiency, Voltage, Active energy Ea Manual operating mechanism with mechanical closing, without Spring charging motor, Ready-to-close signal. switch, Auxiliary switches 2NO+2NC, without Closing coil (CC), manual operating mechanism with mechanical closing, without Remote trip alarm reset coil (RR), without 2nd shunt trip, without 1st Shunt trip | 303870 | 1 | Z\ | 1
3WA1232-6EE21-0AA0 |  | fixed-mounted circuit breaker, IEC 60947-2, size 2, 4-pole, N pole on right, In=3200 A up to 690 V AC 50/60 Hz, breaking capacity C Icu=130/100 kA at 500/690 V, tripping unit ETU600 LSI upgradeable, color display, Bluetooth, USB interface, basic protection LT, ST, INST, including protection of the N conductor (internal neutral point sensor available), trip alarm switch (1 x CO), connection at rear vertical, with internal voltage tap on lower stab of circuit breaker, with voltage tap module VTM680 and power supply of ETU600, able to communication, integrated metering type PMF-1 Energy Efficiency, Voltage, Active energy Ea Manual operating mechanism with mechanical closing, without Spring charging motor, Ready-to-close signal. switch, Auxiliary switches 2NO+2NC, without Closing coil (CC), manual operating mechanism with mechanical closing, without Remote trip alarm reset coil (RR), without 2nd shunt trip, without 1st Shunt trip | 310870 | 1 | Z\ | 1
3WA1232-6EE22-0AA0 |  | fixed-mounted circuit breaker, IEC 60947-2, size 2, 4-pole, N pole on right, In=3200 A up to 690 V AC 50/60 Hz, breaking capacity C Icu=130/100 kA at 500/690 V, tripping unit ETU600 LSI upgradeable, color display, Bluetooth, USB interface, basic protection LT, ST, INST, including protection of the N conductor (internal neutral point sensor available), trip alarm switch (1 x CO), connection at rear horizontal with internal voltage tap on lower stab of circuit breaker, with voltage tap module VTM680 and power supply of ETU600, able to communication, integrated metering type PMF-1 Energy Efficiency, Voltage, Active energy Ea Manual operating mechanism with mechanical closing, without Spring charging motor, Ready-to-close signal. switch, Auxiliary switches 2NO+2NC, without Closing coil (CC), manual operating mechanism with mechanical closing, without Remote trip alarm reset coil (RR), without 2nd shunt trip, without 1st Shunt trip | 303870 | 1 | Z\ | 1
3WA1232-6EE31-0AA0 |  | Withdrawable circuit breaker with guide frame, IEC 60947-2, frame size 2, 3-poles, In=3200A up to 690V AC 50/60Hz, breaking capacity C Icu=130/100kA at 500/690V, Trip unit ETU600 LSI upgrade ready , colordisplay, bluetooth and USB interface, Protection LT, ST, INST, N-protection required an external N-sensor, incl. trip alarm switch (1xCO), rear connection vertical, guide frame with shutter and w/o position signalling switch, with internal voltage tap on lower stab of circuit breaker, with voltage tap module VTM680 and power supply of ETU600, able to communication, integrated metering type PMF-1 Energy Efficiency, Voltage, Active energy Ea Manual operating mechanism with mechanical closing, without Spring charging motor, Ready-to-close signal. switch, Auxiliary switches 2NO+2NC, without Closing coil (CC), manual operating mechanism with mechanical closing, without Remote trip alarm reset coil (RR), without 2nd shunt trip, without 1st Shunt trip | 314870 | 1 | Z\ | 1
3WA1232-6EE32-0AA0 |  | Withdrawable circuit breaker with guide frame, IEC 60947-2, frame size 2, 3-poles, In=3200A up to 690V AC 50/60Hz, breaking capacity C Icu=130/100kA at 500/690V, Trip unit ETU600 LSI upgrade ready , colordisplay, bluetooth and USB interface, Protection LT, ST, INST, N-protection required an external N-sensor, incl. trip alarm switch (1xCO), rear connection horizontal, guide frame with shutter and w/o position signalling switch, with internal voltage tap on lower stab of circuit breaker, with voltage tap module VTM680 and power supply of ETU600, able to communication, integrated metering type PMF-1 Energy Efficiency, Voltage, Active energy Ea Manual operating mechanism with mechanical closing, without Spring charging motor, Ready-to-close signal. switch, Auxiliary switches 2NO+2NC, without Closing coil (CC), manual operating mechanism with mechanical closing, without Remote trip alarm reset coil (RR), without 2nd shunt trip, without 1st Shunt trip | 309870 | 1 | Z\ | 1
3WA1232-6EE34-0AA0 |  | withdrawable circuit breaker, with guide frame, IEC 60947-2, size 2, 3-pole, In=3200 A up to 690 V AC 50/60 Hz, breaking capacity C Icu=130/100 kA at 500/690 V, tripping unit ETU600 LSI upgradeable, color display, Bluetooth, USB interface, basic protection LT, ST, INST, neutral conductor protection requires an external neutral point current sensor, trip alarm switch (1 x CO), connection at rear flange, guide frame with shutter, without position signaling switch with internal voltage tap on lower stab of circuit breaker, with voltage tap module VTM680 and power supply of ETU600, able to communication, integrated metering type PMF-1 Energy Efficiency, Voltage, Active energy Ea Manual operating mechanism with mechanical closing, without Spring charging motor, Ready-to-close signal. switch, Auxiliary switches 2NO+2NC, without Closing coil (CC), manual operating mechanism with mechanical closing, without Remote trip alarm reset coil (RR), without 2nd shunt trip, without 1st Shunt trip | 309870 | 1 | Z\ | 1
3WA1232-6EE41-0AA0 |  | Withdrawable circuit breaker with guide frame, IEC 60947-2, frame size 2, 4-poles, N-pole left, In=3200A up to 690V AC 50/60Hz, breaking capacity C Icu=130/100kA at 500/690V, Trip unit ETU600 LSI upgrade ready , colordisplay, bluetooth and USB interface, Protection LT, ST, INST, include N-protection, (internal N-sensor available), incl. trip alarm switch (1xCO), rear connection vertical, guide frame with shutter and w/o position signalling switch, with internal voltage tap on lower stab of circuit breaker, with voltage tap module VTM680 and power supply of ETU600, able to communication, integrated metering type PMF-1 Energy Efficiency, Voltage, Active energy Ea Manual operating mechanism with mechanical closing, without Spring charging motor, Ready-to-close signal. switch, Auxiliary switches 2NO+2NC, without Closing coil (CC), manual operating mechanism with mechanical closing, without Remote trip alarm reset coil (RR), without 2nd shunt trip, without 1st Shunt trip | 412870 | 1 | Z\ | 1
3WA1232-6EE42-0AA0 |  | Withdrawable circuit breaker with guide frame, IEC 60947-2, frame size 2, 4-poles, N-pole left, In=3200A up to 690V AC 50/60Hz, breaking capacity C Icu=130/100kA at 500/690V, Trip unit ETU600 LSI upgrade ready , colordisplay, bluetooth and USB interface, Protection LT, ST, INST, include N-protection, (internal N-sensor available), incl. trip alarm switch (1xCO), rear connection horizontal, guide frame with shutter and w/o position signalling switch, with internal voltage tap on lower stab of circuit breaker, with voltage tap module VTM680 and power supply of ETU600, able to communication, integrated metering type PMF-1 Energy Efficiency, Voltage, Active energy Ea Manual operating mechanism with mechanical closing, without Spring charging motor, Ready-to-close signal. switch, Auxiliary switches 2NO+2NC, without Closing coil (CC), manual operating mechanism with mechanical closing, without Remote trip alarm reset coil (RR), without 2nd shunt trip, without 1st Shunt trip | 405870 | 1 | Z\ | 1
3WA1232-6EE44-0AA0 |  | withdrawable circuit breaker, with guide frame, IEC 60947-2, size 2, 4-pole, N pole on left, In=3200 A up to 690 V AC 50/60 Hz, breaking capacity C Icu=130/100 kA at 500/690 V, tripping unit ETU600 LSI upgradeable, color display, Bluetooth, USB interface, basic protection LT, ST, INST, including protection of the N conductor (internal neutral point sensor available), trip alarm switch (1 x CO), connection at rear flange, guide frame with shutter, without position signaling switch with internal voltage tap on lower stab of circuit breaker, with voltage tap module VTM680 and power supply of ETU600, able to communication, integrated metering type PMF-1 Energy Efficiency, Voltage, Active energy Ea Manual operating mechanism with mechanical closing, without Spring charging motor, Ready-to-close signal. switch, Auxiliary switches 2NO+2NC, without Closing coil (CC), manual operating mechanism with mechanical closing, without Remote trip alarm reset coil (RR), without 2nd shunt trip, without 1st Shunt trip | 405870 | 1 | Z\ | 1
3WA1232-6EF01-0AA0 |  | Fixed-mounted circuit breaker IEC 60947-2, frame size 2, 3-poles, In=3200A up to 690V AC 50/60Hz, breaking capacity C Icu=130/100kA at 500/690V, Trip unit ETU600 LSIG upgrade ready , colordisplay, bluetooth and USB interface, Protection LT, ST, INST, GFx, N-protection required an external N-sensor, incl. trip alarm switch (1xCO), rear connection vertical, with internal voltage tap on lower stab of circuit breaker, with voltage tap module VTM680 and power supply of ETU600, able to communication, integrated metering type PMF-1 Energy Efficiency, Voltage, Active energy Ea Manual operating mechanism with mechanical closing, without Spring charging motor, Ready-to-close signal. switch, Auxiliary switches 2NO+2NC, without Closing coil (CC), manual operating mechanism with mechanical closing, without Remote trip alarm reset coil (RR), without 2nd shunt trip, without 1st Shunt trip | 247870 | 1 | Z\ | 1
3WA1232-6EF02-0AA0 |  | Fixed-mounted circuit breaker IEC 60947-2, frame size 2, 3-poles, In=3200A up to 690V AC 50/60Hz, breaking capacity C Icu=130/100kA at 500/690V, Trip unit ETU600 LSIG upgrade ready , colordisplay, bluetooth and USB interface, Protection LT, ST, INST, GFx, N-protection required an external N-sensor, incl. trip alarm switch (1xCO), rear connection horizontal, with internal voltage tap on lower stab of circuit breaker, with voltage tap module VTM680 and power supply of ETU600, able to communication, integrated metering type PMF-1 Energy Efficiency, Voltage, Active energy Ea Manual operating mechanism with mechanical closing, without Spring charging motor, Ready-to-close signal. switch, Auxiliary switches 2NO+2NC, without Closing coil (CC), manual operating mechanism with mechanical closing, without Remote trip alarm reset coil (RR), without 2nd shunt trip, without 1st Shunt trip | 242870 | 1 | Z\ | 1
3WA1232-6EF11-0AA0 |  | Fixed-mounted circuit breaker IEC 60947-2, frame size 2, 4-poles, N-pole left, In=3200A up to 690V AC 50/60Hz, breaking capacity C Icu=130/100kA at 500/690V, Trip unit ETU600 LSIG upgrade ready , colordisplay, bluetooth and USB interface, Protection LT, ST, INST, GFx, include N-protection, (internal N-sensor available), incl. trip alarm switch (1xCO), rear connection vertical, with internal voltage tap on lower stab of circuit breaker, with voltage tap module VTM680 and power supply of ETU600, able to communication, integrated metering type PMF-1 Energy Efficiency, Voltage, Active energy Ea Manual operating mechanism with mechanical closing, without Spring charging motor, Ready-to-close signal. switch, Auxiliary switches 2NO+2NC, without Closing coil (CC), manual operating mechanism with mechanical closing, without Remote trip alarm reset coil (RR), without 2nd shunt trip, without 1st Shunt trip | 321870 | 1 | Z\ | 1
3WA1232-6EF12-0AA0 |  | Fixed-mounted circuit breaker IEC 60947-2, frame size 2, 4-poles, N-pole left, In=3200A up to 690V AC 50/60Hz, breaking capacity C Icu=130/100kA at 500/690V, Trip unit ETU600 LSIG upgrade ready , colordisplay, bluetooth and USB interface, Protection LT, ST, INST, GFx, include N-protection, (internal N-sensor available), incl. trip alarm switch (1xCO), rear connection horizontal, with internal voltage tap on lower stab of circuit breaker, with voltage tap module VTM680 and power supply of ETU600, able to communication, integrated metering type PMF-1 Energy Efficiency, Voltage, Active energy Ea Manual operating mechanism with mechanical closing, without Spring charging motor, Ready-to-close signal. switch, Auxiliary switches 2NO+2NC, without Closing coil (CC), manual operating mechanism with mechanical closing, without Remote trip alarm reset coil (RR), without 2nd shunt trip, without 1st Shunt trip | 314870 | 1 | Z\ | 1
3WA1232-6EF21-0AA0 |  | fixed-mounted circuit breaker, IEC 60947-2, size 2, 4-pole, N pole on right, In=3200 A up to 690 V AC 50/60 Hz, breaking capacity C Icu=130/100 kA at 500/690 V, tripping unit ETU600 LSIG upgradeable, color display, Bluetooth, USB interface, basic protection LT, ST, INST, GFx, including protection of the N conductor (internal neutral point sensor available), trip alarm switch (1 x CO), connection at rear vertical, with internal voltage tap on lower stab of circuit breaker, with voltage tap module VTM680 and power supply of ETU600, able to communication, integrated metering type PMF-1 Energy Efficiency, Voltage, Active energy Ea Manual operating mechanism with mechanical closing, without Spring charging motor, Ready-to-close signal. switch, Auxiliary switches 2NO+2NC, without Closing coil (CC), manual operating mechanism with mechanical closing, without Remote trip alarm reset coil (RR), without 2nd shunt trip, without 1st Shunt trip | 321870 | 1 | Z\ | 1
3WA1232-6EF22-0AA0 |  | fixed-mounted circuit breaker, IEC 60947-2, size 2, 4-pole, N pole on right, In=3200 A up to 690 V AC 50/60 Hz, breaking capacity C Icu=130/100 kA at 500/690 V, tripping unit ETU600 LSIG upgradeable, color display, Bluetooth, USB interface, basic protection LT, ST, INST, GFx, including protection of the N conductor (internal neutral point sensor available), trip alarm switch (1 x CO), connection at rear horizontal with internal voltage tap on lower stab of circuit breaker, with voltage tap module VTM680 and power supply of ETU600, able to communication, integrated metering type PMF-1 Energy Efficiency, Voltage, Active energy Ea Manual operating mechanism with mechanical closing, without Spring charging motor, Ready-to-close signal. switch, Auxiliary switches 2NO+2NC, without Closing coil (CC), manual operating mechanism with mechanical closing, without Remote trip alarm reset coil (RR), without 2nd shunt trip, without 1st Shunt trip | 314870 | 1 | Z\ | 1
3WA1232-6EF31-0AA0 |  | Withdrawable circuit breaker with guide frame, IEC 60947-2, frame size 2, 3-poles, In=3200A up to 690V AC 50/60Hz, breaking capacity C Icu=130/100kA at 500/690V, Trip unit ETU600 LSIG upgrade ready , colordisplay, bluetooth and USB interface, Protection LT, ST, INST, GFx, N-protection required an external N-sensor, incl. trip alarm switch (1xCO), rear connection vertical, guide frame with shutter and w/o position signalling switch, with internal voltage tap on lower stab of circuit breaker, with voltage tap module VTM680 and power supply of ETU600, able to communication, integrated metering type PMF-1 Energy Efficiency, Voltage, Active energy Ea Manual operating mechanism with mechanical closing, without Spring charging motor, Ready-to-close signal. switch, Auxiliary switches 2NO+2NC, without Closing coil (CC), manual operating mechanism with mechanical closing, without Remote trip alarm reset coil (RR), without 2nd shunt trip, without 1st Shunt trip | 324870 | 1 | Z\ | 1
3WA1232-6EF32-0AA0 |  | Withdrawable circuit breaker with guide frame, IEC 60947-2, frame size 2, 3-poles, In=3200A up to 690V AC 50/60Hz, breaking capacity C Icu=130/100kA at 500/690V, Trip unit ETU600 LSIG upgrade ready , colordisplay, bluetooth and USB interface, Protection LT, ST, INST, GFx, N-protection required an external N-sensor, incl. trip alarm switch (1xCO), rear connection horizontal, guide frame with shutter and w/o position signalling switch, with internal voltage tap on lower stab of circuit breaker, with voltage tap module VTM680 and power supply of ETU600, able to communication, integrated metering type PMF-1 Energy Efficiency, Voltage, Active energy Ea Manual operating mechanism with mechanical closing, without Spring charging motor, Ready-to-close signal. switch, Auxiliary switches 2NO+2NC, without Closing coil (CC), manual operating mechanism with mechanical closing, without Remote trip alarm reset coil (RR), without 2nd shunt trip, without 1st Shunt trip | 319870 | 1 | Z\ | 1
3WA1232-6EF34-0AA0 |  | withdrawable circuit breaker, with guide frame, IEC 60947-2, size 2, 3-pole, In=3200 A up to 690 V AC 50/60 Hz, breaking capacity C Icu=130/100 kA at 500/690 V, tripping unit ETU600 LSIG upgradeable, color display, Bluetooth, USB interface, basic protection LT, ST, INST, GFx, neutral conductor protection requires an external neutral point current sensor, trip alarm switch (1 x CO), connection at rear flange, guide frame with shutter, without position signaling switch, with internal voltage tap on lower stab of circuit breaker, with voltage tap module VTM680 and power supply of ETU600, able to communication, integrated metering type PMF-1 Energy Efficiency, Voltage, Active energy Ea Manual operating mechanism with mechanical closing, without Spring charging motor, Ready-to-close signal. switch, Auxiliary switches 2NO+2NC, without Closing coil (CC), manual operating mechanism with mechanical closing, without Remote trip alarm reset coil (RR), without 2nd shunt trip, without 1st Shunt trip | 319870 | 1 | Z\ | 1
3WA1232-6EF41-0AA0 |  | Withdrawable circuit breaker with guide frame, IEC 60947-2, frame size 2, 4-poles, N-pole left, In=3200A up to 690V AC 50/60Hz, breaking capacity C Icu=130/100kA at 500/690V, Trip unit ETU600 LSIG upgrade ready , colordisplay, bluetooth and USB interface, Protection LT, ST, INST, GFx, include N-protection, (internal N-sensor available), incl. trip alarm switch (1xCO), rear connection vertical, guide frame with shutter and w/o position signalling switch, with internal voltage tap on lower stab of circuit breaker, with voltage tap module VTM680 and power supply of ETU600, able to communication, integrated metering type PMF-1 Energy Efficiency, Voltage, Active energy Ea Manual operating mechanism with mechanical closing, without Spring charging motor, Ready-to-close signal. switch, Auxiliary switches 2NO+2NC, without Closing coil (CC), manual operating mechanism with mechanical closing, without Remote trip alarm reset coil (RR), without 2nd shunt trip, without 1st Shunt trip | 422870 | 1 | Z\ | 1
3WA1232-6EF42-0AA0 |  | Withdrawable circuit breaker with guide frame, IEC 60947-2, frame size 2, 4-poles, N-pole left, In=3200A up to 690V AC 50/60Hz, breaking capacity C Icu=130/100kA at 500/690V, Trip unit ETU600 LSIG upgrade ready , colordisplay, bluetooth and USB interface, Protection LT, ST, INST, GFx, include N-protection, (internal N-sensor available), incl. trip alarm switch (1xCO), rear connection horizontal, guide frame with shutter and w/o position signalling switch, with internal voltage tap on lower stab of circuit breaker, with voltage tap module VTM680 and power supply of ETU600, able to communication, integrated metering type PMF-1 Energy Efficiency, Voltage, Active energy Ea Manual operating mechanism with mechanical closing, without Spring charging motor, Ready-to-close signal. switch, Auxiliary switches 2NO+2NC, without Closing coil (CC), manual operating mechanism with mechanical closing, without Remote trip alarm reset coil (RR), without 2nd shunt trip, without 1st Shunt trip | 416870 | 1 | Z\ | 1
3WA1232-6EF44-0AA0 |  | withdrawable circuit breaker, with guide frame, IEC 60947-2, size 2, 4-pole, N pole on left, In=3200 A up to 690 V AC 50/60 Hz, breaking capacity C Icu=130/100 kA at 500/690 V, tripping unit ETU600 LSIG upgradeable, color display, Bluetooth, USB interface, basic protection LT, ST, INST, GFx, including protection of the N conductor (internal neutral point sensor available), trip alarm switch (1 x CO), connection at rear flange, guide frame with shutter, without position signaling switch, with internal voltage tap on lower stab of circuit breaker, with voltage tap module VTM680 and power supply of ETU600, able to communication, integrated metering type PMF-1 Energy Efficiency, Voltage, Active energy Ea Manual operating mechanism with mechanical closing, without Spring charging motor, Ready-to-close signal. switch, Auxiliary switches 2NO+2NC, without Closing coil (CC), manual operating mechanism with mechanical closing, without Remote trip alarm reset coil (RR), without 2nd shunt trip, without 1st Shunt trip | 416870 | 1 | Z\ | 1
3WA1232-6EG01-0AA0 |  | Fixed-mounted circuit breaker IEC 60947-2, frame size 2, 3-poles, In=3200A up to 690V AC 50/60Hz, breaking capacity C Icu=130/100kA at 500/690V, Trip unit ETU600 LSIG Hi-Z upgrade ready , colordisplay, bluetooth and USB interface, Protection LT, ST, INST, GFx, with GF highimpedance-input N-protection required an external N-sensor, incl. trip alarm switch (1xCO), rear connection vertical, with internal voltage tap on lower stab of circuit breaker, with voltage tap module VTM680 and power supply of ETU600, able to communication, integrated metering type PMF-1 Energy Efficiency, Voltage, Active energy Ea Manual operating mechanism with mechanical closing, without Spring charging motor, Ready-to-close signal. switch, Auxiliary switches 2NO+2NC, without Closing coil (CC), manual operating mechanism with mechanical closing, without Remote trip alarm reset coil (RR), without 2nd shunt trip, without 1st Shunt trip | 269870 | 1 | Z\ | 1
3WA1232-6EG02-0AA0 |  | Fixed-mounted circuit breaker IEC 60947-2, frame size 2, 3-poles, In=3200A up to 690V AC 50/60Hz, breaking capacity C Icu=130/100kA at 500/690V, Trip unit ETU600 LSIG Hi-Z upgrade ready , colordisplay, bluetooth and USB interface, Protection LT, ST, INST, GFx, with GF highimpedance-input N-protection required an external N-sensor, incl. trip alarm switch (1xCO), rear connection horizontal, with internal voltage tap on lower stab of circuit breaker, with voltage tap module VTM680 and power supply of ETU600, able to communication, integrated metering type PMF-1 Energy Efficiency, Voltage, Active energy Ea Manual operating mechanism with mechanical closing, without Spring charging motor, Ready-to-close signal. switch, Auxiliary switches 2NO+2NC, without Closing coil (CC), manual operating mechanism with mechanical closing, without Remote trip alarm reset coil (RR), without 2nd shunt trip, without 1st Shunt trip | 263870 | 1 | Z\ | 1
3WA1232-6EG11-0AA0 |  | Fixed-mounted circuit breaker IEC 60947-2, frame size 2, 4-poles, N-pole left, In=3200A up to 690V AC 50/60Hz, breaking capacity C Icu=130/100kA at 500/690V, Trip unit ETU600 LSIG Hi-Z upgrade ready , colordisplay, bluetooth and USB interface, Protection LT, ST, INST, GFx, with GF highimpedance-input include N-protection, (internal N-sensor available), incl. trip alarm switch (1xCO), rear connection vertical, with internal voltage tap on lower stab of circuit breaker, with voltage tap module VTM680 and power supply of ETU600, able to communication, integrated metering type PMF-1 Energy Efficiency, Voltage, Active energy Ea Manual operating mechanism with mechanical closing, without Spring charging motor, Ready-to-close signal. switch, Auxiliary switches 2NO+2NC, without Closing coil (CC), manual operating mechanism with mechanical closing, without Remote trip alarm reset coil (RR), without 2nd shunt trip, without 1st Shunt trip | 342870 | 1 | Z\ | 1
3WA1232-6EG12-0AA0 |  | Fixed-mounted circuit breaker IEC 60947-2, frame size 2, 4-poles, N-pole left, In=3200A up to 690V AC 50/60Hz, breaking capacity C Icu=130/100kA at 500/690V, Trip unit ETU600 LSIG Hi-Z upgrade ready , colordisplay, bluetooth and USB interface, Protection LT, ST, INST, GFx, with GF highimpedance-input include N-protection, (internal N-sensor available), incl. trip alarm switch (1xCO), rear connection horizontal, with internal voltage tap on lower stab of circuit breaker, with voltage tap module VTM680 and power supply of ETU600, able to communication, integrated metering type PMF-1 Energy Efficiency, Voltage, Active energy Ea Manual operating mechanism with mechanical closing, without Spring charging motor, Ready-to-close signal. switch, Auxiliary switches 2NO+2NC, without Closing coil (CC), manual operating mechanism with mechanical closing, without Remote trip alarm reset coil (RR), without 2nd shunt trip, without 1st Shunt trip | 335870 | 1 | Z\ | 1
3WA1232-6EG21-0AA0 |  | fixed-mounted circuit breaker, IEC 60947-2, size 2, 4-pole, N pole on right, In=3200 A up to 690 V AC 50/60 Hz, breaking capacity C Icu=130/100 kA at 500/690 V, tripping unit ETU600 LSIG Hi-Z upgradeable, color display, Bluetooth, USB interface, basic protection LT, ST, INST, GFx, with GF high-impedance input, including protection of the N conductor (internal neutral point sensor available), trip alarm switch (1 x CO), connection at rear vertical, with internal voltage tap on lower stab of circuit breaker, with voltage tap module VTM680 and power supply of ETU600, able to communication, integrated metering type PMF-1 Energy Efficiency, Voltage, Active energy Ea Manual operating mechanism with mechanical closing, without Spring charging motor, Ready-to-close signal. switch, Auxiliary switches 2NO+2NC, without Closing coil (CC), manual operating mechanism with mechanical closing, without Remote trip alarm reset coil (RR), without 2nd shunt trip, without 1st Shunt trip | 342870 | 1 | Z\ | 1
3WA1232-6EG22-0AA0 |  | fixed-mounted circuit breaker, IEC 60947-2, size 2, 4-pole, N pole on right, In=3200 A up to 690 V AC 50/60 Hz, breaking capacity C Icu=130/100 kA at 500/690 V, tripping unit ETU600 LSIG Hi-Z upgradeable, color display, Bluetooth, USB interface, basic protection LT, ST, INST, GFx, with GF high-impedance input, including protection of the N conductor (internal neutral point sensor available), trip alarm switch (1 x CO), connection at rear horizontal with internal voltage tap on lower stab of circuit breaker, with voltage tap module VTM680 and power supply of ETU600, able to communication, integrated metering type PMF-1 Energy Efficiency, Voltage, Active energy Ea Manual operating mechanism with mechanical closing, without Spring charging motor, Ready-to-close signal. switch, Auxiliary switches 2NO+2NC, without Closing coil (CC), manual operating mechanism with mechanical closing, without Remote trip alarm reset coil (RR), without 2nd shunt trip, without 1st Shunt trip | 335870 | 1 | Z\ | 1
3WA1232-6EG31-0AA0 |  | Withdrawable circuit breaker with guide frame, IEC 60947-2, frame size 2, 3-poles, In=3200A up to 690V AC 50/60Hz, breaking capacity C Icu=130/100kA at 500/690V, Trip unit ETU600 LSIG Hi-Z upgrade ready , colordisplay, bluetooth and USB interface, Protection LT, ST, INST, GFx, with GF highimpedance-input N-protection required an external N-sensor, incl. trip alarm switch (1xCO), rear connection vertical, guide frame with shutter and w/o position signalling switch, with internal voltage tap on lower stab of circuit breaker, with voltage tap module VTM680 and power supply of ETU600, able to communication, integrated metering type PMF-1 Energy Efficiency, Voltage, Active energy Ea Manual operating mechanism with mechanical closing, without Spring charging motor, Ready-to-close signal. switch, Auxiliary switches 2NO+2NC, without Closing coil (CC), manual operating mechanism with mechanical closing, without Remote trip alarm reset coil (RR), without 2nd shunt trip, without 1st Shunt trip | 346870 | 1 | Z\ | 1
3WA1232-6EG32-0AA0 |  | Withdrawable circuit breaker with guide frame, IEC 60947-2, frame size 2, 3-poles, In=3200A up to 690V AC 50/60Hz, breaking capacity C Icu=130/100kA at 500/690V, Trip unit ETU600 LSIG Hi-Z upgrade ready , colordisplay, bluetooth and USB interface, Protection LT, ST, INST, GFx, with GF highimpedance-input N-protection required an external N-sensor, incl. trip alarm switch (1xCO), rear connection horizontal, guide frame with shutter and w/o position signalling switch, with internal voltage tap on lower stab of circuit breaker, with voltage tap module VTM680 and power supply of ETU600, able to communication, integrated metering type PMF-1 Energy Efficiency, Voltage, Active energy Ea Manual operating mechanism with mechanical closing, without Spring charging motor, Ready-to-close signal. switch, Auxiliary switches 2NO+2NC, without Closing coil (CC), manual operating mechanism with mechanical closing, without Remote trip alarm reset coil (RR), without 2nd shunt trip, without 1st Shunt trip | 341870 | 1 | Z\ | 1
3WA1232-6EG34-0AA0 |  | withdrawable circuit breaker, with guide frame, IEC 60947-2, size 2, 3-pole, In=3200 A up to 690 V AC 50/60 Hz, breaking capacity C Icu=130/100 kA at 500/690 V, tripping unit ETU600 LSIG Hi-Z upgradeable, color display, Bluetooth, USB interface, basic protection LT, ST, INST, GFx, with GF high-impedance input, neutral conductor protection requires an external neutral point current sensor, trip alarm switch (1 x CO), connection at rear flange, guide frame with shutter, without position signaling switch, with internal voltage tap on lower stab of circuit breaker, with voltage tap module VTM680 and power supply of ETU600, able to communication, integrated metering type PMF-1 Energy Efficiency, Voltage, Active energy Ea Manual operating mechanism with mechanical closing, without Spring charging motor, Ready-to-close signal. switch, Auxiliary switches 2NO+2NC, without Closing coil (CC), manual operating mechanism with mechanical closing, without Remote trip alarm reset coil (RR), without 2nd shunt trip, without 1st Shunt trip | 341870 | 1 | Z\ | 1
3WA1232-6EG41-0AA0 |  | Withdrawable circuit breaker with guide frame, IEC 60947-2, frame size 2, 4-poles, N-pole left, In=3200A up to 690V AC 50/60Hz, breaking capacity C Icu=130/100kA at 500/690V, Trip unit ETU600 LSIG Hi-Z upgrade ready , colordisplay, bluetooth and USB interface, Protection LT, ST, INST, GFx, with GF highimpedance-input include N-protection, (internal N-sensor available), incl. trip alarm switch (1xCO), rear connection vertical, guide frame with shutter and w/o position signalling switch, with internal voltage tap on lower stab of circuit breaker, with voltage tap module VTM680 and power supply of ETU600, able to communication, integrated metering type PMF-1 Energy Efficiency, Voltage, Active energy Ea Manual operating mechanism with mechanical closing, without Spring charging motor, Ready-to-close signal. switch, Auxiliary switches 2NO+2NC, without Closing coil (CC), manual operating mechanism with mechanical closing, without Remote trip alarm reset coil (RR), without 2nd shunt trip, without 1st Shunt trip | 444870 | 1 | Z\ | 1
3WA1232-6EG42-0AA0 |  | Withdrawable circuit breaker with guide frame, IEC 60947-2, frame size 2, 4-poles, N-pole left, In=3200A up to 690V AC 50/60Hz, breaking capacity C Icu=130/100kA at 500/690V, Trip unit ETU600 LSIG Hi-Z upgrade ready , colordisplay, bluetooth and USB interface, Protection LT, ST, INST, GFx, with GF highimpedance-input include N-protection, (internal N-sensor available), incl. trip alarm switch (1xCO), rear connection horizontal, guide frame with shutter and w/o position signalling switch, with internal voltage tap on lower stab of circuit breaker, with voltage tap module VTM680 and power supply of ETU600, able to communication, integrated metering type PMF-1 Energy Efficiency, Voltage, Active energy Ea Manual operating mechanism with mechanical closing, without Spring charging motor, Ready-to-close signal. switch, Auxiliary switches 2NO+2NC, without Closing coil (CC), manual operating mechanism with mechanical closing, without Remote trip alarm reset coil (RR), without 2nd shunt trip, without 1st Shunt trip | 437870 | 1 | Z\ | 1
3WA1232-6EG44-0AA0 |  | withdrawable circuit breaker, with guide frame, IEC 60947-2, size 2, 4-pole, N pole on left, In=3200 A up to 690 V AC 50/60 Hz, breaking capacity C Icu=130/100 kA at 500/690 V, tripping unit ETU600 LSIG Hi-Z upgradeable, color display, Bluetooth, USB interface, basic protection LT, ST, INST, GFx, with GF high-impedance input, including protection of the N conductor (internal neutral point sensor available), trip alarm switch (1 x CO), connection at rear flange, guide frame with shutter, without position signaling switch, with internal voltage tap on lower stab of circuit breaker, with voltage tap module VTM680 and power supply of ETU600, able to communication, integrated metering type PMF-1 Energy Efficiency, Voltage, Active energy Ea Manual operating mechanism with mechanical closing, without Spring charging motor, Ready-to-close signal. switch, Auxiliary switches 2NO+2NC, without Closing coil (CC), manual operating mechanism with mechanical closing, without Remote trip alarm reset coil (RR), without 2nd shunt trip, without 1st Shunt trip | 437870 | 1 | Z\ | 1
3WA1232-6FE01-0AA0 |  | Fixed-mounted circuit breaker IEC 60947-2, frame size 2, 3-poles, In=3200A up to 690V AC 50/60Hz, breaking capacity C Icu=130/100kA at 500/690V, Trip unit ETU600 LSI upgrade ready , colordisplay, bluetooth and USB interface, Protection LT, ST, INST, N-protection required an external N-sensor, incl. trip alarm switch (1xCO), rear connection vertical, with internal voltage tap on lower stab of circuit breaker, with voltage tap module VTM680 and power supply of ETU600, able to communication, integrated metering type PMF-2 Basic Power Monitoring, Voltage, Energy, Power, Power factor, Frequency, Unbalance, Temperature, Manual operating mechanism with mechanical closing, without Spring charging motor, Ready-to-close signal. switch, Auxiliary switches 2NO+2NC, without Closing coil (CC), manual operating mechanism with mechanical closing, without Remote trip alarm reset coil (RR), without 2nd shunt trip, without 1st Shunt trip | 246700 | 1 | Z\ | 1
3WA1232-6FE02-0AA0 |  | Fixed-mounted circuit breaker IEC 60947-2, frame size 2, 3-poles, In=3200A up to 690V AC 50/60Hz, breaking capacity C Icu=130/100kA at 500/690V, Trip unit ETU600 LSI upgrade ready , colordisplay, bluetooth and USB interface, Protection LT, ST, INST, N-protection required an external N-sensor, incl. trip alarm switch (1xCO), rear connection horizontal, with internal voltage tap on lower stab of circuit breaker, with voltage tap module VTM680 and power supply of ETU600, able to communication, integrated metering type PMF-2 Basic Power Monitoring, Voltage, Energy, Power, Power factor, Frequency, Unbalance, Temperature, Manual operating mechanism with mechanical closing, without Spring charging motor, Ready-to-close signal. switch, Auxiliary switches 2NO+2NC, without Closing coil (CC), manual operating mechanism with mechanical closing, without Remote trip alarm reset coil (RR), without 2nd shunt trip, without 1st Shunt trip | 241700 | 1 | Z\ | 1
3WA1232-6FE11-0AA0 |  | Fixed-mounted circuit breaker IEC 60947-2, frame size 2, 4-poles, N-pole left, In=3200A up to 690V AC 50/60Hz, breaking capacity C Icu=130/100kA at 500/690V, Trip unit ETU600 LSI upgrade ready , colordisplay, bluetooth and USB interface, Protection LT, ST, INST, include N-protection, (internal N-sensor available), incl. trip alarm switch (1xCO), rear connection vertical, with internal voltage tap on lower stab of circuit breaker, with voltage tap module VTM680 and power supply of ETU600, able to communication, integrated metering type PMF-2 Basic Power Monitoring, Voltage, Energy, Power, Power factor, Frequency, Unbalance, Temperature, Manual operating mechanism with mechanical closing, without Spring charging motor, Ready-to-close signal. switch, Auxiliary switches 2NO+2NC, without Closing coil (CC), manual operating mechanism with mechanical closing, without Remote trip alarm reset coil (RR), without 2nd shunt trip, without 1st Shunt trip | 319700 | 1 | Z\ | 1
3WA1232-6FE12-0AA0 |  | Fixed-mounted circuit breaker IEC 60947-2, frame size 2, 4-poles, N-pole left, In=3200A up to 690V AC 50/60Hz, breaking capacity C Icu=130/100kA at 500/690V, Trip unit ETU600 LSI upgrade ready , colordisplay, bluetooth and USB interface, Protection LT, ST, INST, include N-protection, (internal N-sensor available), incl. trip alarm switch (1xCO), rear connection horizontal, with internal voltage tap on lower stab of circuit breaker, with voltage tap module VTM680 and power supply of ETU600, able to communication, integrated metering type PMF-2 Basic Power Monitoring, Voltage, Energy, Power, Power factor, Frequency, Unbalance, Temperature, Manual operating mechanism with mechanical closing, without Spring charging motor, Ready-to-close signal. switch, Auxiliary switches 2NO+2NC, without Closing coil (CC), manual operating mechanism with mechanical closing, without Remote trip alarm reset coil (RR), without 2nd shunt trip, without 1st Shunt trip | 312700 | 1 | Z\ | 1
3WA1232-6FE21-0AA0 |  | fixed-mounted circuit breaker, IEC 60947-2, size 2, 4-pole, N pole on right, In=3200 A up to 690 V AC 50/60 Hz, breaking capacity C Icu=130/100 kA at 500/690 V, tripping unit ETU600 LSI upgradeable, color display, Bluetooth, USB interface, basic protection LT, ST, INST, including protection of the N conductor (internal neutral point sensor available), trip alarm switch (1 x CO), connection at rear vertical, with internal voltage tap on lower stab of circuit breaker, with voltage tap module VTM680 and power supply of ETU600, able to communication, integrated metering type PMF-2 Basic Power Monitoring, Voltage, Energy, Power, Power factor, Frequency, Unbalance, Temperature, Manual operating mechanism with mechanical closing, without Spring charging motor, Ready-to-close signal. switch, Auxiliary switches 2NO+2NC, without Closing coil (CC), manual operating mechanism with mechanical closing, without Remote trip alarm reset coil (RR), without 2nd shunt trip, without 1st Shunt trip | 319700 | 1 | Z\ | 1
3WA1232-6FE22-0AA0 |  | fixed-mounted circuit breaker, IEC 60947-2, size 2, 4-pole, N pole on right, In=3200 A up to 690 V AC 50/60 Hz, breaking capacity C Icu=130/100 kA at 500/690 V, tripping unit ETU600 LSI upgradeable, color display, Bluetooth, USB interface, basic protection LT, ST, INST, including protection of the N conductor (internal neutral point sensor available), trip alarm switch (1 x CO), connection at rear horizontal with internal voltage tap on lower stab of circuit breaker, with voltage tap module VTM680 and power supply of ETU600, able to communication, integrated metering type PMF-2 Basic Power Monitoring, Voltage, Energy, Power, Power factor, Frequency, Unbalance, Temperature, Manual operating mechanism with mechanical closing, without Spring charging motor, Ready-to-close signal. switch, Auxiliary switches 2NO+2NC, without Closing coil (CC), manual operating mechanism with mechanical closing, without Remote trip alarm reset coil (RR), without 2nd shunt trip, without 1st Shunt trip | 312700 | 1 | Z\ | 1
3WA1232-6FE31-0AA0 |  | Withdrawable circuit breaker with guide frame, IEC 60947-2, frame size 2, 3-poles, In=3200A up to 690V AC 50/60Hz, breaking capacity C Icu=130/100kA at 500/690V, Trip unit ETU600 LSI upgrade ready , colordisplay, bluetooth and USB interface, Protection LT, ST, INST, N-protection required an external N-sensor, incl. trip alarm switch (1xCO), rear connection vertical, guide frame with shutter and w/o position signalling switch, with internal voltage tap on lower stab of circuit breaker, with voltage tap module VTM680 and power supply of ETU600, able to communication, integrated metering type PMF-2 Basic Power Monitoring, Voltage, Energy, Power, Power factor, Frequency, Unbalance, Temperature, Manual operating mechanism with mechanical closing, without Spring charging motor, Ready-to-close signal. switch, Auxiliary switches 2NO+2NC, without Closing coil (CC), manual operating mechanism with mechanical closing, without Remote trip alarm reset coil (RR), without 2nd shunt trip, without 1st Shunt trip | 323700 | 1 | Z\ | 1
3WA1232-6FE32-0AA0 |  | Withdrawable circuit breaker with guide frame, IEC 60947-2, frame size 2, 3-poles, In=3200A up to 690V AC 50/60Hz, breaking capacity C Icu=130/100kA at 500/690V, Trip unit ETU600 LSI upgrade ready , colordisplay, bluetooth and USB interface, Protection LT, ST, INST, N-protection required an external N-sensor, incl. trip alarm switch (1xCO), rear connection horizontal, guide frame with shutter and w/o position signalling switch, with internal voltage tap on lower stab of circuit breaker, with voltage tap module VTM680 and power supply of ETU600, able to communication, integrated metering type PMF-2 Basic Power Monitoring, Voltage, Energy, Power, Power factor, Frequency, Unbalance, Temperature, Manual operating mechanism with mechanical closing, without Spring charging motor, Ready-to-close signal. switch, Auxiliary switches 2NO+2NC, without Closing coil (CC), manual operating mechanism with mechanical closing, without Remote trip alarm reset coil (RR), without 2nd shunt trip, without 1st Shunt trip | 318700 | 1 | Z\ | 1
3WA1232-6FE34-0AA0 |  | withdrawable circuit breaker, with guide frame, IEC 60947-2, size 2, 3-pole, In=3200 A up to 690 V AC 50/60 Hz, breaking capacity C Icu=130/100 kA at 500/690 V, tripping unit ETU600 LSI upgradeable, color display, Bluetooth, USB interface, basic protection LT, ST, INST, neutral conductor protection requires an external neutral point current sensor, trip alarm switch (1 x CO), connection at rear flange, guide frame with shutter, without position signaling switch with internal voltage tap on lower stab of circuit breaker, with voltage tap module VTM680 and power supply of ETU600, able to communication, integrated metering type PMF-2 Basic Power Monitoring, Voltage, Energy, Power, Power factor, Frequency, Unbalance, Temperature, Manual operating mechanism with mechanical closing, without Spring charging motor, Ready-to-close signal. switch, Auxiliary switches 2NO+2NC, without Closing coil (CC), manual operating mechanism with mechanical closing, without Remote trip alarm reset coil (RR), without 2nd shunt trip, without 1st Shunt trip | 318700 | 1 | Z\ | 1
3WA1232-6FE41-0AA0 |  | Withdrawable circuit breaker with guide frame, IEC 60947-2, frame size 2, 4-poles, N-pole left, In=3200A up to 690V AC 50/60Hz, breaking capacity C Icu=130/100kA at 500/690V, Trip unit ETU600 LSI upgrade ready , colordisplay, bluetooth and USB interface, Protection LT, ST, INST, include N-protection, (internal N-sensor available), incl. trip alarm switch (1xCO), rear connection vertical, guide frame with shutter and w/o position signalling switch, with internal voltage tap on lower stab of circuit breaker, with voltage tap module VTM680 and power supply of ETU600, able to communication, integrated metering type PMF-2 Basic Power Monitoring, Voltage, Energy, Power, Power factor, Frequency, Unbalance, Temperature, Manual operating mechanism with mechanical closing, without Spring charging motor, Ready-to-close signal. switch, Auxiliary switches 2NO+2NC, without Closing coil (CC), manual operating mechanism with mechanical closing, without Remote trip alarm reset coil (RR), without 2nd shunt trip, without 1st Shunt trip | 421700 | 1 | Z\ | 1
3WA1232-6FE42-0AA0 |  | Withdrawable circuit breaker with guide frame, IEC 60947-2, frame size 2, 4-poles, N-pole left, In=3200A up to 690V AC 50/60Hz, breaking capacity C Icu=130/100kA at 500/690V, Trip unit ETU600 LSI upgrade ready , colordisplay, bluetooth and USB interface, Protection LT, ST, INST, include N-protection, (internal N-sensor available), incl. trip alarm switch (1xCO), rear connection horizontal, guide frame with shutter and w/o position signalling switch, with internal voltage tap on lower stab of circuit breaker, with voltage tap module VTM680 and power supply of ETU600, able to communication, integrated metering type PMF-2 Basic Power Monitoring, Voltage, Energy, Power, Power factor, Frequency, Unbalance, Temperature, Manual operating mechanism with mechanical closing, without Spring charging motor, Ready-to-close signal. switch, Auxiliary switches 2NO+2NC, without Closing coil (CC), manual operating mechanism with mechanical closing, without Remote trip alarm reset coil (RR), without 2nd shunt trip, without 1st Shunt trip | 414700 | 1 | Z\ | 1
3WA1232-6FE44-0AA0 |  | withdrawable circuit breaker, with guide frame, IEC 60947-2, size 2, 4-pole, N pole on left, In=3200 A up to 690 V AC 50/60 Hz, breaking capacity C Icu=130/100 kA at 500/690 V, tripping unit ETU600 LSI upgradeable, color display, Bluetooth, USB interface, basic protection LT, ST, INST, including protection of the N conductor (internal neutral point sensor available), trip alarm switch (1 x CO), connection at rear flange, guide frame with shutter, without position signaling switch with internal voltage tap on lower stab of circuit breaker, with voltage tap module VTM680 and power supply of ETU600, able to communication, integrated metering type PMF-2 Basic Power Monitoring, Voltage, Energy, Power, Power factor, Frequency, Unbalance, Temperature, Manual operating mechanism with mechanical closing, without Spring charging motor, Ready-to-close signal. switch, Auxiliary switches 2NO+2NC, without Closing coil (CC), manual operating mechanism with mechanical closing, without Remote trip alarm reset coil (RR), without 2nd shunt trip, without 1st Shunt trip | 414700 | 1 | Z\ | 1
3WA1232-6FF01-0AA0 |  | Fixed-mounted circuit breaker IEC 60947-2, frame size 2, 3-poles, In=3200A up to 690V AC 50/60Hz, breaking capacity C Icu=130/100kA at 500/690V, Trip unit ETU600 LSIG upgrade ready , colordisplay, bluetooth and USB interface, Protection LT, ST, INST, GFx, N-protection required an external N-sensor, incl. trip alarm switch (1xCO), rear connection vertical, with internal voltage tap on lower stab of circuit breaker, with voltage tap module VTM680 and power supply of ETU600, able to communication, integrated metering type PMF-2 Basic Power Monitoring, Voltage, Energy, Power, Power factor, Frequency, Unbalance, Temperature, Manual operating mechanism with mechanical closing, without Spring charging motor, Ready-to-close signal. switch, Auxiliary switches 2NO+2NC, without Closing coil (CC), manual operating mechanism with mechanical closing, without Remote trip alarm reset coil (RR), without 2nd shunt trip, without 1st Shunt trip | 256700 | 1 | Z\ | 1
3WA1232-6FF02-0AA0 |  | Fixed-mounted circuit breaker IEC 60947-2, frame size 2, 3-poles, In=3200A up to 690V AC 50/60Hz, breaking capacity C Icu=130/100kA at 500/690V, Trip unit ETU600 LSIG upgrade ready , colordisplay, bluetooth and USB interface, Protection LT, ST, INST, GFx, N-protection required an external N-sensor, incl. trip alarm switch (1xCO), rear connection horizontal, with internal voltage tap on lower stab of circuit breaker, with voltage tap module VTM680 and power supply of ETU600, able to communication, integrated metering type PMF-2 Basic Power Monitoring, Voltage, Energy, Power, Power factor, Frequency, Unbalance, Temperature, Manual operating mechanism with mechanical closing, without Spring charging motor, Ready-to-close signal. switch, Auxiliary switches 2NO+2NC, without Closing coil (CC), manual operating mechanism with mechanical closing, without Remote trip alarm reset coil (RR), without 2nd shunt trip, without 1st Shunt trip | 251700 | 1 | Z\ | 1
3WA1232-6FF11-0AA0 |  | Fixed-mounted circuit breaker IEC 60947-2, frame size 2, 4-poles, N-pole left, In=3200A up to 690V AC 50/60Hz, breaking capacity C Icu=130/100kA at 500/690V, Trip unit ETU600 LSIG upgrade ready , colordisplay, bluetooth and USB interface, Protection LT, ST, INST, GFx, include N-protection, (internal N-sensor available), incl. trip alarm switch (1xCO), rear connection vertical, with internal voltage tap on lower stab of circuit breaker, with voltage tap module VTM680 and power supply of ETU600, able to communication, integrated metering type PMF-2 Basic Power Monitoring, Voltage, Energy, Power, Power factor, Frequency, Unbalance, Temperature, Manual operating mechanism with mechanical closing, without Spring charging motor, Ready-to-close signal. switch, Auxiliary switches 2NO+2NC, without Closing coil (CC), manual operating mechanism with mechanical closing, without Remote trip alarm reset coil (RR), without 2nd shunt trip, without 1st Shunt trip | 330700 | 1 | Z\ | 1
3WA1232-6FF12-0AA0 |  | Fixed-mounted circuit breaker IEC 60947-2, frame size 2, 4-poles, N-pole left, In=3200A up to 690V AC 50/60Hz, breaking capacity C Icu=130/100kA at 500/690V, Trip unit ETU600 LSIG upgrade ready , colordisplay, bluetooth and USB interface, Protection LT, ST, INST, GFx, include N-protection, (internal N-sensor available), incl. trip alarm switch (1xCO), rear connection horizontal, with internal voltage tap on lower stab of circuit breaker, with voltage tap module VTM680 and power supply of ETU600, able to communication, integrated metering type PMF-2 Basic Power Monitoring, Voltage, Energy, Power, Power factor, Frequency, Unbalance, Temperature, Manual operating mechanism with mechanical closing, without Spring charging motor, Ready-to-close signal. switch, Auxiliary switches 2NO+2NC, without Closing coil (CC), manual operating mechanism with mechanical closing, without Remote trip alarm reset coil (RR), without 2nd shunt trip, without 1st Shunt trip | 323700 | 1 | Z\ | 1
3WA1232-6FF21-0AA0 |  | fixed-mounted circuit breaker, IEC 60947-2, size 2, 4-pole, N pole on right, In=3200 A up to 690 V AC 50/60 Hz, breaking capacity C Icu=130/100 kA at 500/690 V, tripping unit ETU600 LSIG upgradeable, color display, Bluetooth, USB interface, basic protection LT, ST, INST, GFx, including protection of the N conductor (internal neutral point sensor available), trip alarm switch (1 x CO), connection at rear vertical, with internal voltage tap on lower stab of circuit breaker, with voltage tap module VTM680 and power supply of ETU600, able to communication, integrated metering type PMF-2 Basic Power Monitoring, Voltage, Energy, Power, Power factor, Frequency, Unbalance, Temperature, Manual operating mechanism with mechanical closing, without Spring charging motor, Ready-to-close signal. switch, Auxiliary switches 2NO+2NC, without Closing coil (CC), manual operating mechanism with mechanical closing, without Remote trip alarm reset coil (RR), without 2nd shunt trip, without 1st Shunt trip | 330700 | 1 | Z\ | 1
3WA1232-6FF22-0AA0 |  | fixed-mounted circuit breaker, IEC 60947-2, size 2, 4-pole, N pole on right, In=3200 A up to 690 V AC 50/60 Hz, breaking capacity C Icu=130/100 kA at 500/690 V, tripping unit ETU600 LSIG upgradeable, color display, Bluetooth, USB interface, basic protection LT, ST, INST, GFx, including protection of the N conductor (internal neutral point sensor available), trip alarm switch (1 x CO), connection at rear horizontal with internal voltage tap on lower stab of circuit breaker, with voltage tap module VTM680 and power supply of ETU600, able to communication, integrated metering type PMF-2 Basic Power Monitoring, Voltage, Energy, Power, Power factor, Frequency, Unbalance, Temperature, Manual operating mechanism with mechanical closing, without Spring charging motor, Ready-to-close signal. switch, Auxiliary switches 2NO+2NC, without Closing coil (CC), manual operating mechanism with mechanical closing, without Remote trip alarm reset coil (RR), without 2nd shunt trip, without 1st Shunt trip | 323700 | 1 | Z\ | 1
3WA1232-6FF31-0AA0 |  | Withdrawable circuit breaker with guide frame, IEC 60947-2, frame size 2, 3-poles, In=3200A up to 690V AC 50/60Hz, breaking capacity C Icu=130/100kA at 500/690V, Trip unit ETU600 LSIG upgrade ready , colordisplay, bluetooth and USB interface, Protection LT, ST, INST, GFx, N-protection required an external N-sensor, incl. trip alarm switch (1xCO), rear connection vertical, guide frame with shutter and w/o position signalling switch, with internal voltage tap on lower stab of circuit breaker, with voltage tap module VTM680 and power supply of ETU600, able to communication, integrated metering type PMF-2 Basic Power Monitoring, Voltage, Energy, Power, Power factor, Frequency, Unbalance, Temperature, Manual operating mechanism with mechanical closing, without Spring charging motor, Ready-to-close signal. switch, Auxiliary switches 2NO+2NC, without Closing coil (CC), manual operating mechanism with mechanical closing, without Remote trip alarm reset coil (RR), without 2nd shunt trip, without 1st Shunt trip | 333700 | 1 | Z\ | 1
3WA1232-6FF32-0AA0 |  | Withdrawable circuit breaker with guide frame, IEC 60947-2, frame size 2, 3-poles, In=3200A up to 690V AC 50/60Hz, breaking capacity C Icu=130/100kA at 500/690V, Trip unit ETU600 LSIG upgrade ready , colordisplay, bluetooth and USB interface, Protection LT, ST, INST, GFx, N-protection required an external N-sensor, incl. trip alarm switch (1xCO), rear connection horizontal, guide frame with shutter and w/o position signalling switch, with internal voltage tap on lower stab of circuit breaker, with voltage tap module VTM680 and power supply of ETU600, able to communication, integrated metering type PMF-2 Basic Power Monitoring, Voltage, Energy, Power, Power factor, Frequency, Unbalance, Temperature, Manual operating mechanism with mechanical closing, without Spring charging motor, Ready-to-close signal. switch, Auxiliary switches 2NO+2NC, without Closing coil (CC), manual operating mechanism with mechanical closing, without Remote trip alarm reset coil (RR), without 2nd shunt trip, without 1st Shunt trip | 328700 | 1 | Z\ | 1
3WA1232-6FF34-0AA0 |  | withdrawable circuit breaker, with guide frame, IEC 60947-2, size 2, 3-pole, In=3200 A up to 690 V AC 50/60 Hz, breaking capacity C Icu=130/100 kA at 500/690 V, tripping unit ETU600 LSIG upgradeable, color display, Bluetooth, USB interface, basic protection LT, ST, INST, GFx, neutral conductor protection requires an external neutral point current sensor, trip alarm switch (1 x CO), connection at rear flange, guide frame with shutter, without position signaling switch, with internal voltage tap on lower stab of circuit breaker, with voltage tap module VTM680 and power supply of ETU600, able to communication, integrated metering type PMF-2 Basic Power Monitoring, Voltage, Energy, Power, Power factor, Frequency, Unbalance, Temperature, Manual operating mechanism with mechanical closing, without Spring charging motor, Ready-to-close signal. switch, Auxiliary switches 2NO+2NC, without Closing coil (CC), manual operating mechanism with mechanical closing, without Remote trip alarm reset coil (RR), without 2nd shunt trip, without 1st Shunt trip | 328700 | 1 | Z\ | 1
3WA1232-6FF41-0AA0 |  | Withdrawable circuit breaker with guide frame, IEC 60947-2, frame size 2, 4-poles, N-pole left, In=3200A up to 690V AC 50/60Hz, breaking capacity C Icu=130/100kA at 500/690V, Trip unit ETU600 LSIG upgrade ready , colordisplay, bluetooth and USB interface, Protection LT, ST, INST, GFx, include N-protection, (internal N-sensor available), incl. trip alarm switch (1xCO), rear connection vertical, guide frame with shutter and w/o position signalling switch, with internal voltage tap on lower stab of circuit breaker, with voltage tap module VTM680 and power supply of ETU600, able to communication, integrated metering type PMF-2 Basic Power Monitoring, Voltage, Energy, Power, Power factor, Frequency, Unbalance, Temperature, Manual operating mechanism with mechanical closing, without Spring charging motor, Ready-to-close signal. switch, Auxiliary switches 2NO+2NC, without Closing coil (CC), manual operating mechanism with mechanical closing, without Remote trip alarm reset coil (RR), without 2nd shunt trip, without 1st Shunt trip | 431700 | 1 | Z\ | 1
3WA1232-6FF42-0AA0 |  | Withdrawable circuit breaker with guide frame, IEC 60947-2, frame size 2, 4-poles, N-pole left, In=3200A up to 690V AC 50/60Hz, breaking capacity C Icu=130/100kA at 500/690V, Trip unit ETU600 LSIG upgrade ready , colordisplay, bluetooth and USB interface, Protection LT, ST, INST, GFx, include N-protection, (internal N-sensor available), incl. trip alarm switch (1xCO), rear connection horizontal, guide frame with shutter and w/o position signalling switch, with internal voltage tap on lower stab of circuit breaker, with voltage tap module VTM680 and power supply of ETU600, able to communication, integrated metering type PMF-2 Basic Power Monitoring, Voltage, Energy, Power, Power factor, Frequency, Unbalance, Temperature, Manual operating mechanism with mechanical closing, without Spring charging motor, Ready-to-close signal. switch, Auxiliary switches 2NO+2NC, without Closing coil (CC), manual operating mechanism with mechanical closing, without Remote trip alarm reset coil (RR), without 2nd shunt trip, without 1st Shunt trip | 425700 | 1 | Z\ | 1
3WA1232-6FF44-0AA0 |  | withdrawable circuit breaker, with guide frame, IEC 60947-2, size 2, 4-pole, N pole on left, In=3200 A up to 690 V AC 50/60 Hz, breaking capacity C Icu=130/100 kA at 500/690 V, tripping unit ETU600 LSIG upgradeable, color display, Bluetooth, USB interface, basic protection LT, ST, INST, GFx, including protection of the N conductor (internal neutral point sensor available), trip alarm switch (1 x CO), connection at rear flange, guide frame with shutter, without position signaling switch, with internal voltage tap on lower stab of circuit breaker, with voltage tap module VTM680 and power supply of ETU600, able to communication, integrated metering type PMF-2 Basic Power Monitoring, Voltage, Energy, Power, Power factor, Frequency, Unbalance, Temperature, Manual operating mechanism with mechanical closing, without Spring charging motor, Ready-to-close signal. switch, Auxiliary switches 2NO+2NC, without Closing coil (CC), manual operating mechanism with mechanical closing, without Remote trip alarm reset coil (RR), without 2nd shunt trip, without 1st Shunt trip | 425700 | 1 | Z\ | 1
3WA1232-6FG01-0AA0 |  | Fixed-mounted circuit breaker IEC 60947-2, frame size 2, 3-poles, In=3200A up to 690V AC 50/60Hz, breaking capacity C Icu=130/100kA at 500/690V, Trip unit ETU600 LSIG Hi-Z upgrade ready , colordisplay, bluetooth and USB interface, Protection LT, ST, INST, GFx, with GF highimpedance-input N-protection required an external N-sensor, incl. trip alarm switch (1xCO), rear connection vertical, with internal voltage tap on lower stab of circuit breaker, with voltage tap module VTM680 and power supply of ETU600, able to communication, integrated metering type PMF-2 Basic Power Monitoring, Voltage, Energy, Power, Power factor, Frequency, Unbalance, Temperature, Manual operating mechanism with mechanical closing, without Spring charging motor, Ready-to-close signal. switch, Auxiliary switches 2NO+2NC, without Closing coil (CC), manual operating mechanism with mechanical closing, without Remote trip alarm reset coil (RR), without 2nd shunt trip, without 1st Shunt trip | 278700 | 1 | Z\ | 1
3WA1232-6FG02-0AA0 |  | Fixed-mounted circuit breaker IEC 60947-2, frame size 2, 3-poles, In=3200A up to 690V AC 50/60Hz, breaking capacity C Icu=130/100kA at 500/690V, Trip unit ETU600 LSIG Hi-Z upgrade ready , colordisplay, bluetooth and USB interface, Protection LT, ST, INST, GFx, with GF highimpedance-input N-protection required an external N-sensor, incl. trip alarm switch (1xCO), rear connection horizontal, with internal voltage tap on lower stab of circuit breaker, with voltage tap module VTM680 and power supply of ETU600, able to communication, integrated metering type PMF-2 Basic Power Monitoring, Voltage, Energy, Power, Power factor, Frequency, Unbalance, Temperature, Manual operating mechanism with mechanical closing, without Spring charging motor, Ready-to-close signal. switch, Auxiliary switches 2NO+2NC, without Closing coil (CC), manual operating mechanism with mechanical closing, without Remote trip alarm reset coil (RR), without 2nd shunt trip, without 1st Shunt trip | 272700 | 1 | Z\ | 1
3WA1232-6FG11-0AA0 |  | Fixed-mounted circuit breaker IEC 60947-2, frame size 2, 4-poles, N-pole left, In=3200A up to 690V AC 50/60Hz, breaking capacity C Icu=130/100kA at 500/690V, Trip unit ETU600 LSIG Hi-Z upgrade ready , colordisplay, bluetooth and USB interface, Protection LT, ST, INST, GFx, with GF highimpedance-input include N-protection, (internal N-sensor available), incl. trip alarm switch (1xCO), rear connection vertical, with internal voltage tap on lower stab of circuit breaker, with voltage tap module VTM680 and power supply of ETU600, able to communication, integrated metering type PMF-2 Basic Power Monitoring, Voltage, Energy, Power, Power factor, Frequency, Unbalance, Temperature, Manual operating mechanism with mechanical closing, without Spring charging motor, Ready-to-close signal. switch, Auxiliary switches 2NO+2NC, without Closing coil (CC), manual operating mechanism with mechanical closing, without Remote trip alarm reset coil (RR), without 2nd shunt trip, without 1st Shunt trip | 351700 | 1 | Z\ | 1
3WA1232-6FG12-0AA0 |  | Fixed-mounted circuit breaker IEC 60947-2, frame size 2, 4-poles, N-pole left, In=3200A up to 690V AC 50/60Hz, breaking capacity C Icu=130/100kA at 500/690V, Trip unit ETU600 LSIG Hi-Z upgrade ready , colordisplay, bluetooth and USB interface, Protection LT, ST, INST, GFx, with GF highimpedance-input include N-protection, (internal N-sensor available), incl. trip alarm switch (1xCO), rear connection horizontal, with internal voltage tap on lower stab of circuit breaker, with voltage tap module VTM680 and power supply of ETU600, able to communication, integrated metering type PMF-2 Basic Power Monitoring, Voltage, Energy, Power, Power factor, Frequency, Unbalance, Temperature, Manual operating mechanism with mechanical closing, without Spring charging motor, Ready-to-close signal. switch, Auxiliary switches 2NO+2NC, without Closing coil (CC), manual operating mechanism with mechanical closing, without Remote trip alarm reset coil (RR), without 2nd shunt trip, without 1st Shunt trip | 344700 | 1 | Z\ | 1
3WA1232-6FG21-0AA0 |  | fixed-mounted circuit breaker, IEC 60947-2, size 2, 4-pole, N pole on right, In=3200 A up to 690 V AC 50/60 Hz, breaking capacity C Icu=130/100 kA at 500/690 V, tripping unit ETU600 LSIG Hi-Z upgradeable, color display, Bluetooth, USB interface, basic protection LT, ST, INST, GFx, with GF high-impedance input, including protection of the N conductor (internal neutral point sensor available), trip alarm switch (1 x CO), connection at rear vertical, with internal voltage tap on lower stab of circuit breaker, with voltage tap module VTM680 and power supply of ETU600, able to communication, integrated metering type PMF-2 Basic Power Monitoring, Voltage, Energy, Power, Power factor, Frequency, Unbalance, Temperature, Manual operating mechanism with mechanical closing, without Spring charging motor, Ready-to-close signal. switch, Auxiliary switches 2NO+2NC, without Closing coil (CC), manual operating mechanism with mechanical closing, without Remote trip alarm reset coil (RR), without 2nd shunt trip, without 1st Shunt trip | 351700 | 1 | Z\ | 1
3WA1232-6FG22-0AA0 |  | fixed-mounted circuit breaker, IEC 60947-2, size 2, 4-pole, N pole on right, In=3200 A up to 690 V AC 50/60 Hz, breaking capacity C Icu=130/100 kA at 500/690 V, tripping unit ETU600 LSIG Hi-Z upgradeable, color display, Bluetooth, USB interface, basic protection LT, ST, INST, GFx, with GF high-impedance input, including protection of the N conductor (internal neutral point sensor available), trip alarm switch (1 x CO), connection at rear horizontal with internal voltage tap on lower stab of circuit breaker, with voltage tap module VTM680 and power supply of ETU600, able to communication, integrated metering type PMF-2 Basic Power Monitoring, Voltage, Energy, Power, Power factor, Frequency, Unbalance, Temperature, Manual operating mechanism with mechanical closing, without Spring charging motor, Ready-to-close signal. switch, Auxiliary switches 2NO+2NC, without Closing coil (CC), manual operating mechanism with mechanical closing, without Remote trip alarm reset coil (RR), without 2nd shunt trip, without 1st Shunt trip | 344700 | 1 | Z\ | 1
3WA1232-6FG31-0AA0 |  | Withdrawable circuit breaker with guide frame, IEC 60947-2, frame size 2, 3-poles, In=3200A up to 690V AC 50/60Hz, breaking capacity C Icu=130/100kA at 500/690V, Trip unit ETU600 LSIG Hi-Z upgrade ready , colordisplay, bluetooth and USB interface, Protection LT, ST, INST, GFx, with GF highimpedance-input N-protection required an external N-sensor, incl. trip alarm switch (1xCO), rear connection vertical, guide frame with shutter and w/o position signalling switch, with internal voltage tap on lower stab of circuit breaker, with voltage tap module VTM680 and power supply of ETU600, able to communication, integrated metering type PMF-2 Basic Power Monitoring, Voltage, Energy, Power, Power factor, Frequency, Unbalance, Temperature, Manual operating mechanism with mechanical closing, without Spring charging motor, Ready-to-close signal. switch, Auxiliary switches 2NO+2NC, without Closing coil (CC), manual operating mechanism with mechanical closing, without Remote trip alarm reset coil (RR), without 2nd shunt trip, without 1st Shunt trip | 355700 | 1 | Z\ | 1
3WA1232-6FG32-0AA0 |  | Withdrawable circuit breaker with guide frame, IEC 60947-2, frame size 2, 3-poles, In=3200A up to 690V AC 50/60Hz, breaking capacity C Icu=130/100kA at 500/690V, Trip unit ETU600 LSIG Hi-Z upgrade ready , colordisplay, bluetooth and USB interface, Protection LT, ST, INST, GFx, with GF highimpedance-input N-protection required an external N-sensor, incl. trip alarm switch (1xCO), rear connection horizontal, guide frame with shutter and w/o position signalling switch, with internal voltage tap on lower stab of circuit breaker, with voltage tap module VTM680 and power supply of ETU600, able to communication, integrated metering type PMF-2 Basic Power Monitoring, Voltage, Energy, Power, Power factor, Frequency, Unbalance, Temperature, Manual operating mechanism with mechanical closing, without Spring charging motor, Ready-to-close signal. switch, Auxiliary switches 2NO+2NC, without Closing coil (CC), manual operating mechanism with mechanical closing, without Remote trip alarm reset coil (RR), without 2nd shunt trip, without 1st Shunt trip | 350700 | 1 | Z\ | 1
3WA1232-6FG34-0AA0 |  | withdrawable circuit breaker, with guide frame, IEC 60947-2, size 2, 3-pole, In=3200 A up to 690 V AC 50/60 Hz, breaking capacity C Icu=130/100 kA at 500/690 V, tripping unit ETU600 LSIG Hi-Z upgradeable, color display, Bluetooth, USB interface, basic protection LT, ST, INST, GFx, with GF high-impedance input, neutral conductor protection requires an external neutral point current sensor, trip alarm switch (1 x CO), connection at rear flange, guide frame with shutter, without position signaling switch, with internal voltage tap on lower stab of circuit breaker, with voltage tap module VTM680 and power supply of ETU600, able to communication, integrated metering type PMF-2 Basic Power Monitoring, Voltage, Energy, Power, Power factor, Frequency, Unbalance, Temperature, Manual operating mechanism with mechanical closing, without Spring charging motor, Ready-to-close signal. switch, Auxiliary switches 2NO+2NC, without Closing coil (CC), manual operating mechanism with mechanical closing, without Remote trip alarm reset coil (RR), without 2nd shunt trip, without 1st Shunt trip | 350700 | 1 | Z\ | 1
3WA1232-6FG41-0AA0 |  | Withdrawable circuit breaker with guide frame, IEC 60947-2, frame size 2, 4-poles, N-pole left, In=3200A up to 690V AC 50/60Hz, breaking capacity C Icu=130/100kA at 500/690V, Trip unit ETU600 LSIG Hi-Z upgrade ready , colordisplay, bluetooth and USB interface, Protection LT, ST, INST, GFx, with GF highimpedance-input include N-protection, (internal N-sensor available), incl. trip alarm switch (1xCO), rear connection vertical, guide frame with shutter and w/o position signalling switch, with internal voltage tap on lower stab of circuit breaker, with voltage tap module VTM680 and power supply of ETU600, able to communication, integrated metering type PMF-2 Basic Power Monitoring, Voltage, Energy, Power, Power factor, Frequency, Unbalance, Temperature, Manual operating mechanism with mechanical closing, without Spring charging motor, Ready-to-close signal. switch, Auxiliary switches 2NO+2NC, without Closing coil (CC), manual operating mechanism with mechanical closing, without Remote trip alarm reset coil (RR), without 2nd shunt trip, without 1st Shunt trip | 453700 | 1 | Z\ | 1
3WA1232-6FG42-0AA0 |  | Withdrawable circuit breaker with guide frame, IEC 60947-2, frame size 2, 4-poles, N-pole left, In=3200A up to 690V AC 50/60Hz, breaking capacity C Icu=130/100kA at 500/690V, Trip unit ETU600 LSIG Hi-Z upgrade ready , colordisplay, bluetooth and USB interface, Protection LT, ST, INST, GFx, with GF highimpedance-input include N-protection, (internal N-sensor available), incl. trip alarm switch (1xCO), rear connection horizontal, guide frame with shutter and w/o position signalling switch, with internal voltage tap on lower stab of circuit breaker, with voltage tap module VTM680 and power supply of ETU600, able to communication, integrated metering type PMF-2 Basic Power Monitoring, Voltage, Energy, Power, Power factor, Frequency, Unbalance, Temperature, Manual operating mechanism with mechanical closing, without Spring charging motor, Ready-to-close signal. switch, Auxiliary switches 2NO+2NC, without Closing coil (CC), manual operating mechanism with mechanical closing, without Remote trip alarm reset coil (RR), without 2nd shunt trip, without 1st Shunt trip | 446700 | 1 | Z\ | 1
3WA1232-6FG44-0AA0 |  | withdrawable circuit breaker, with guide frame, IEC 60947-2, size 2, 4-pole, N pole on left, In=3200 A up to 690 V AC 50/60 Hz, breaking capacity C Icu=130/100 kA at 500/690 V, tripping unit ETU600 LSIG Hi-Z upgradeable, color display, Bluetooth, USB interface, basic protection LT, ST, INST, GFx, with GF high-impedance input, including protection of the N conductor (internal neutral point sensor available), trip alarm switch (1 x CO), connection at rear flange, guide frame with shutter, without position signaling switch, with internal voltage tap on lower stab of circuit breaker, with voltage tap module VTM680 and power supply of ETU600, able to communication, integrated metering type PMF-2 Basic Power Monitoring, Voltage, Energy, Power, Power factor, Frequency, Unbalance, Temperature, Manual operating mechanism with mechanical closing, without Spring charging motor, Ready-to-close signal. switch, Auxiliary switches 2NO+2NC, without Closing coil (CC), manual operating mechanism with mechanical closing, without Remote trip alarm reset coil (RR), without 2nd shunt trip, without 1st Shunt trip | 446700 | 1 | Z\ | 1
3WA1232-6GE01-0AA0 |  | Fixed-mounted circuit breaker IEC 60947-2, frame size 2, 3-poles, In=3200A up to 690V AC 50/60Hz, breaking capacity C Icu=130/100kA at 500/690V, Trip unit ETU600 LSI upgrade ready , colordisplay, bluetooth and USB interface, Protection LT, ST, INST, N-protection required an external N-sensor, incl. trip alarm switch (1xCO), rear connection vertical, with internal voltage tap on lower stab of circuit breaker, with voltage tap module VTM680 and power supply of ETU600, able to communication, integrated metering type PMF-3 Advanced Power Monitor., Voltage, Energy, Power, Power factor, Frequency, Unbalance, Temperature, Power quality, Manual operating mechanism with mechanical closing, without Spring charging motor, Ready-to-close signal. switch, Auxiliary switches 2NO+2NC, without Closing coil (CC), manual operating mechanism with mechanical closing, without Remote trip alarm reset coil (RR), without 2nd shunt trip, without 1st Shunt trip | 253100 | 1 | Z\ | 1
3WA1232-6GE02-0AA0 |  | Fixed-mounted circuit breaker IEC 60947-2, frame size 2, 3-poles, In=3200A up to 690V AC 50/60Hz, breaking capacity C Icu=130/100kA at 500/690V, Trip unit ETU600 LSI upgrade ready , colordisplay, bluetooth and USB interface, Protection LT, ST, INST, N-protection required an external N-sensor, incl. trip alarm switch (1xCO), rear connection horizontal, with internal voltage tap on lower stab of circuit breaker, with voltage tap module VTM680 and power supply of ETU600, able to communication, integrated metering type PMF-3 Advanced Power Monitor., Voltage, Energy, Power, Power factor, Frequency, Unbalance, Temperature, Power quality, Manual operating mechanism with mechanical closing, without Spring charging motor, Ready-to-close signal. switch, Auxiliary switches 2NO+2NC, without Closing coil (CC), manual operating mechanism with mechanical closing, without Remote trip alarm reset coil (RR), without 2nd shunt trip, without 1st Shunt trip | 248100 | 1 | Z\ | 1
3WA1232-6GE11-0AA0 |  | Fixed-mounted circuit breaker IEC 60947-2, frame size 2, 4-poles, N-pole left, In=3200A up to 690V AC 50/60Hz, breaking capacity C Icu=130/100kA at 500/690V, Trip unit ETU600 LSI upgrade ready , colordisplay, bluetooth and USB interface, Protection LT, ST, INST, include N-protection, (internal N-sensor available), incl. trip alarm switch (1xCO), rear connection vertical, with internal voltage tap on lower stab of circuit breaker, with voltage tap module VTM680 and power supply of ETU600, able to communication, integrated metering type PMF-3 Advanced Power Monitor., Voltage, Energy, Power, Power factor, Frequency, Unbalance, Temperature, Power quality, Manual operating mechanism with mechanical closing, without Spring charging motor, Ready-to-close signal. switch, Auxiliary switches 2NO+2NC, without Closing coil (CC), manual operating mechanism with mechanical closing, without Remote trip alarm reset coil (RR), without 2nd shunt trip, without 1st Shunt trip | 326100 | 1 | Z\ | 1
3WA1232-6GE12-0AA0 |  | Fixed-mounted circuit breaker IEC 60947-2, frame size 2, 4-poles, N-pole left, In=3200A up to 690V AC 50/60Hz, breaking capacity C Icu=130/100kA at 500/690V, Trip unit ETU600 LSI upgrade ready , colordisplay, bluetooth and USB interface, Protection LT, ST, INST, include N-protection, (internal N-sensor available), incl. trip alarm switch (1xCO), rear connection horizontal, with internal voltage tap on lower stab of circuit breaker, with voltage tap module VTM680 and power supply of ETU600, able to communication, integrated metering type PMF-3 Advanced Power Monitor., Voltage, Energy, Power, Power factor, Frequency, Unbalance, Temperature, Power quality, Manual operating mechanism with mechanical closing, without Spring charging motor, Ready-to-close signal. switch, Auxiliary switches 2NO+2NC, without Closing coil (CC), manual operating mechanism with mechanical closing, without Remote trip alarm reset coil (RR), without 2nd shunt trip, without 1st Shunt trip | 319100 | 1 | Z\ | 1
3WA1232-6GE21-0AA0 |  | fixed-mounted circuit breaker, IEC 60947-2, size 2, 4-pole, N pole on right, In=3200 A up to 690 V AC 50/60 Hz, breaking capacity C Icu=130/100 kA at 500/690 V, tripping unit ETU600 LSI upgradeable, color display, Bluetooth, USB interface, basic protection LT, ST, INST, including protection of the N conductor (internal neutral point sensor available), trip alarm switch (1 x CO), connection at rear vertical, with internal voltage tap on lower stab of circuit breaker, with voltage tap module VTM680 and power supply of ETU600, able to communication, integrated metering type PMF-3 Advanced Power Monitor., Voltage, Energy, Power, Power factor, Frequency, Unbalance, Temperature, Power quality, Manual operating mechanism with mechanical closing, without Spring charging motor, Ready-to-close signal. switch, Auxiliary switches 2NO+2NC, without Closing coil (CC), manual operating mechanism with mechanical closing, without Remote trip alarm reset coil (RR), without 2nd shunt trip, without 1st Shunt trip | 326100 | 1 | Z\ | 1
3WA1232-6GE22-0AA0 |  | fixed-mounted circuit breaker, IEC 60947-2, size 2, 4-pole, N pole on right, In=3200 A up to 690 V AC 50/60 Hz, breaking capacity C Icu=130/100 kA at 500/690 V, tripping unit ETU600 LSI upgradeable, color display, Bluetooth, USB interface, basic protection LT, ST, INST, including protection of the N conductor (internal neutral point sensor available), trip alarm switch (1 x CO), connection at rear horizontal with internal voltage tap on lower stab of circuit breaker, with voltage tap module VTM680 and power supply of ETU600, able to communication, integrated metering type PMF-3 Advanced Power Monitor., Voltage, Energy, Power, Power factor, Frequency, Unbalance, Temperature, Power quality, Manual operating mechanism with mechanical closing, without Spring charging motor, Ready-to-close signal. switch, Auxiliary switches 2NO+2NC, without Closing coil (CC), manual operating mechanism with mechanical closing, without Remote trip alarm reset coil (RR), without 2nd shunt trip, without 1st Shunt trip | 319100 | 1 | Z\ | 1
3WA1232-6GE31-0AA0 |  | Withdrawable circuit breaker with guide frame, IEC 60947-2, frame size 2, 3-poles, In=3200A up to 690V AC 50/60Hz, breaking capacity C Icu=130/100kA at 500/690V, Trip unit ETU600 LSI upgrade ready , colordisplay, bluetooth and USB interface, Protection LT, ST, INST, N-protection required an external N-sensor, incl. trip alarm switch (1xCO), rear connection vertical, guide frame with shutter and w/o position signalling switch, with internal voltage tap on lower stab of circuit breaker, with voltage tap module VTM680 and power supply of ETU600, able to communication, integrated metering type PMF-3 Advanced Power Monitor., Voltage, Energy, Power, Power factor, Frequency, Unbalance, Temperature, Power quality, Manual operating mechanism with mechanical closing, without Spring charging motor, Ready-to-close signal. switch, Auxiliary switches 2NO+2NC, without Closing coil (CC), manual operating mechanism with mechanical closing, without Remote trip alarm reset coil (RR), without 2nd shunt trip, without 1st Shunt trip | 330100 | 1 | Z\ | 1
3WA1232-6GE32-0AA0 |  | Withdrawable circuit breaker with guide frame, IEC 60947-2, frame size 2, 3-poles, In=3200A up to 690V AC 50/60Hz, breaking capacity C Icu=130/100kA at 500/690V, Trip unit ETU600 LSI upgrade ready , colordisplay, bluetooth and USB interface, Protection LT, ST, INST, N-protection required an external N-sensor, incl. trip alarm switch (1xCO), rear connection horizontal, guide frame with shutter and w/o position signalling switch, with internal voltage tap on lower stab of circuit breaker, with voltage tap module VTM680 and power supply of ETU600, able to communication, integrated metering type PMF-3 Advanced Power Monitor., Voltage, Energy, Power, Power factor, Frequency, Unbalance, Temperature, Power quality, Manual operating mechanism with mechanical closing, without Spring charging motor, Ready-to-close signal. switch, Auxiliary switches 2NO+2NC, without Closing coil (CC), manual operating mechanism with mechanical closing, without Remote trip alarm reset coil (RR), without 2nd shunt trip, without 1st Shunt trip | 325100 | 1 | Z\ | 1
3WA1232-6GE34-0AA0 |  | withdrawable circuit breaker, with guide frame, IEC 60947-2, size 2, 3-pole, In=3200 A up to 690 V AC 50/60 Hz, breaking capacity C Icu=130/100 kA at 500/690 V, tripping unit ETU600 LSI upgradeable, color display, Bluetooth, USB interface, basic protection LT, ST, INST, neutral conductor protection requires an external neutral point current sensor, trip alarm switch (1 x CO), connection at rear flange, guide frame with shutter, without position signaling switch with internal voltage tap on lower stab of circuit breaker, with voltage tap module VTM680 and power supply of ETU600, able to communication, integrated metering type PMF-3 Advanced Power Monitor., Voltage, Energy, Power, Power factor, Frequency, Unbalance, Temperature, Power quality, Manual operating mechanism with mechanical closing, without Spring charging motor, Ready-to-close signal. switch, Auxiliary switches 2NO+2NC, without Closing coil (CC), manual operating mechanism with mechanical closing, without Remote trip alarm reset coil (RR), without 2nd shunt trip, without 1st Shunt trip | 325100 | 1 | Z\ | 1
3WA1232-6GE41-0AA0 |  | Withdrawable circuit breaker with guide frame, IEC 60947-2, frame size 2, 4-poles, N-pole left, In=3200A up to 690V AC 50/60Hz, breaking capacity C Icu=130/100kA at 500/690V, Trip unit ETU600 LSI upgrade ready , colordisplay, bluetooth and USB interface, Protection LT, ST, INST, include N-protection, (internal N-sensor available), incl. trip alarm switch (1xCO), rear connection vertical, guide frame with shutter and w/o position signalling switch, with internal voltage tap on lower stab of circuit breaker, with voltage tap module VTM680 and power supply of ETU600, able to communication, integrated metering type PMF-3 Advanced Power Monitor., Voltage, Energy, Power, Power factor, Frequency, Unbalance, Temperature, Power quality, Manual operating mechanism with mechanical closing, without Spring charging motor, Ready-to-close signal. switch, Auxiliary switches 2NO+2NC, without Closing coil (CC), manual operating mechanism with mechanical closing, without Remote trip alarm reset coil (RR), without 2nd shunt trip, without 1st Shunt trip | 428100 | 1 | Z\ | 1
3WA1232-6GE42-0AA0 |  | Withdrawable circuit breaker with guide frame, IEC 60947-2, frame size 2, 4-poles, N-pole left, In=3200A up to 690V AC 50/60Hz, breaking capacity C Icu=130/100kA at 500/690V, Trip unit ETU600 LSI upgrade ready , colordisplay, bluetooth and USB interface, Protection LT, ST, INST, include N-protection, (internal N-sensor available), incl. trip alarm switch (1xCO), rear connection horizontal, guide frame with shutter and w/o position signalling switch, with internal voltage tap on lower stab of circuit breaker, with voltage tap module VTM680 and power supply of ETU600, able to communication, integrated metering type PMF-3 Advanced Power Monitor., Voltage, Energy, Power, Power factor, Frequency, Unbalance, Temperature, Power quality, Manual operating mechanism with mechanical closing, without Spring charging motor, Ready-to-close signal. switch, Auxiliary switches 2NO+2NC, without Closing coil (CC), manual operating mechanism with mechanical closing, without Remote trip alarm reset coil (RR), without 2nd shunt trip, without 1st Shunt trip | 421100 | 1 | Z\ | 1
3WA1232-6GE44-0AA0 |  | withdrawable circuit breaker, with guide frame, IEC 60947-2, size 2, 4-pole, N pole on left, In=3200 A up to 690 V AC 50/60 Hz, breaking capacity C Icu=130/100 kA at 500/690 V, tripping unit ETU600 LSI upgradeable, color display, Bluetooth, USB interface, basic protection LT, ST, INST, including protection of the N conductor (internal neutral point sensor available), trip alarm switch (1 x CO), connection at rear flange, guide frame with shutter, without position signaling switch with internal voltage tap on lower stab of circuit breaker, with voltage tap module VTM680 and power supply of ETU600, able to communication, integrated metering type PMF-3 Advanced Power Monitor., Voltage, Energy, Power, Power factor, Frequency, Unbalance, Temperature, Power quality, Manual operating mechanism with mechanical closing, without Spring charging motor, Ready-to-close signal. switch, Auxiliary switches 2NO+2NC, without Closing coil (CC), manual operating mechanism with mechanical closing, without Remote trip alarm reset coil (RR), without 2nd shunt trip, without 1st Shunt trip | 421100 | 1 | Z\ | 1
3WA1232-6GF01-0AA0 |  | Fixed-mounted circuit breaker IEC 60947-2, frame size 2, 3-poles, In=3200A up to 690V AC 50/60Hz, breaking capacity C Icu=130/100kA at 500/690V, Trip unit ETU600 LSIG upgrade ready , colordisplay, bluetooth and USB interface, Protection LT, ST, INST, GFx, N-protection required an external N-sensor, incl. trip alarm switch (1xCO), rear connection vertical, with internal voltage tap on lower stab of circuit breaker, with voltage tap module VTM680 and power supply of ETU600, able to communication, integrated metering type PMF-3 Advanced Power Monitor., Voltage, Energy, Power, Power factor, Frequency, Unbalance, Temperature, Power quality, Manual operating mechanism with mechanical closing, without Spring charging motor, Ready-to-close signal. switch, Auxiliary switches 2NO+2NC, without Closing coil (CC), manual operating mechanism with mechanical closing, without Remote trip alarm reset coil (RR), without 2nd shunt trip, without 1st Shunt trip | 263100 | 1 | Z\ | 1
3WA1232-6GF02-0AA0 |  | Fixed-mounted circuit breaker IEC 60947-2, frame size 2, 3-poles, In=3200A up to 690V AC 50/60Hz, breaking capacity C Icu=130/100kA at 500/690V, Trip unit ETU600 LSIG upgrade ready , colordisplay, bluetooth and USB interface, Protection LT, ST, INST, GFx, N-protection required an external N-sensor, incl. trip alarm switch (1xCO), rear connection horizontal, with internal voltage tap on lower stab of circuit breaker, with voltage tap module VTM680 and power supply of ETU600, able to communication, integrated metering type PMF-3 Advanced Power Monitor., Voltage, Energy, Power, Power factor, Frequency, Unbalance, Temperature, Power quality, Manual operating mechanism with mechanical closing, without Spring charging motor, Ready-to-close signal. switch, Auxiliary switches 2NO+2NC, without Closing coil (CC), manual operating mechanism with mechanical closing, without Remote trip alarm reset coil (RR), without 2nd shunt trip, without 1st Shunt trip | 258100 | 1 | Z\ | 1
3WA1232-6GF11-0AA0 |  | Fixed-mounted circuit breaker IEC 60947-2, frame size 2, 4-poles, N-pole left, In=3200A up to 690V AC 50/60Hz, breaking capacity C Icu=130/100kA at 500/690V, Trip unit ETU600 LSIG upgrade ready , colordisplay, bluetooth and USB interface, Protection LT, ST, INST, GFx, include N-protection, (internal N-sensor available), incl. trip alarm switch (1xCO), rear connection vertical, with internal voltage tap on lower stab of circuit breaker, with voltage tap module VTM680 and power supply of ETU600, able to communication, integrated metering type PMF-3 Advanced Power Monitor., Voltage, Energy, Power, Power factor, Frequency, Unbalance, Temperature, Power quality, Manual operating mechanism with mechanical closing, without Spring charging motor, Ready-to-close signal. switch, Auxiliary switches 2NO+2NC, without Closing coil (CC), manual operating mechanism with mechanical closing, without Remote trip alarm reset coil (RR), without 2nd shunt trip, without 1st Shunt trip | 337100 | 1 | Z\ | 1
3WA1232-6GF12-0AA0 |  | Fixed-mounted circuit breaker IEC 60947-2, frame size 2, 4-poles, N-pole left, In=3200A up to 690V AC 50/60Hz, breaking capacity C Icu=130/100kA at 500/690V, Trip unit ETU600 LSIG upgrade ready , colordisplay, bluetooth and USB interface, Protection LT, ST, INST, GFx, include N-protection, (internal N-sensor available), incl. trip alarm switch (1xCO), rear connection horizontal, with internal voltage tap on lower stab of circuit breaker, with voltage tap module VTM680 and power supply of ETU600, able to communication, integrated metering type PMF-3 Advanced Power Monitor., Voltage, Energy, Power, Power factor, Frequency, Unbalance, Temperature, Power quality, Manual operating mechanism with mechanical closing, without Spring charging motor, Ready-to-close signal. switch, Auxiliary switches 2NO+2NC, without Closing coil (CC), manual operating mechanism with mechanical closing, without Remote trip alarm reset coil (RR), without 2nd shunt trip, without 1st Shunt trip | 330100 | 1 | Z\ | 1
3WA1232-6GF21-0AA0 |  | fixed-mounted circuit breaker, IEC 60947-2, size 2, 4-pole, N pole on right, In=3200 A up to 690 V AC 50/60 Hz, breaking capacity C Icu=130/100 kA at 500/690 V, tripping unit ETU600 LSIG upgradeable, color display, Bluetooth, USB interface, basic protection LT, ST, INST, GFx, including protection of the N conductor (internal neutral point sensor available), trip alarm switch (1 x CO), connection at rear vertical, with internal voltage tap on lower stab of circuit breaker, with voltage tap module VTM680 and power supply of ETU600, able to communication, integrated metering type PMF-3 Advanced Power Monitor., Voltage, Energy, Power, Power factor, Frequency, Unbalance, Temperature, Power quality, Manual operating mechanism with mechanical closing, without Spring charging motor, Ready-to-close signal. switch, Auxiliary switches 2NO+2NC, without Closing coil (CC), manual operating mechanism with mechanical closing, without Remote trip alarm reset coil (RR), without 2nd shunt trip, without 1st Shunt trip | 337100 | 1 | Z\ | 1
3WA1232-6GF22-0AA0 |  | fixed-mounted circuit breaker, IEC 60947-2, size 2, 4-pole, N pole on right, In=3200 A up to 690 V AC 50/60 Hz, breaking capacity C Icu=130/100 kA at 500/690 V, tripping unit ETU600 LSIG upgradeable, color display, Bluetooth, USB interface, basic protection LT, ST, INST, GFx, including protection of the N conductor (internal neutral point sensor available), trip alarm switch (1 x CO), connection at rear horizontal with internal voltage tap on lower stab of circuit breaker, with voltage tap module VTM680 and power supply of ETU600, able to communication, integrated metering type PMF-3 Advanced Power Monitor., Voltage, Energy, Power, Power factor, Frequency, Unbalance, Temperature, Power quality, Manual operating mechanism with mechanical closing, without Spring charging motor, Ready-to-close signal. switch, Auxiliary switches 2NO+2NC, without Closing coil (CC), manual operating mechanism with mechanical closing, without Remote trip alarm reset coil (RR), without 2nd shunt trip, without 1st Shunt trip | 330100 | 1 | Z\ | 1
3WA1232-6GF31-0AA0 |  | Withdrawable circuit breaker with guide frame, IEC 60947-2, frame size 2, 3-poles, In=3200A up to 690V AC 50/60Hz, breaking capacity C Icu=130/100kA at 500/690V, Trip unit ETU600 LSIG upgrade ready , colordisplay, bluetooth and USB interface, Protection LT, ST, INST, GFx, N-protection required an external N-sensor, incl. trip alarm switch (1xCO), rear connection vertical, guide frame with shutter and w/o position signalling switch, with internal voltage tap on lower stab of circuit breaker, with voltage tap module VTM680 and power supply of ETU600, able to communication, integrated metering type PMF-3 Advanced Power Monitor., Voltage, Energy, Power, Power factor, Frequency, Unbalance, Temperature, Power quality, Manual operating mechanism with mechanical closing, without Spring charging motor, Ready-to-close signal. switch, Auxiliary switches 2NO+2NC, without Closing coil (CC), manual operating mechanism with mechanical closing, without Remote trip alarm reset coil (RR), without 2nd shunt trip, without 1st Shunt trip | 340100 | 1 | Z\ | 1
3WA1232-6GF32-0AA0 |  | Withdrawable circuit breaker with guide frame, IEC 60947-2, frame size 2, 3-poles, In=3200A up to 690V AC 50/60Hz, breaking capacity C Icu=130/100kA at 500/690V, Trip unit ETU600 LSIG upgrade ready , colordisplay, bluetooth and USB interface, Protection LT, ST, INST, GFx, N-protection required an external N-sensor, incl. trip alarm switch (1xCO), rear connection horizontal, guide frame with shutter and w/o position signalling switch, with internal voltage tap on lower stab of circuit breaker, with voltage tap module VTM680 and power supply of ETU600, able to communication, integrated metering type PMF-3 Advanced Power Monitor., Voltage, Energy, Power, Power factor, Frequency, Unbalance, Temperature, Power quality, Manual operating mechanism with mechanical closing, without Spring charging motor, Ready-to-close signal. switch, Auxiliary switches 2NO+2NC, without Closing coil (CC), manual operating mechanism with mechanical closing, without Remote trip alarm reset coil (RR), without 2nd shunt trip, without 1st Shunt trip | 335100 | 1 | Z\ | 1
3WA1232-6GF34-0AA0 |  | withdrawable circuit breaker, with guide frame, IEC 60947-2, size 2, 3-pole, In=3200 A up to 690 V AC 50/60 Hz, breaking capacity C Icu=130/100 kA at 500/690 V, tripping unit ETU600 LSIG upgradeable, color display, Bluetooth, USB interface, basic protection LT, ST, INST, GFx, neutral conductor protection requires an external neutral point current sensor, trip alarm switch (1 x CO), connection at rear flange, guide frame with shutter, without position signaling switch, with internal voltage tap on lower stab of circuit breaker, with voltage tap module VTM680 and power supply of ETU600, able to communication, integrated metering type PMF-3 Advanced Power Monitor., Voltage, Energy, Power, Power factor, Frequency, Unbalance, Temperature, Power quality, Manual operating mechanism with mechanical closing, without Spring charging motor, Ready-to-close signal. switch, Auxiliary switches 2NO+2NC, without Closing coil (CC), manual operating mechanism with mechanical closing, without Remote trip alarm reset coil (RR), without 2nd shunt trip, without 1st Shunt trip | 335100 | 1 | Z\ | 1
3WA1232-6GF41-0AA0 |  | Withdrawable circuit breaker with guide frame, IEC 60947-2, frame size 2, 4-poles, N-pole left, In=3200A up to 690V AC 50/60Hz, breaking capacity C Icu=130/100kA at 500/690V, Trip unit ETU600 LSIG upgrade ready , colordisplay, bluetooth and USB interface, Protection LT, ST, INST, GFx, include N-protection, (internal N-sensor available), incl. trip alarm switch (1xCO), rear connection vertical, guide frame with shutter and w/o position signalling switch, with internal voltage tap on lower stab of circuit breaker, with voltage tap module VTM680 and power supply of ETU600, able to communication, integrated metering type PMF-3 Advanced Power Monitor., Voltage, Energy, Power, Power factor, Frequency, Unbalance, Temperature, Power quality, Manual operating mechanism with mechanical closing, without Spring charging motor, Ready-to-close signal. switch, Auxiliary switches 2NO+2NC, without Closing coil (CC), manual operating mechanism with mechanical closing, without Remote trip alarm reset coil (RR), without 2nd shunt trip, without 1st Shunt trip | 438100 | 1 | Z\ | 1
3WA1232-6GF42-0AA0 |  | Withdrawable circuit breaker with guide frame, IEC 60947-2, frame size 2, 4-poles, N-pole left, In=3200A up to 690V AC 50/60Hz, breaking capacity C Icu=130/100kA at 500/690V, Trip unit ETU600 LSIG upgrade ready , colordisplay, bluetooth and USB interface, Protection LT, ST, INST, GFx, include N-protection, (internal N-sensor available), incl. trip alarm switch (1xCO), rear connection horizontal, guide frame with shutter and w/o position signalling switch, with internal voltage tap on lower stab of circuit breaker, with voltage tap module VTM680 and power supply of ETU600, able to communication, integrated metering type PMF-3 Advanced Power Monitor., Voltage, Energy, Power, Power factor, Frequency, Unbalance, Temperature, Power quality, Manual operating mechanism with mechanical closing, without Spring charging motor, Ready-to-close signal. switch, Auxiliary switches 2NO+2NC, without Closing coil (CC), manual operating mechanism with mechanical closing, without Remote trip alarm reset coil (RR), without 2nd shunt trip, without 1st Shunt trip | 432100 | 1 | Z\ | 1
3WA1232-6GF44-0AA0 |  | withdrawable circuit breaker, with guide frame, IEC 60947-2, size 2, 4-pole, N pole on left, In=3200 A up to 690 V AC 50/60 Hz, breaking capacity C Icu=130/100 kA at 500/690 V, tripping unit ETU600 LSIG upgradeable, color display, Bluetooth, USB interface, basic protection LT, ST, INST, GFx, including protection of the N conductor (internal neutral point sensor available), trip alarm switch (1 x CO), connection at rear flange, guide frame with shutter, without position signaling switch, with internal voltage tap on lower stab of circuit breaker, with voltage tap module VTM680 and power supply of ETU600, able to communication, integrated metering type PMF-3 Advanced Power Monitor., Voltage, Energy, Power, Power factor, Frequency, Unbalance, Temperature, Power quality, Manual operating mechanism with mechanical closing, without Spring charging motor, Ready-to-close signal. switch, Auxiliary switches 2NO+2NC, without Closing coil (CC), manual operating mechanism with mechanical closing, without Remote trip alarm reset coil (RR), without 2nd shunt trip, without 1st Shunt trip | 432100 | 1 | Z\ | 1
3WA1232-6GG01-0AA0 |  | Fixed-mounted circuit breaker IEC 60947-2, frame size 2, 3-poles, In=3200A up to 690V AC 50/60Hz, breaking capacity C Icu=130/100kA at 500/690V, Trip unit ETU600 LSIG Hi-Z upgrade ready , colordisplay, bluetooth and USB interface, Protection LT, ST, INST, GFx, with GF highimpedance-input N-protection required an external N-sensor, incl. trip alarm switch (1xCO), rear connection vertical, with internal voltage tap on lower stab of circuit breaker, with voltage tap module VTM680 and power supply of ETU600, able to communication, integrated metering type PMF-3 Advanced Power Monitor., Voltage, Energy, Power, Power factor, Frequency, Unbalance, Temperature, Power quality, Manual operating mechanism with mechanical closing, without Spring charging motor, Ready-to-close signal. switch, Auxiliary switches 2NO+2NC, without Closing coil (CC), manual operating mechanism with mechanical closing, without Remote trip alarm reset coil (RR), without 2nd shunt trip, without 1st Shunt trip | 285100 | 1 | Z\ | 1
3WA1232-6GG02-0AA0 |  | Fixed-mounted circuit breaker IEC 60947-2, frame size 2, 3-poles, In=3200A up to 690V AC 50/60Hz, breaking capacity C Icu=130/100kA at 500/690V, Trip unit ETU600 LSIG Hi-Z upgrade ready , colordisplay, bluetooth and USB interface, Protection LT, ST, INST, GFx, with GF highimpedance-input N-protection required an external N-sensor, incl. trip alarm switch (1xCO), rear connection horizontal, with internal voltage tap on lower stab of circuit breaker, with voltage tap module VTM680 and power supply of ETU600, able to communication, integrated metering type PMF-3 Advanced Power Monitor., Voltage, Energy, Power, Power factor, Frequency, Unbalance, Temperature, Power quality, Manual operating mechanism with mechanical closing, without Spring charging motor, Ready-to-close signal. switch, Auxiliary switches 2NO+2NC, without Closing coil (CC), manual operating mechanism with mechanical closing, without Remote trip alarm reset coil (RR), without 2nd shunt trip, without 1st Shunt trip | 279100 | 1 | Z\ | 1
3WA1232-6GG11-0AA0 |  | Fixed-mounted circuit breaker IEC 60947-2, frame size 2, 4-poles, N-pole left, In=3200A up to 690V AC 50/60Hz, breaking capacity C Icu=130/100kA at 500/690V, Trip unit ETU600 LSIG Hi-Z upgrade ready , colordisplay, bluetooth and USB interface, Protection LT, ST, INST, GFx, with GF highimpedance-input include N-protection, (internal N-sensor available), incl. trip alarm switch (1xCO), rear connection vertical, with internal voltage tap on lower stab of circuit breaker, with voltage tap module VTM680 and power supply of ETU600, able to communication, integrated metering type PMF-3 Advanced Power Monitor., Voltage, Energy, Power, Power factor, Frequency, Unbalance, Temperature, Power quality, Manual operating mechanism with mechanical closing, without Spring charging motor, Ready-to-close signal. switch, Auxiliary switches 2NO+2NC, without Closing coil (CC), manual operating mechanism with mechanical closing, without Remote trip alarm reset coil (RR), without 2nd shunt trip, without 1st Shunt trip | 358100 | 1 | Z\ | 1
3WA1232-6GG12-0AA0 |  | Fixed-mounted circuit breaker IEC 60947-2, frame size 2, 4-poles, N-pole left, In=3200A up to 690V AC 50/60Hz, breaking capacity C Icu=130/100kA at 500/690V, Trip unit ETU600 LSIG Hi-Z upgrade ready , colordisplay, bluetooth and USB interface, Protection LT, ST, INST, GFx, with GF highimpedance-input include N-protection, (internal N-sensor available), incl. trip alarm switch (1xCO), rear connection horizontal, with internal voltage tap on lower stab of circuit breaker, with voltage tap module VTM680 and power supply of ETU600, able to communication, integrated metering type PMF-3 Advanced Power Monitor., Voltage, Energy, Power, Power factor, Frequency, Unbalance, Temperature, Power quality, Manual operating mechanism with mechanical closing, without Spring charging motor, Ready-to-close signal. switch, Auxiliary switches 2NO+2NC, without Closing coil (CC), manual operating mechanism with mechanical closing, without Remote trip alarm reset coil (RR), without 2nd shunt trip, without 1st Shunt trip | 351100 | 1 | Z\ | 1
3WA1232-6GG21-0AA0 |  | fixed-mounted circuit breaker, IEC 60947-2, size 2, 4-pole, N pole on right, In=3200 A up to 690 V AC 50/60 Hz, breaking capacity C Icu=130/100 kA at 500/690 V, tripping unit ETU600 LSIG Hi-Z upgradeable, color display, Bluetooth, USB interface, basic protection LT, ST, INST, GFx, with GF high-impedance input, including protection of the N conductor (internal neutral point sensor available), trip alarm switch (1 x CO), connection at rear vertical, with internal voltage tap on lower stab of circuit breaker, with voltage tap module VTM680 and power supply of ETU600, able to communication, integrated metering type PMF-3 Advanced Power Monitor., Voltage, Energy, Power, Power factor, Frequency, Unbalance, Temperature, Power quality, Manual operating mechanism with mechanical closing, without Spring charging motor, Ready-to-close signal. switch, Auxiliary switches 2NO+2NC, without Closing coil (CC), manual operating mechanism with mechanical closing, without Remote trip alarm reset coil (RR), without 2nd shunt trip, without 1st Shunt trip | 358100 | 1 | Z\ | 1
3WA1232-6GG22-0AA0 |  | fixed-mounted circuit breaker, IEC 60947-2, size 2, 4-pole, N pole on right, In=3200 A up to 690 V AC 50/60 Hz, breaking capacity C Icu=130/100 kA at 500/690 V, tripping unit ETU600 LSIG Hi-Z upgradeable, color display, Bluetooth, USB interface, basic protection LT, ST, INST, GFx, with GF high-impedance input, including protection of the N conductor (internal neutral point sensor available), trip alarm switch (1 x CO), connection at rear horizontal with internal voltage tap on lower stab of circuit breaker, with voltage tap module VTM680 and power supply of ETU600, able to communication, integrated metering type PMF-3 Advanced Power Monitor., Voltage, Energy, Power, Power factor, Frequency, Unbalance, Temperature, Power quality, Manual operating mechanism with mechanical closing, without Spring charging motor, Ready-to-close signal. switch, Auxiliary switches 2NO+2NC, without Closing coil (CC), manual operating mechanism with mechanical closing, without Remote trip alarm reset coil (RR), without 2nd shunt trip, without 1st Shunt trip | 351100 | 1 | Z\ | 1
3WA1232-6GG31-0AA0 |  | Withdrawable circuit breaker with guide frame, IEC 60947-2, frame size 2, 3-poles, In=3200A up to 690V AC 50/60Hz, breaking capacity C Icu=130/100kA at 500/690V, Trip unit ETU600 LSIG Hi-Z upgrade ready , colordisplay, bluetooth and USB interface, Protection LT, ST, INST, GFx, with GF highimpedance-input N-protection required an external N-sensor, incl. trip alarm switch (1xCO), rear connection vertical, guide frame with shutter and w/o position signalling switch, with internal voltage tap on lower stab of circuit breaker, with voltage tap module VTM680 and power supply of ETU600, able to communication, integrated metering type PMF-3 Advanced Power Monitor., Voltage, Energy, Power, Power factor, Frequency, Unbalance, Temperature, Power quality, Manual operating mechanism with mechanical closing, without Spring charging motor, Ready-to-close signal. switch, Auxiliary switches 2NO+2NC, without Closing coil (CC), manual operating mechanism with mechanical closing, without Remote trip alarm reset coil (RR), without 2nd shunt trip, without 1st Shunt trip | 362100 | 1 | Z\ | 1
3WA1232-6GG32-0AA0 |  | Withdrawable circuit breaker with guide frame, IEC 60947-2, frame size 2, 3-poles, In=3200A up to 690V AC 50/60Hz, breaking capacity C Icu=130/100kA at 500/690V, Trip unit ETU600 LSIG Hi-Z upgrade ready , colordisplay, bluetooth and USB interface, Protection LT, ST, INST, GFx, with GF highimpedance-input N-protection required an external N-sensor, incl. trip alarm switch (1xCO), rear connection horizontal, guide frame with shutter and w/o position signalling switch, with internal voltage tap on lower stab of circuit breaker, with voltage tap module VTM680 and power supply of ETU600, able to communication, integrated metering type PMF-3 Advanced Power Monitor., Voltage, Energy, Power, Power factor, Frequency, Unbalance, Temperature, Power quality, Manual operating mechanism with mechanical closing, without Spring charging motor, Ready-to-close signal. switch, Auxiliary switches 2NO+2NC, without Closing coil (CC), manual operating mechanism with mechanical closing, without Remote trip alarm reset coil (RR), without 2nd shunt trip, without 1st Shunt trip | 357100 | 1 | Z\ | 1
3WA1232-6GG34-0AA0 |  | withdrawable circuit breaker, with guide frame, IEC 60947-2, size 2, 3-pole, In=3200 A up to 690 V AC 50/60 Hz, breaking capacity C Icu=130/100 kA at 500/690 V, tripping unit ETU600 LSIG Hi-Z upgradeable, color display, Bluetooth, USB interface, basic protection LT, ST, INST, GFx, with GF high-impedance input, neutral conductor protection requires an external neutral point current sensor, trip alarm switch (1 x CO), connection at rear flange, guide frame with shutter, without position signaling switch, with internal voltage tap on lower stab of circuit breaker, with voltage tap module VTM680 and power supply of ETU600, able to communication, integrated metering type PMF-3 Advanced Power Monitor., Voltage, Energy, Power, Power factor, Frequency, Unbalance, Temperature, Power quality, Manual operating mechanism with mechanical closing, without Spring charging motor, Ready-to-close signal. switch, Auxiliary switches 2NO+2NC, without Closing coil (CC), manual operating mechanism with mechanical closing, without Remote trip alarm reset coil (RR), without 2nd shunt trip, without 1st Shunt trip | 357100 | 1 | Z\ | 1
3WA1232-6GG41-0AA0 |  | Withdrawable circuit breaker with guide frame, IEC 60947-2, frame size 2, 4-poles, N-pole left, In=3200A up to 690V AC 50/60Hz, breaking capacity C Icu=130/100kA at 500/690V, Trip unit ETU600 LSIG Hi-Z upgrade ready , colordisplay, bluetooth and USB interface, Protection LT, ST, INST, GFx, with GF highimpedance-input include N-protection, (internal N-sensor available), incl. trip alarm switch (1xCO), rear connection vertical, guide frame with shutter and w/o position signalling switch, with internal voltage tap on lower stab of circuit breaker, with voltage tap module VTM680 and power supply of ETU600, able to communication, integrated metering type PMF-3 Advanced Power Monitor., Voltage, Energy, Power, Power factor, Frequency, Unbalance, Temperature, Power quality, Manual operating mechanism with mechanical closing, without Spring charging motor, Ready-to-close signal. switch, Auxiliary switches 2NO+2NC, without Closing coil (CC), manual operating mechanism with mechanical closing, without Remote trip alarm reset coil (RR), without 2nd shunt trip, without 1st Shunt trip | 460100 | 1 | Z\ | 1
3WA1232-6GG42-0AA0 |  | Withdrawable circuit breaker with guide frame, IEC 60947-2, frame size 2, 4-poles, N-pole left, In=3200A up to 690V AC 50/60Hz, breaking capacity C Icu=130/100kA at 500/690V, Trip unit ETU600 LSIG Hi-Z upgrade ready , colordisplay, bluetooth and USB interface, Protection LT, ST, INST, GFx, with GF highimpedance-input include N-protection, (internal N-sensor available), incl. trip alarm switch (1xCO), rear connection horizontal, guide frame with shutter and w/o position signalling switch, with internal voltage tap on lower stab of circuit breaker, with voltage tap module VTM680 and power supply of ETU600, able to communication, integrated metering type PMF-3 Advanced Power Monitor., Voltage, Energy, Power, Power factor, Frequency, Unbalance, Temperature, Power quality, Manual operating mechanism with mechanical closing, without Spring charging motor, Ready-to-close signal. switch, Auxiliary switches 2NO+2NC, without Closing coil (CC), manual operating mechanism with mechanical closing, without Remote trip alarm reset coil (RR), without 2nd shunt trip, without 1st Shunt trip | 453100 | 1 | Z\ | 1
3WA1232-6GG44-0AA0 |  | withdrawable circuit breaker, with guide frame, IEC 60947-2, size 2, 4-pole, N pole on left, In=3200 A up to 690 V AC 50/60 Hz, breaking capacity C Icu=130/100 kA at 500/690 V, tripping unit ETU600 LSIG Hi-Z upgradeable, color display, Bluetooth, USB interface, basic protection LT, ST, INST, GFx, with GF high-impedance input, including protection of the N conductor (internal neutral point sensor available), trip alarm switch (1 x CO), connection at rear flange, guide frame with shutter, without position signaling switch, with internal voltage tap on lower stab of circuit breaker, with voltage tap module VTM680 and power supply of ETU600, able to communication, integrated metering type PMF-3 Advanced Power Monitor., Voltage, Energy, Power, Power factor, Frequency, Unbalance, Temperature, Power quality, Manual operating mechanism with mechanical closing, without Spring charging motor, Ready-to-close signal. switch, Auxiliary switches 2NO+2NC, without Closing coil (CC), manual operating mechanism with mechanical closing, without Remote trip alarm reset coil (RR), without 2nd shunt trip, without 1st Shunt trip | 453100 | 1 | Z\ | 1
3WA1232-6LE01-0AA0 |  | Fixed-mounted circuit breaker IEC 60947-2, frame size 2, 3-poles, In=3200A up to 690V AC 50/60Hz, breaking capacity C Icu=130/100kA at 500/690V, Trip unit ETU600 LSI upgrade ready , colordisplay, bluetooth and USB interface, Protection LT, ST, INST, N-protection required an external N-sensor, incl. trip alarm switch (1xCO), rear connection vertical, with internal voltage tap on upper stab of circuit breaker, with voltage tap module VTM680 and power supply of ETU600, able to communication, integrated metering type PMF-1 Energy Efficiency, Voltage, Active energy Ea Manual operating mechanism with mechanical closing, without Spring charging motor, Ready-to-close signal. switch, Auxiliary switches 2NO+2NC, without Closing coil (CC), manual operating mechanism with mechanical closing, without Remote trip alarm reset coil (RR), without 2nd shunt trip, without 1st Shunt trip | 237870 | 1 | Z\ | 1
3WA1232-6LE02-0AA0 |  | Fixed-mounted circuit breaker IEC 60947-2, frame size 2, 3-poles, In=3200A up to 690V AC 50/60Hz, breaking capacity C Icu=130/100kA at 500/690V, Trip unit ETU600 LSI upgrade ready , colordisplay, bluetooth and USB interface, Protection LT, ST, INST, N-protection required an external N-sensor, incl. trip alarm switch (1xCO), rear connection horizontal, with internal voltage tap on upper stab of circuit breaker, with voltage tap module VTM680 and power supply of ETU600, able to communication, integrated metering type PMF-1 Energy Efficiency, Voltage, Active energy Ea Manual operating mechanism with mechanical closing, without Spring charging motor, Ready-to-close signal. switch, Auxiliary switches 2NO+2NC, without Closing coil (CC), manual operating mechanism with mechanical closing, without Remote trip alarm reset coil (RR), without 2nd shunt trip, without 1st Shunt trip | 232870 | 1 | Z\ | 1
3WA1232-6LE11-0AA0 |  | Fixed-mounted circuit breaker IEC 60947-2, frame size 2, 4-poles, N-pole left, In=3200A up to 690V AC 50/60Hz, breaking capacity C Icu=130/100kA at 500/690V, Trip unit ETU600 LSI upgrade ready , colordisplay, bluetooth and USB interface, Protection LT, ST, INST, include N-protection, (internal N-sensor available), incl. trip alarm switch (1xCO), rear connection vertical, with internal voltage tap on upper stab of circuit breaker, with voltage tap module VTM680 and power supply of ETU600, able to communication, integrated metering type PMF-1 Energy Efficiency, Voltage, Active energy Ea Manual operating mechanism with mechanical closing, without Spring charging motor, Ready-to-close signal. switch, Auxiliary switches 2NO+2NC, without Closing coil (CC), manual operating mechanism with mechanical closing, without Remote trip alarm reset coil (RR), without 2nd shunt trip, without 1st Shunt trip | 310870 | 1 | Z\ | 1
3WA1232-6LE12-0AA0 |  | Fixed-mounted circuit breaker IEC 60947-2, frame size 2, 4-poles, N-pole left, In=3200A up to 690V AC 50/60Hz, breaking capacity C Icu=130/100kA at 500/690V, Trip unit ETU600 LSI upgrade ready , colordisplay, bluetooth and USB interface, Protection LT, ST, INST, include N-protection, (internal N-sensor available), incl. trip alarm switch (1xCO), rear connection horizontal, with internal voltage tap on upper stab of circuit breaker, with voltage tap module VTM680 and power supply of ETU600, able to communication, integrated metering type PMF-1 Energy Efficiency, Voltage, Active energy Ea Manual operating mechanism with mechanical closing, without Spring charging motor, Ready-to-close signal. switch, Auxiliary switches 2NO+2NC, without Closing coil (CC), manual operating mechanism with mechanical closing, without Remote trip alarm reset coil (RR), without 2nd shunt trip, without 1st Shunt trip | 303870 | 1 | Z\ | 1
3WA1232-6LE21-0AA0 |  | fixed-mounted circuit breaker, IEC 60947-2, size 2, 4-pole, N pole on right, In=3200 A up to 690 V AC 50/60 Hz, breaking capacity C Icu=130/100 kA at 500/690 V, tripping unit ETU600 LSI upgradeable, color display, Bluetooth, USB interface, basic protection LT, ST, INST, including protection of the N conductor (internal neutral point sensor available), trip alarm switch (1 x CO), connection at rear vertical, with internal voltage tap on upper stab of circuit breaker, with voltage tap module VTM680 and power supply of ETU600, able to communication, integrated metering type PMF-1 Energy Efficiency, Voltage, Active energy Ea Manual operating mechanism with mechanical closing, without Spring charging motor, Ready-to-close signal. switch, Auxiliary switches 2NO+2NC, without Closing coil (CC), manual operating mechanism with mechanical closing, without Remote trip alarm reset coil (RR), without 2nd shunt trip, without 1st Shunt trip | 310870 | 1 | Z\ | 1
3WA1232-6LE22-0AA0 |  | fixed-mounted circuit breaker, IEC 60947-2, size 2, 4-pole, N pole on right, In=3200 A up to 690 V AC 50/60 Hz, breaking capacity C Icu=130/100 kA at 500/690 V, tripping unit ETU600 LSI upgradeable, color display, Bluetooth, USB interface, basic protection LT, ST, INST, including protection of the N conductor (internal neutral point sensor available), trip alarm switch (1 x CO), connection at rear horizontal with internal voltage tap on upper stab of circuit breaker, with voltage tap module VTM680 and power supply of ETU600, able to communication, integrated metering type PMF-1 Energy Efficiency, Voltage, Active energy Ea Manual operating mechanism with mechanical closing, without Spring charging motor, Ready-to-close signal. switch, Auxiliary switches 2NO+2NC, without Closing coil (CC), manual operating mechanism with mechanical closing, without Remote trip alarm reset coil (RR), without 2nd shunt trip, without 1st Shunt trip | 303870 | 1 | Z\ | 1
3WA1232-6LE31-0AA0 |  | Withdrawable circuit breaker with guide frame, IEC 60947-2, frame size 2, 3-poles, In=3200A up to 690V AC 50/60Hz, breaking capacity C Icu=130/100kA at 500/690V, Trip unit ETU600 LSI upgrade ready , colordisplay, bluetooth and USB interface, Protection LT, ST, INST, N-protection required an external N-sensor, incl. trip alarm switch (1xCO), rear connection vertical, guide frame with shutter and w/o position signalling switch, with internal voltage tap on upper stab of circuit breaker, with voltage tap module VTM680 and power supply of ETU600, able to communication, integrated metering type PMF-1 Energy Efficiency, Voltage, Active energy Ea Manual operating mechanism with mechanical closing, without Spring charging motor, Ready-to-close signal. switch, Auxiliary switches 2NO+2NC, without Closing coil (CC), manual operating mechanism with mechanical closing, without Remote trip alarm reset coil (RR), without 2nd shunt trip, without 1st Shunt trip | 314870 | 1 | Z\ | 1
3WA1232-6LE32-0AA0 |  | Withdrawable circuit breaker with guide frame, IEC 60947-2, frame size 2, 3-poles, In=3200A up to 690V AC 50/60Hz, breaking capacity C Icu=130/100kA at 500/690V, Trip unit ETU600 LSI upgrade ready , colordisplay, bluetooth and USB interface, Protection LT, ST, INST, N-protection required an external N-sensor, incl. trip alarm switch (1xCO), rear connection horizontal, guide frame with shutter and w/o position signalling switch, with internal voltage tap on upper stab of circuit breaker, with voltage tap module VTM680 and power supply of ETU600, able to communication, integrated metering type PMF-1 Energy Efficiency, Voltage, Active energy Ea Manual operating mechanism with mechanical closing, without Spring charging motor, Ready-to-close signal. switch, Auxiliary switches 2NO+2NC, without Closing coil (CC), manual operating mechanism with mechanical closing, without Remote trip alarm reset coil (RR), without 2nd shunt trip, without 1st Shunt trip | 309870 | 1 | Z\ | 1
3WA1232-6LE34-0AA0 |  | withdrawable circuit breaker, with guide frame, IEC 60947-2, size 2, 3-pole, In=3200 A up to 690 V AC 50/60 Hz, breaking capacity C Icu=130/100 kA at 500/690 V, tripping unit ETU600 LSI upgradeable, color display, Bluetooth, USB interface, basic protection LT, ST, INST, neutral conductor protection requires an external neutral point current sensor, trip alarm switch (1 x CO), connection at rear flange, guide frame with shutter, without position signaling switch with internal voltage tap on upper stab of circuit breaker, with voltage tap module VTM680 and power supply of ETU600, able to communication, integrated metering type PMF-1 Energy Efficiency, Voltage, Active energy Ea Manual operating mechanism with mechanical closing, without Spring charging motor, Ready-to-close signal. switch, Auxiliary switches 2NO+2NC, without Closing coil (CC), manual operating mechanism with mechanical closing, without Remote trip alarm reset coil (RR), without 2nd shunt trip, without 1st Shunt trip | 309870 | 1 | Z\ | 1
3WA1232-6LE41-0AA0 |  | Withdrawable circuit breaker with guide frame, IEC 60947-2, frame size 2, 4-poles, N-pole left, In=3200A up to 690V AC 50/60Hz, breaking capacity C Icu=130/100kA at 500/690V, Trip unit ETU600 LSI upgrade ready , colordisplay, bluetooth and USB interface, Protection LT, ST, INST, include N-protection, (internal N-sensor available), incl. trip alarm switch (1xCO), rear connection vertical, guide frame with shutter and w/o position signalling switch, with internal voltage tap on upper stab of circuit breaker, with voltage tap module VTM680 and power supply of ETU600, able to communication, integrated metering type PMF-1 Energy Efficiency, Voltage, Active energy Ea Manual operating mechanism with mechanical closing, without Spring charging motor, Ready-to-close signal. switch, Auxiliary switches 2NO+2NC, without Closing coil (CC), manual operating mechanism with mechanical closing, without Remote trip alarm reset coil (RR), without 2nd shunt trip, without 1st Shunt trip | 412870 | 1 | Z\ | 1
3WA1232-6LE42-0AA0 |  | Withdrawable circuit breaker with guide frame, IEC 60947-2, frame size 2, 4-poles, N-pole left, In=3200A up to 690V AC 50/60Hz, breaking capacity C Icu=130/100kA at 500/690V, Trip unit ETU600 LSI upgrade ready , colordisplay, bluetooth and USB interface, Protection LT, ST, INST, include N-protection, (internal N-sensor available), incl. trip alarm switch (1xCO), rear connection horizontal, guide frame with shutter and w/o position signalling switch, with internal voltage tap on upper stab of circuit breaker, with voltage tap module VTM680 and power supply of ETU600, able to communication, integrated metering type PMF-1 Energy Efficiency, Voltage, Active energy Ea Manual operating mechanism with mechanical closing, without Spring charging motor, Ready-to-close signal. switch, Auxiliary switches 2NO+2NC, without Closing coil (CC), manual operating mechanism with mechanical closing, without Remote trip alarm reset coil (RR), without 2nd shunt trip, without 1st Shunt trip | 405870 | 1 | Z\ | 1
3WA1232-6LE44-0AA0 |  | withdrawable circuit breaker, with guide frame, IEC 60947-2, size 2, 4-pole, N pole on left, In=3200 A up to 690 V AC 50/60 Hz, breaking capacity C Icu=130/100 kA at 500/690 V, tripping unit ETU600 LSI upgradeable, color display, Bluetooth, USB interface, basic protection LT, ST, INST, including protection of the N conductor (internal neutral point sensor available), trip alarm switch (1 x CO), connection at rear flange, guide frame with shutter, without position signaling switch with internal voltage tap on upper stab of circuit breaker, with voltage tap module VTM680 and power supply of ETU600, able to communication, integrated metering type PMF-1 Energy Efficiency, Voltage, Active energy Ea Manual operating mechanism with mechanical closing, without Spring charging motor, Ready-to-close signal. switch, Auxiliary switches 2NO+2NC, without Closing coil (CC), manual operating mechanism with mechanical closing, without Remote trip alarm reset coil (RR), without 2nd shunt trip, without 1st Shunt trip | 405870 | 1 | Z\ | 1
3WA1232-6LF01-0AA0 |  | Fixed-mounted circuit breaker IEC 60947-2, frame size 2, 3-poles, In=3200A up to 690V AC 50/60Hz, breaking capacity C Icu=130/100kA at 500/690V, Trip unit ETU600 LSIG upgrade ready , colordisplay, bluetooth and USB interface, Protection LT, ST, INST, GFx, N-protection required an external N-sensor, incl. trip alarm switch (1xCO), rear connection vertical, with internal voltage tap on upper stab of circuit breaker, with voltage tap module VTM680 and power supply of ETU600, able to communication, integrated metering type PMF-1 Energy Efficiency, Voltage, Active energy Ea Manual operating mechanism with mechanical closing, without Spring charging motor, Ready-to-close signal. switch, Auxiliary switches 2NO+2NC, without Closing coil (CC), manual operating mechanism with mechanical closing, without Remote trip alarm reset coil (RR), without 2nd shunt trip, without 1st Shunt trip | 247870 | 1 | Z\ | 1
3WA1232-6LF02-0AA0 |  | Fixed-mounted circuit breaker IEC 60947-2, frame size 2, 3-poles, In=3200A up to 690V AC 50/60Hz, breaking capacity C Icu=130/100kA at 500/690V, Trip unit ETU600 LSIG upgrade ready , colordisplay, bluetooth and USB interface, Protection LT, ST, INST, GFx, N-protection required an external N-sensor, incl. trip alarm switch (1xCO), rear connection horizontal, with internal voltage tap on upper stab of circuit breaker, with voltage tap module VTM680 and power supply of ETU600, able to communication, integrated metering type PMF-1 Energy Efficiency, Voltage, Active energy Ea Manual operating mechanism with mechanical closing, without Spring charging motor, Ready-to-close signal. switch, Auxiliary switches 2NO+2NC, without Closing coil (CC), manual operating mechanism with mechanical closing, without Remote trip alarm reset coil (RR), without 2nd shunt trip, without 1st Shunt trip | 242870 | 1 | Z\ | 1
3WA1232-6LF11-0AA0 |  | Fixed-mounted circuit breaker IEC 60947-2, frame size 2, 4-poles, N-pole left, In=3200A up to 690V AC 50/60Hz, breaking capacity C Icu=130/100kA at 500/690V, Trip unit ETU600 LSIG upgrade ready , colordisplay, bluetooth and USB interface, Protection LT, ST, INST, GFx, include N-protection, (internal N-sensor available), incl. trip alarm switch (1xCO), rear connection vertical, with internal voltage tap on upper stab of circuit breaker, with voltage tap module VTM680 and power supply of ETU600, able to communication, integrated metering type PMF-1 Energy Efficiency, Voltage, Active energy Ea Manual operating mechanism with mechanical closing, without Spring charging motor, Ready-to-close signal. switch, Auxiliary switches 2NO+2NC, without Closing coil (CC), manual operating mechanism with mechanical closing, without Remote trip alarm reset coil (RR), without 2nd shunt trip, without 1st Shunt trip | 321870 | 1 | Z\ | 1
3WA1232-6LF12-0AA0 |  | Fixed-mounted circuit breaker IEC 60947-2, frame size 2, 4-poles, N-pole left, In=3200A up to 690V AC 50/60Hz, breaking capacity C Icu=130/100kA at 500/690V, Trip unit ETU600 LSIG upgrade ready , colordisplay, bluetooth and USB interface, Protection LT, ST, INST, GFx, include N-protection, (internal N-sensor available), incl. trip alarm switch (1xCO), rear connection horizontal, with internal voltage tap on upper stab of circuit breaker, with voltage tap module VTM680 and power supply of ETU600, able to communication, integrated metering type PMF-1 Energy Efficiency, Voltage, Active energy Ea Manual operating mechanism with mechanical closing, without Spring charging motor, Ready-to-close signal. switch, Auxiliary switches 2NO+2NC, without Closing coil (CC), manual operating mechanism with mechanical closing, without Remote trip alarm reset coil (RR), without 2nd shunt trip, without 1st Shunt trip | 314870 | 1 | Z\ | 1
3WA1232-6LF21-0AA0 |  | fixed-mounted circuit breaker, IEC 60947-2, size 2, 4-pole, N pole on right, In=3200 A up to 690 V AC 50/60 Hz, breaking capacity C Icu=130/100 kA at 500/690 V, tripping unit ETU600 LSIG upgradeable, color display, Bluetooth, USB interface, basic protection LT, ST, INST, GFx, including protection of the N conductor (internal neutral point sensor available), trip alarm switch (1 x CO), connection at rear vertical, with internal voltage tap on upper stab of circuit breaker, with voltage tap module VTM680 and power supply of ETU600, able to communication, integrated metering type PMF-1 Energy Efficiency, Voltage, Active energy Ea Manual operating mechanism with mechanical closing, without Spring charging motor, Ready-to-close signal. switch, Auxiliary switches 2NO+2NC, without Closing coil (CC), manual operating mechanism with mechanical closing, without Remote trip alarm reset coil (RR), without 2nd shunt trip, without 1st Shunt trip | 321870 | 1 | Z\ | 1
3WA1232-6LF22-0AA0 |  | fixed-mounted circuit breaker, IEC 60947-2, size 2, 4-pole, N pole on right, In=3200 A up to 690 V AC 50/60 Hz, breaking capacity C Icu=130/100 kA at 500/690 V, tripping unit ETU600 LSIG upgradeable, color display, Bluetooth, USB interface, basic protection LT, ST, INST, GFx, including protection of the N conductor (internal neutral point sensor available), trip alarm switch (1 x CO), connection at rear horizontal with internal voltage tap on upper stab of circuit breaker, with voltage tap module VTM680 and power supply of ETU600, able to communication, integrated metering type PMF-1 Energy Efficiency, Voltage, Active energy Ea Manual operating mechanism with mechanical closing, without Spring charging motor, Ready-to-close signal. switch, Auxiliary switches 2NO+2NC, without Closing coil (CC), manual operating mechanism with mechanical closing, without Remote trip alarm reset coil (RR), without 2nd shunt trip, without 1st Shunt trip | 314870 | 1 | Z\ | 1
3WA1232-6LF31-0AA0 |  | Withdrawable circuit breaker with guide frame, IEC 60947-2, frame size 2, 3-poles, In=3200A up to 690V AC 50/60Hz, breaking capacity C Icu=130/100kA at 500/690V, Trip unit ETU600 LSIG upgrade ready , colordisplay, bluetooth and USB interface, Protection LT, ST, INST, GFx, N-protection required an external N-sensor, incl. trip alarm switch (1xCO), rear connection vertical, guide frame with shutter and w/o position signalling switch, with internal voltage tap on upper stab of circuit breaker, with voltage tap module VTM680 and power supply of ETU600, able to communication, integrated metering type PMF-1 Energy Efficiency, Voltage, Active energy Ea Manual operating mechanism with mechanical closing, without Spring charging motor, Ready-to-close signal. switch, Auxiliary switches 2NO+2NC, without Closing coil (CC), manual operating mechanism with mechanical closing, without Remote trip alarm reset coil (RR), without 2nd shunt trip, without 1st Shunt trip | 324870 | 1 | Z\ | 1
3WA1232-6LF32-0AA0 |  | Withdrawable circuit breaker with guide frame, IEC 60947-2, frame size 2, 3-poles, In=3200A up to 690V AC 50/60Hz, breaking capacity C Icu=130/100kA at 500/690V, Trip unit ETU600 LSIG upgrade ready , colordisplay, bluetooth and USB interface, Protection LT, ST, INST, GFx, N-protection required an external N-sensor, incl. trip alarm switch (1xCO), rear connection horizontal, guide frame with shutter and w/o position signalling switch, with internal voltage tap on upper stab of circuit breaker, with voltage tap module VTM680 and power supply of ETU600, able to communication, integrated metering type PMF-1 Energy Efficiency, Voltage, Active energy Ea Manual operating mechanism with mechanical closing, without Spring charging motor, Ready-to-close signal. switch, Auxiliary switches 2NO+2NC, without Closing coil (CC), manual operating mechanism with mechanical closing, without Remote trip alarm reset coil (RR), without 2nd shunt trip, without 1st Shunt trip | 319870 | 1 | Z\ | 1
3WA1232-6LF34-0AA0 |  | withdrawable circuit breaker, with guide frame, IEC 60947-2, size 2, 3-pole, In=3200 A up to 690 V AC 50/60 Hz, breaking capacity C Icu=130/100 kA at 500/690 V, tripping unit ETU600 LSIG upgradeable, color display, Bluetooth, USB interface, basic protection LT, ST, INST, GFx, neutral conductor protection requires an external neutral point current sensor, trip alarm switch (1 x CO), connection at rear flange, guide frame with shutter, without position signaling switch, with internal voltage tap on upper stab of circuit breaker, with voltage tap module VTM680 and power supply of ETU600, able to communication, integrated metering type PMF-1 Energy Efficiency, Voltage, Active energy Ea Manual operating mechanism with mechanical closing, without Spring charging motor, Ready-to-close signal. switch, Auxiliary switches 2NO+2NC, without Closing coil (CC), manual operating mechanism with mechanical closing, without Remote trip alarm reset coil (RR), without 2nd shunt trip, without 1st Shunt trip | 319870 | 1 | Z\ | 1
3WA1232-6LF41-0AA0 |  | Withdrawable circuit breaker with guide frame, IEC 60947-2, frame size 2, 4-poles, N-pole left, In=3200A up to 690V AC 50/60Hz, breaking capacity C Icu=130/100kA at 500/690V, Trip unit ETU600 LSIG upgrade ready , colordisplay, bluetooth and USB interface, Protection LT, ST, INST, GFx, include N-protection, (internal N-sensor available), incl. trip alarm switch (1xCO), rear connection vertical, guide frame with shutter and w/o position signalling switch, with internal voltage tap on upper stab of circuit breaker, with voltage tap module VTM680 and power supply of ETU600, able to communication, integrated metering type PMF-1 Energy Efficiency, Voltage, Active energy Ea Manual operating mechanism with mechanical closing, without Spring charging motor, Ready-to-close signal. switch, Auxiliary switches 2NO+2NC, without Closing coil (CC), manual operating mechanism with mechanical closing, without Remote trip alarm reset coil (RR), without 2nd shunt trip, without 1st Shunt trip | 422870 | 1 | Z\ | 1
3WA1232-6LF42-0AA0 |  | Withdrawable circuit breaker with guide frame, IEC 60947-2, frame size 2, 4-poles, N-pole left, In=3200A up to 690V AC 50/60Hz, breaking capacity C Icu=130/100kA at 500/690V, Trip unit ETU600 LSIG upgrade ready , colordisplay, bluetooth and USB interface, Protection LT, ST, INST, GFx, include N-protection, (internal N-sensor available), incl. trip alarm switch (1xCO), rear connection horizontal, guide frame with shutter and w/o position signalling switch, with internal voltage tap on upper stab of circuit breaker, with voltage tap module VTM680 and power supply of ETU600, able to communication, integrated metering type PMF-1 Energy Efficiency, Voltage, Active energy Ea Manual operating mechanism with mechanical closing, without Spring charging motor, Ready-to-close signal. switch, Auxiliary switches 2NO+2NC, without Closing coil (CC), manual operating mechanism with mechanical closing, without Remote trip alarm reset coil (RR), without 2nd shunt trip, without 1st Shunt trip | 416870 | 1 | Z\ | 1
3WA1232-6LF44-0AA0 |  | withdrawable circuit breaker, with guide frame, IEC 60947-2, size 2, 4-pole, N pole on left, In=3200 A up to 690 V AC 50/60 Hz, breaking capacity C Icu=130/100 kA at 500/690 V, tripping unit ETU600 LSIG upgradeable, color display, Bluetooth, USB interface, basic protection LT, ST, INST, GFx, including protection of the N conductor (internal neutral point sensor available), trip alarm switch (1 x CO), connection at rear flange, guide frame with shutter, without position signaling switch, with internal voltage tap on upper stab of circuit breaker, with voltage tap module VTM680 and power supply of ETU600, able to communication, integrated metering type PMF-1 Energy Efficiency, Voltage, Active energy Ea Manual operating mechanism with mechanical closing, without Spring charging motor, Ready-to-close signal. switch, Auxiliary switches 2NO+2NC, without Closing coil (CC), manual operating mechanism with mechanical closing, without Remote trip alarm reset coil (RR), without 2nd shunt trip, without 1st Shunt trip | 416870 | 1 | Z\ | 1
3WA1232-6LG01-0AA0 |  | Fixed-mounted circuit breaker IEC 60947-2, frame size 2, 3-poles, In=3200A up to 690V AC 50/60Hz, breaking capacity C Icu=130/100kA at 500/690V, Trip unit ETU600 LSIG Hi-Z upgrade ready , colordisplay, bluetooth and USB interface, Protection LT, ST, INST, GFx, with GF highimpedance-input N-protection required an external N-sensor, incl. trip alarm switch (1xCO), rear connection vertical, with internal voltage tap on upper stab of circuit breaker, with voltage tap module VTM680 and power supply of ETU600, able to communication, integrated metering type PMF-1 Energy Efficiency, Voltage, Active energy Ea Manual operating mechanism with mechanical closing, without Spring charging motor, Ready-to-close signal. switch, Auxiliary switches 2NO+2NC, without Closing coil (CC), manual operating mechanism with mechanical closing, without Remote trip alarm reset coil (RR), without 2nd shunt trip, without 1st Shunt trip | 269870 | 1 | Z\ | 1
3WA1232-6LG02-0AA0 |  | Fixed-mounted circuit breaker IEC 60947-2, frame size 2, 3-poles, In=3200A up to 690V AC 50/60Hz, breaking capacity C Icu=130/100kA at 500/690V, Trip unit ETU600 LSIG Hi-Z upgrade ready , colordisplay, bluetooth and USB interface, Protection LT, ST, INST, GFx, with GF highimpedance-input N-protection required an external N-sensor, incl. trip alarm switch (1xCO), rear connection horizontal, with internal voltage tap on upper stab of circuit breaker, with voltage tap module VTM680 and power supply of ETU600, able to communication, integrated metering type PMF-1 Energy Efficiency, Voltage, Active energy Ea Manual operating mechanism with mechanical closing, without Spring charging motor, Ready-to-close signal. switch, Auxiliary switches 2NO+2NC, without Closing coil (CC), manual operating mechanism with mechanical closing, without Remote trip alarm reset coil (RR), without 2nd shunt trip, without 1st Shunt trip | 263870 | 1 | Z\ | 1
3WA1232-6LG11-0AA0 |  | Fixed-mounted circuit breaker IEC 60947-2, frame size 2, 4-poles, N-pole left, In=3200A up to 690V AC 50/60Hz, breaking capacity C Icu=130/100kA at 500/690V, Trip unit ETU600 LSIG Hi-Z upgrade ready , colordisplay, bluetooth and USB interface, Protection LT, ST, INST, GFx, with GF highimpedance-input include N-protection, (internal N-sensor available), incl. trip alarm switch (1xCO), rear connection vertical, with internal voltage tap on upper stab of circuit breaker, with voltage tap module VTM680 and power supply of ETU600, able to communication, integrated metering type PMF-1 Energy Efficiency, Voltage, Active energy Ea Manual operating mechanism with mechanical closing, without Spring charging motor, Ready-to-close signal. switch, Auxiliary switches 2NO+2NC, without Closing coil (CC), manual operating mechanism with mechanical closing, without Remote trip alarm reset coil (RR), without 2nd shunt trip, without 1st Shunt trip | 342870 | 1 | Z\ | 1
3WA1232-6LG12-0AA0 |  | Fixed-mounted circuit breaker IEC 60947-2, frame size 2, 4-poles, N-pole left, In=3200A up to 690V AC 50/60Hz, breaking capacity C Icu=130/100kA at 500/690V, Trip unit ETU600 LSIG Hi-Z upgrade ready , colordisplay, bluetooth and USB interface, Protection LT, ST, INST, GFx, with GF highimpedance-input include N-protection, (internal N-sensor available), incl. trip alarm switch (1xCO), rear connection horizontal, with internal voltage tap on upper stab of circuit breaker, with voltage tap module VTM680 and power supply of ETU600, able to communication, integrated metering type PMF-1 Energy Efficiency, Voltage, Active energy Ea Manual operating mechanism with mechanical closing, without Spring charging motor, Ready-to-close signal. switch, Auxiliary switches 2NO+2NC, without Closing coil (CC), manual operating mechanism with mechanical closing, without Remote trip alarm reset coil (RR), without 2nd shunt trip, without 1st Shunt trip | 335870 | 1 | Z\ | 1
3WA1232-6LG21-0AA0 |  | fixed-mounted circuit breaker, IEC 60947-2, size 2, 4-pole, N pole on right, In=3200 A up to 690 V AC 50/60 Hz, breaking capacity C Icu=130/100 kA at 500/690 V, tripping unit ETU600 LSIG Hi-Z upgradeable, color display, Bluetooth, USB interface, basic protection LT, ST, INST, GFx, with GF high-impedance input, including protection of the N conductor (internal neutral point sensor available), trip alarm switch (1 x CO), connection at rear vertical, with internal voltage tap on upper stab of circuit breaker, with voltage tap module VTM680 and power supply of ETU600, able to communication, integrated metering type PMF-1 Energy Efficiency, Voltage, Active energy Ea Manual operating mechanism with mechanical closing, without Spring charging motor, Ready-to-close signal. switch, Auxiliary switches 2NO+2NC, without Closing coil (CC), manual operating mechanism with mechanical closing, without Remote trip alarm reset coil (RR), without 2nd shunt trip, without 1st Shunt trip | 342870 | 1 | Z\ | 1
3WA1232-6LG22-0AA0 |  | fixed-mounted circuit breaker, IEC 60947-2, size 2, 4-pole, N pole on right, In=3200 A up to 690 V AC 50/60 Hz, breaking capacity C Icu=130/100 kA at 500/690 V, tripping unit ETU600 LSIG Hi-Z upgradeable, color display, Bluetooth, USB interface, basic protection LT, ST, INST, GFx, with GF high-impedance input, including protection of the N conductor (internal neutral point sensor available), trip alarm switch (1 x CO), connection at rear horizontal with internal voltage tap on upper stab of circuit breaker, with voltage tap module VTM680 and power supply of ETU600, able to communication, integrated metering type PMF-1 Energy Efficiency, Voltage, Active energy Ea Manual operating mechanism with mechanical closing, without Spring charging motor, Ready-to-close signal. switch, Auxiliary switches 2NO+2NC, without Closing coil (CC), manual operating mechanism with mechanical closing, without Remote trip alarm reset coil (RR), without 2nd shunt trip, without 1st Shunt trip | 335870 | 1 | Z\ | 1
3WA1232-6LG31-0AA0 |  | Withdrawable circuit breaker with guide frame, IEC 60947-2, frame size 2, 3-poles, In=3200A up to 690V AC 50/60Hz, breaking capacity C Icu=130/100kA at 500/690V, Trip unit ETU600 LSIG Hi-Z upgrade ready , colordisplay, bluetooth and USB interface, Protection LT, ST, INST, GFx, with GF highimpedance-input N-protection required an external N-sensor, incl. trip alarm switch (1xCO), rear connection vertical, guide frame with shutter and w/o position signalling switch, with internal voltage tap on upper stab of circuit breaker, with voltage tap module VTM680 and power supply of ETU600, able to communication, integrated metering type PMF-1 Energy Efficiency, Voltage, Active energy Ea Manual operating mechanism with mechanical closing, without Spring charging motor, Ready-to-close signal. switch, Auxiliary switches 2NO+2NC, without Closing coil (CC), manual operating mechanism with mechanical closing, without Remote trip alarm reset coil (RR), without 2nd shunt trip, without 1st Shunt trip | 346870 | 1 | Z\ | 1
3WA1232-6LG32-0AA0 |  | Withdrawable circuit breaker with guide frame, IEC 60947-2, frame size 2, 3-poles, In=3200A up to 690V AC 50/60Hz, breaking capacity C Icu=130/100kA at 500/690V, Trip unit ETU600 LSIG Hi-Z upgrade ready , colordisplay, bluetooth and USB interface, Protection LT, ST, INST, GFx, with GF highimpedance-input N-protection required an external N-sensor, incl. trip alarm switch (1xCO), rear connection horizontal, guide frame with shutter and w/o position signalling switch, with internal voltage tap on upper stab of circuit breaker, with voltage tap module VTM680 and power supply of ETU600, able to communication, integrated metering type PMF-1 Energy Efficiency, Voltage, Active energy Ea Manual operating mechanism with mechanical closing, without Spring charging motor, Ready-to-close signal. switch, Auxiliary switches 2NO+2NC, without Closing coil (CC), manual operating mechanism with mechanical closing, without Remote trip alarm reset coil (RR), without 2nd shunt trip, without 1st Shunt trip | 341870 | 1 | Z\ | 1
3WA1232-6LG34-0AA0 |  | withdrawable circuit breaker, with guide frame, IEC 60947-2, size 2, 3-pole, In=3200 A up to 690 V AC 50/60 Hz, breaking capacity C Icu=130/100 kA at 500/690 V, tripping unit ETU600 LSIG Hi-Z upgradeable, color display, Bluetooth, USB interface, basic protection LT, ST, INST, GFx, with GF high-impedance input, neutral conductor protection requires an external neutral point current sensor, trip alarm switch (1 x CO), connection at rear flange, guide frame with shutter, without position signaling switch, with internal voltage tap on upper stab of circuit breaker, with voltage tap module VTM680 and power supply of ETU600, able to communication, integrated metering type PMF-1 Energy Efficiency, Voltage, Active energy Ea Manual operating mechanism with mechanical closing, without Spring charging motor, Ready-to-close signal. switch, Auxiliary switches 2NO+2NC, without Closing coil (CC), manual operating mechanism with mechanical closing, without Remote trip alarm reset coil (RR), without 2nd shunt trip, without 1st Shunt trip | 341870 | 1 | Z\ | 1
3WA1232-6LG41-0AA0 |  | Withdrawable circuit breaker with guide frame, IEC 60947-2, frame size 2, 4-poles, N-pole left, In=3200A up to 690V AC 50/60Hz, breaking capacity C Icu=130/100kA at 500/690V, Trip unit ETU600 LSIG Hi-Z upgrade ready , colordisplay, bluetooth and USB interface, Protection LT, ST, INST, GFx, with GF highimpedance-input include N-protection, (internal N-sensor available), incl. trip alarm switch (1xCO), rear connection vertical, guide frame with shutter and w/o position signalling switch, with internal voltage tap on upper stab of circuit breaker, with voltage tap module VTM680 and power supply of ETU600, able to communication, integrated metering type PMF-1 Energy Efficiency, Voltage, Active energy Ea Manual operating mechanism with mechanical closing, without Spring charging motor, Ready-to-close signal. switch, Auxiliary switches 2NO+2NC, without Closing coil (CC), manual operating mechanism with mechanical closing, without Remote trip alarm reset coil (RR), without 2nd shunt trip, without 1st Shunt trip | 444870 | 1 | Z\ | 1
3WA1232-6LG42-0AA0 |  | Withdrawable circuit breaker with guide frame, IEC 60947-2, frame size 2, 4-poles, N-pole left, In=3200A up to 690V AC 50/60Hz, breaking capacity C Icu=130/100kA at 500/690V, Trip unit ETU600 LSIG Hi-Z upgrade ready , colordisplay, bluetooth and USB interface, Protection LT, ST, INST, GFx, with GF highimpedance-input include N-protection, (internal N-sensor available), incl. trip alarm switch (1xCO), rear connection horizontal, guide frame with shutter and w/o position signalling switch, with internal voltage tap on upper stab of circuit breaker, with voltage tap module VTM680 and power supply of ETU600, able to communication, integrated metering type PMF-1 Energy Efficiency, Voltage, Active energy Ea Manual operating mechanism with mechanical closing, without Spring charging motor, Ready-to-close signal. switch, Auxiliary switches 2NO+2NC, without Closing coil (CC), manual operating mechanism with mechanical closing, without Remote trip alarm reset coil (RR), without 2nd shunt trip, without 1st Shunt trip | 437870 | 1 | Z\ | 1
3WA1232-6LG44-0AA0 |  | withdrawable circuit breaker, with guide frame, IEC 60947-2, size 2, 4-pole, N pole on left, In=3200 A up to 690 V AC 50/60 Hz, breaking capacity C Icu=130/100 kA at 500/690 V, tripping unit ETU600 LSIG Hi-Z upgradeable, color display, Bluetooth, USB interface, basic protection LT, ST, INST, GFx, with GF high-impedance input, including protection of the N conductor (internal neutral point sensor available), trip alarm switch (1 x CO), connection at rear flange, guide frame with shutter, without position signaling switch, with internal voltage tap on upper stab of circuit breaker, with voltage tap module VTM680 and power supply of ETU600, able to communication, integrated metering type PMF-1 Energy Efficiency, Voltage, Active energy Ea Manual operating mechanism with mechanical closing, without Spring charging motor, Ready-to-close signal. switch, Auxiliary switches 2NO+2NC, without Closing coil (CC), manual operating mechanism with mechanical closing, without Remote trip alarm reset coil (RR), without 2nd shunt trip, without 1st Shunt trip | 437870 | 1 | Z\ | 1
3WA1232-6ME01-0AA0 |  | Fixed-mounted circuit breaker IEC 60947-2, frame size 2, 3-poles, In=3200A up to 690V AC 50/60Hz, breaking capacity C Icu=130/100kA at 500/690V, Trip unit ETU600 LSI upgrade ready , colordisplay, bluetooth and USB interface, Protection LT, ST, INST, N-protection required an external N-sensor, incl. trip alarm switch (1xCO), rear connection vertical, with internal voltage tap on upper stab of circuit breaker, with voltage tap module VTM680 and power supply of ETU600, able to communication, integrated metering type PMF-2 Basic Power Monitoring, Voltage, Energy, Power, Power factor, Frequency, Unbalance, Temperature, Manual operating mechanism with mechanical closing, without Spring charging motor, Ready-to-close signal. switch, Auxiliary switches 2NO+2NC, without Closing coil (CC), manual operating mechanism with mechanical closing, without Remote trip alarm reset coil (RR), without 2nd shunt trip, without 1st Shunt trip | 246700 | 1 | Z\ | 1
3WA1232-6ME02-0AA0 |  | Fixed-mounted circuit breaker IEC 60947-2, frame size 2, 3-poles, In=3200A up to 690V AC 50/60Hz, breaking capacity C Icu=130/100kA at 500/690V, Trip unit ETU600 LSI upgrade ready , colordisplay, bluetooth and USB interface, Protection LT, ST, INST, N-protection required an external N-sensor, incl. trip alarm switch (1xCO), rear connection horizontal, with internal voltage tap on upper stab of circuit breaker, with voltage tap module VTM680 and power supply of ETU600, able to communication, integrated metering type PMF-2 Basic Power Monitoring, Voltage, Energy, Power, Power factor, Frequency, Unbalance, Temperature, Manual operating mechanism with mechanical closing, without Spring charging motor, Ready-to-close signal. switch, Auxiliary switches 2NO+2NC, without Closing coil (CC), manual operating mechanism with mechanical closing, without Remote trip alarm reset coil (RR), without 2nd shunt trip, without 1st Shunt trip | 241700 | 1 | Z\ | 1
3WA1232-6ME11-0AA0 |  | Fixed-mounted circuit breaker IEC 60947-2, frame size 2, 4-poles, N-pole left, In=3200A up to 690V AC 50/60Hz, breaking capacity C Icu=130/100kA at 500/690V, Trip unit ETU600 LSI upgrade ready , colordisplay, bluetooth and USB interface, Protection LT, ST, INST, include N-protection, (internal N-sensor available), incl. trip alarm switch (1xCO), rear connection vertical, with internal voltage tap on upper stab of circuit breaker, with voltage tap module VTM680 and power supply of ETU600, able to communication, integrated metering type PMF-2 Basic Power Monitoring, Voltage, Energy, Power, Power factor, Frequency, Unbalance, Temperature, Manual operating mechanism with mechanical closing, without Spring charging motor, Ready-to-close signal. switch, Auxiliary switches 2NO+2NC, without Closing coil (CC), manual operating mechanism with mechanical closing, without Remote trip alarm reset coil (RR), without 2nd shunt trip, without 1st Shunt trip | 319700 | 1 | Z\ | 1
3WA1232-6ME12-0AA0 |  | Fixed-mounted circuit breaker IEC 60947-2, frame size 2, 4-poles, N-pole left, In=3200A up to 690V AC 50/60Hz, breaking capacity C Icu=130/100kA at 500/690V, Trip unit ETU600 LSI upgrade ready , colordisplay, bluetooth and USB interface, Protection LT, ST, INST, include N-protection, (internal N-sensor available), incl. trip alarm switch (1xCO), rear connection horizontal, with internal voltage tap on upper stab of circuit breaker, with voltage tap module VTM680 and power supply of ETU600, able to communication, integrated metering type PMF-2 Basic Power Monitoring, Voltage, Energy, Power, Power factor, Frequency, Unbalance, Temperature, Manual operating mechanism with mechanical closing, without Spring charging motor, Ready-to-close signal. switch, Auxiliary switches 2NO+2NC, without Closing coil (CC), manual operating mechanism with mechanical closing, without Remote trip alarm reset coil (RR), without 2nd shunt trip, without 1st Shunt trip | 312700 | 1 | Z\ | 1
3WA1232-6ME21-0AA0 |  | fixed-mounted circuit breaker, IEC 60947-2, size 2, 4-pole, N pole on right, In=3200 A up to 690 V AC 50/60 Hz, breaking capacity C Icu=130/100 kA at 500/690 V, tripping unit ETU600 LSI upgradeable, color display, Bluetooth, USB interface, basic protection LT, ST, INST, including protection of the N conductor (internal neutral point sensor available), trip alarm switch (1 x CO), connection at rear vertical, with internal voltage tap on upper stab of circuit breaker, with voltage tap module VTM680 and power supply of ETU600, able to communication, integrated metering type PMF-2 Basic Power Monitoring, Voltage, Energy, Power, Power factor, Frequency, Unbalance, Temperature, Manual operating mechanism with mechanical closing, without Spring charging motor, Ready-to-close signal. switch, Auxiliary switches 2NO+2NC, without Closing coil (CC), manual operating mechanism with mechanical closing, without Remote trip alarm reset coil (RR), without 2nd shunt trip, without 1st Shunt trip | 319700 | 1 | Z\ | 1
3WA1232-6ME22-0AA0 |  | fixed-mounted circuit breaker, IEC 60947-2, size 2, 4-pole, N pole on right, In=3200 A up to 690 V AC 50/60 Hz, breaking capacity C Icu=130/100 kA at 500/690 V, tripping unit ETU600 LSI upgradeable, color display, Bluetooth, USB interface, basic protection LT, ST, INST, including protection of the N conductor (internal neutral point sensor available), trip alarm switch (1 x CO), connection at rear horizontal with internal voltage tap on upper stab of circuit breaker, with voltage tap module VTM680 and power supply of ETU600, able to communication, integrated metering type PMF-2 Basic Power Monitoring, Voltage, Energy, Power, Power factor, Frequency, Unbalance, Temperature, Manual operating mechanism with mechanical closing, without Spring charging motor, Ready-to-close signal. switch, Auxiliary switches 2NO+2NC, without Closing coil (CC), manual operating mechanism with mechanical closing, without Remote trip alarm reset coil (RR), without 2nd shunt trip, without 1st Shunt trip | 312700 | 1 | Z\ | 1
3WA1232-6ME31-0AA0 |  | Withdrawable circuit breaker with guide frame, IEC 60947-2, frame size 2, 3-poles, In=3200A up to 690V AC 50/60Hz, breaking capacity C Icu=130/100kA at 500/690V, Trip unit ETU600 LSI upgrade ready , colordisplay, bluetooth and USB interface, Protection LT, ST, INST, N-protection required an external N-sensor, incl. trip alarm switch (1xCO), rear connection vertical, guide frame with shutter and w/o position signalling switch, with internal voltage tap on upper stab of circuit breaker, with voltage tap module VTM680 and power supply of ETU600, able to communication, integrated metering type PMF-2 Basic Power Monitoring, Voltage, Energy, Power, Power factor, Frequency, Unbalance, Temperature, Manual operating mechanism with mechanical closing, without Spring charging motor, Ready-to-close signal. switch, Auxiliary switches 2NO+2NC, without Closing coil (CC), manual operating mechanism with mechanical closing, without Remote trip alarm reset coil (RR), without 2nd shunt trip, without 1st Shunt trip | 323700 | 1 | Z\ | 1
3WA1232-6ME32-0AA0 |  | Withdrawable circuit breaker with guide frame, IEC 60947-2, frame size 2, 3-poles, In=3200A up to 690V AC 50/60Hz, breaking capacity C Icu=130/100kA at 500/690V, Trip unit ETU600 LSI upgrade ready , colordisplay, bluetooth and USB interface, Protection LT, ST, INST, N-protection required an external N-sensor, incl. trip alarm switch (1xCO), rear connection horizontal, guide frame with shutter and w/o position signalling switch, with internal voltage tap on upper stab of circuit breaker, with voltage tap module VTM680 and power supply of ETU600, able to communication, integrated metering type PMF-2 Basic Power Monitoring, Voltage, Energy, Power, Power factor, Frequency, Unbalance, Temperature, Manual operating mechanism with mechanical closing, without Spring charging motor, Ready-to-close signal. switch, Auxiliary switches 2NO+2NC, without Closing coil (CC), manual operating mechanism with mechanical closing, without Remote trip alarm reset coil (RR), without 2nd shunt trip, without 1st Shunt trip | 318700 | 1 | Z\ | 1
3WA1232-6ME34-0AA0 |  | withdrawable circuit breaker, with guide frame, IEC 60947-2, size 2, 3-pole, In=3200 A up to 690 V AC 50/60 Hz, breaking capacity C Icu=130/100 kA at 500/690 V, tripping unit ETU600 LSI upgradeable, color display, Bluetooth, USB interface, basic protection LT, ST, INST, neutral conductor protection requires an external neutral point current sensor, trip alarm switch (1 x CO), connection at rear flange, guide frame with shutter, without position signaling switch with internal voltage tap on upper stab of circuit breaker, with voltage tap module VTM680 and power supply of ETU600, able to communication, integrated metering type PMF-2 Basic Power Monitoring, Voltage, Energy, Power, Power factor, Frequency, Unbalance, Temperature, Manual operating mechanism with mechanical closing, without Spring charging motor, Ready-to-close signal. switch, Auxiliary switches 2NO+2NC, without Closing coil (CC), manual operating mechanism with mechanical closing, without Remote trip alarm reset coil (RR), without 2nd shunt trip, without 1st Shunt trip | 318700 | 1 | Z\ | 1
3WA1232-6ME41-0AA0 |  | Withdrawable circuit breaker with guide frame, IEC 60947-2, frame size 2, 4-poles, N-pole left, In=3200A up to 690V AC 50/60Hz, breaking capacity C Icu=130/100kA at 500/690V, Trip unit ETU600 LSI upgrade ready , colordisplay, bluetooth and USB interface, Protection LT, ST, INST, include N-protection, (internal N-sensor available), incl. trip alarm switch (1xCO), rear connection vertical, guide frame with shutter and w/o position signalling switch, with internal voltage tap on upper stab of circuit breaker, with voltage tap module VTM680 and power supply of ETU600, able to communication, integrated metering type PMF-2 Basic Power Monitoring, Voltage, Energy, Power, Power factor, Frequency, Unbalance, Temperature, Manual operating mechanism with mechanical closing, without Spring charging motor, Ready-to-close signal. switch, Auxiliary switches 2NO+2NC, without Closing coil (CC), manual operating mechanism with mechanical closing, without Remote trip alarm reset coil (RR), without 2nd shunt trip, without 1st Shunt trip | 421700 | 1 | Z\ | 1
3WA1232-6ME42-0AA0 |  | Withdrawable circuit breaker with guide frame, IEC 60947-2, frame size 2, 4-poles, N-pole left, In=3200A up to 690V AC 50/60Hz, breaking capacity C Icu=130/100kA at 500/690V, Trip unit ETU600 LSI upgrade ready , colordisplay, bluetooth and USB interface, Protection LT, ST, INST, include N-protection, (internal N-sensor available), incl. trip alarm switch (1xCO), rear connection horizontal, guide frame with shutter and w/o position signalling switch, with internal voltage tap on upper stab of circuit breaker, with voltage tap module VTM680 and power supply of ETU600, able to communication, integrated metering type PMF-2 Basic Power Monitoring, Voltage, Energy, Power, Power factor, Frequency, Unbalance, Temperature, Manual operating mechanism with mechanical closing, without Spring charging motor, Ready-to-close signal. switch, Auxiliary switches 2NO+2NC, without Closing coil (CC), manual operating mechanism with mechanical closing, without Remote trip alarm reset coil (RR), without 2nd shunt trip, without 1st Shunt trip | 414700 | 1 | Z\ | 1
3WA1232-6ME44-0AA0 |  | withdrawable circuit breaker, with guide frame, IEC 60947-2, size 2, 4-pole, N pole on left, In=3200 A up to 690 V AC 50/60 Hz, breaking capacity C Icu=130/100 kA at 500/690 V, tripping unit ETU600 LSI upgradeable, color display, Bluetooth, USB interface, basic protection LT, ST, INST, including protection of the N conductor (internal neutral point sensor available), trip alarm switch (1 x CO), connection at rear flange, guide frame with shutter, without position signaling switch with internal voltage tap on upper stab of circuit breaker, with voltage tap module VTM680 and power supply of ETU600, able to communication, integrated metering type PMF-2 Basic Power Monitoring, Voltage, Energy, Power, Power factor, Frequency, Unbalance, Temperature, Manual operating mechanism with mechanical closing, without Spring charging motor, Ready-to-close signal. switch, Auxiliary switches 2NO+2NC, without Closing coil (CC), manual operating mechanism with mechanical closing, without Remote trip alarm reset coil (RR), without 2nd shunt trip, without 1st Shunt trip | 414700 | 1 | Z\ | 1
3WA1232-6MF01-0AA0 |  | Fixed-mounted circuit breaker IEC 60947-2, frame size 2, 3-poles, In=3200A up to 690V AC 50/60Hz, breaking capacity C Icu=130/100kA at 500/690V, Trip unit ETU600 LSIG upgrade ready , colordisplay, bluetooth and USB interface, Protection LT, ST, INST, GFx, N-protection required an external N-sensor, incl. trip alarm switch (1xCO), rear connection vertical, with internal voltage tap on upper stab of circuit breaker, with voltage tap module VTM680 and power supply of ETU600, able to communication, integrated metering type PMF-2 Basic Power Monitoring, Voltage, Energy, Power, Power factor, Frequency, Unbalance, Temperature, Manual operating mechanism with mechanical closing, without Spring charging motor, Ready-to-close signal. switch, Auxiliary switches 2NO+2NC, without Closing coil (CC), manual operating mechanism with mechanical closing, without Remote trip alarm reset coil (RR), without 2nd shunt trip, without 1st Shunt trip | 256700 | 1 | Z\ | 1
3WA1232-6MF02-0AA0 |  | Fixed-mounted circuit breaker IEC 60947-2, frame size 2, 3-poles, In=3200A up to 690V AC 50/60Hz, breaking capacity C Icu=130/100kA at 500/690V, Trip unit ETU600 LSIG upgrade ready , colordisplay, bluetooth and USB interface, Protection LT, ST, INST, GFx, N-protection required an external N-sensor, incl. trip alarm switch (1xCO), rear connection horizontal, with internal voltage tap on upper stab of circuit breaker, with voltage tap module VTM680 and power supply of ETU600, able to communication, integrated metering type PMF-2 Basic Power Monitoring, Voltage, Energy, Power, Power factor, Frequency, Unbalance, Temperature, Manual operating mechanism with mechanical closing, without Spring charging motor, Ready-to-close signal. switch, Auxiliary switches 2NO+2NC, without Closing coil (CC), manual operating mechanism with mechanical closing, without Remote trip alarm reset coil (RR), without 2nd shunt trip, without 1st Shunt trip | 251700 | 1 | Z\ | 1
3WA1232-6MF11-0AA0 |  | Fixed-mounted circuit breaker IEC 60947-2, frame size 2, 4-poles, N-pole left, In=3200A up to 690V AC 50/60Hz, breaking capacity C Icu=130/100kA at 500/690V, Trip unit ETU600 LSIG upgrade ready , colordisplay, bluetooth and USB interface, Protection LT, ST, INST, GFx, include N-protection, (internal N-sensor available), incl. trip alarm switch (1xCO), rear connection vertical, with internal voltage tap on upper stab of circuit breaker, with voltage tap module VTM680 and power supply of ETU600, able to communication, integrated metering type PMF-2 Basic Power Monitoring, Voltage, Energy, Power, Power factor, Frequency, Unbalance, Temperature, Manual operating mechanism with mechanical closing, without Spring charging motor, Ready-to-close signal. switch, Auxiliary switches 2NO+2NC, without Closing coil (CC), manual operating mechanism with mechanical closing, without Remote trip alarm reset coil (RR), without 2nd shunt trip, without 1st Shunt trip | 330700 | 1 | Z\ | 1
3WA1232-6MF12-0AA0 |  | Fixed-mounted circuit breaker IEC 60947-2, frame size 2, 4-poles, N-pole left, In=3200A up to 690V AC 50/60Hz, breaking capacity C Icu=130/100kA at 500/690V, Trip unit ETU600 LSIG upgrade ready , colordisplay, bluetooth and USB interface, Protection LT, ST, INST, GFx, include N-protection, (internal N-sensor available), incl. trip alarm switch (1xCO), rear connection horizontal, with internal voltage tap on upper stab of circuit breaker, with voltage tap module VTM680 and power supply of ETU600, able to communication, integrated metering type PMF-2 Basic Power Monitoring, Voltage, Energy, Power, Power factor, Frequency, Unbalance, Temperature, Manual operating mechanism with mechanical closing, without Spring charging motor, Ready-to-close signal. switch, Auxiliary switches 2NO+2NC, without Closing coil (CC), manual operating mechanism with mechanical closing, without Remote trip alarm reset coil (RR), without 2nd shunt trip, without 1st Shunt trip | 323700 | 1 | Z\ | 1
3WA1232-6MF21-0AA0 |  | fixed-mounted circuit breaker, IEC 60947-2, size 2, 4-pole, N pole on right, In=3200 A up to 690 V AC 50/60 Hz, breaking capacity C Icu=130/100 kA at 500/690 V, tripping unit ETU600 LSIG upgradeable, color display, Bluetooth, USB interface, basic protection LT, ST, INST, GFx, including protection of the N conductor (internal neutral point sensor available), trip alarm switch (1 x CO), connection at rear vertical, with internal voltage tap on upper stab of circuit breaker, with voltage tap module VTM680 and power supply of ETU600, able to communication, integrated metering type PMF-2 Basic Power Monitoring, Voltage, Energy, Power, Power factor, Frequency, Unbalance, Temperature, Manual operating mechanism with mechanical closing, without Spring charging motor, Ready-to-close signal. switch, Auxiliary switches 2NO+2NC, without Closing coil (CC), manual operating mechanism with mechanical closing, without Remote trip alarm reset coil (RR), without 2nd shunt trip, without 1st Shunt trip | 330700 | 1 | Z\ | 1
3WA1232-6MF22-0AA0 |  | fixed-mounted circuit breaker, IEC 60947-2, size 2, 4-pole, N pole on right, In=3200 A up to 690 V AC 50/60 Hz, breaking capacity C Icu=130/100 kA at 500/690 V, tripping unit ETU600 LSIG upgradeable, color display, Bluetooth, USB interface, basic protection LT, ST, INST, GFx, including protection of the N conductor (internal neutral point sensor available), trip alarm switch (1 x CO), connection at rear horizontal with internal voltage tap on upper stab of circuit breaker, with voltage tap module VTM680 and power supply of ETU600, able to communication, integrated metering type PMF-2 Basic Power Monitoring, Voltage, Energy, Power, Power factor, Frequency, Unbalance, Temperature, Manual operating mechanism with mechanical closing, without Spring charging motor, Ready-to-close signal. switch, Auxiliary switches 2NO+2NC, without Closing coil (CC), manual operating mechanism with mechanical closing, without Remote trip alarm reset coil (RR), without 2nd shunt trip, without 1st Shunt trip | 323700 | 1 | Z\ | 1
3WA1232-6MF31-0AA0 |  | Withdrawable circuit breaker with guide frame, IEC 60947-2, frame size 2, 3-poles, In=3200A up to 690V AC 50/60Hz, breaking capacity C Icu=130/100kA at 500/690V, Trip unit ETU600 LSIG upgrade ready , colordisplay, bluetooth and USB interface, Protection LT, ST, INST, GFx, N-protection required an external N-sensor, incl. trip alarm switch (1xCO), rear connection vertical, guide frame with shutter and w/o position signalling switch, with internal voltage tap on upper stab of circuit breaker, with voltage tap module VTM680 and power supply of ETU600, able to communication, integrated metering type PMF-2 Basic Power Monitoring, Voltage, Energy, Power, Power factor, Frequency, Unbalance, Temperature, Manual operating mechanism with mechanical closing, without Spring charging motor, Ready-to-close signal. switch, Auxiliary switches 2NO+2NC, without Closing coil (CC), manual operating mechanism with mechanical closing, without Remote trip alarm reset coil (RR), without 2nd shunt trip, without 1st Shunt trip | 333700 | 1 | Z\ | 1
3WA1232-6MF32-0AA0 |  | Withdrawable circuit breaker with guide frame, IEC 60947-2, frame size 2, 3-poles, In=3200A up to 690V AC 50/60Hz, breaking capacity C Icu=130/100kA at 500/690V, Trip unit ETU600 LSIG upgrade ready , colordisplay, bluetooth and USB interface, Protection LT, ST, INST, GFx, N-protection required an external N-sensor, incl. trip alarm switch (1xCO), rear connection horizontal, guide frame with shutter and w/o position signalling switch, with internal voltage tap on upper stab of circuit breaker, with voltage tap module VTM680 and power supply of ETU600, able to communication, integrated metering type PMF-2 Basic Power Monitoring, Voltage, Energy, Power, Power factor, Frequency, Unbalance, Temperature, Manual operating mechanism with mechanical closing, without Spring charging motor, Ready-to-close signal. switch, Auxiliary switches 2NO+2NC, without Closing coil (CC), manual operating mechanism with mechanical closing, without Remote trip alarm reset coil (RR), without 2nd shunt trip, without 1st Shunt trip | 328700 | 1 | Z\ | 1
3WA1232-6MF34-0AA0 |  | withdrawable circuit breaker, with guide frame, IEC 60947-2, size 2, 3-pole, In=3200 A up to 690 V AC 50/60 Hz, breaking capacity C Icu=130/100 kA at 500/690 V, tripping unit ETU600 LSIG upgradeable, color display, Bluetooth, USB interface, basic protection LT, ST, INST, GFx, neutral conductor protection requires an external neutral point current sensor, trip alarm switch (1 x CO), connection at rear flange, guide frame with shutter, without position signaling switch, with internal voltage tap on upper stab of circuit breaker, with voltage tap module VTM680 and power supply of ETU600, able to communication, integrated metering type PMF-2 Basic Power Monitoring, Voltage, Energy, Power, Power factor, Frequency, Unbalance, Temperature, Manual operating mechanism with mechanical closing, without Spring charging motor, Ready-to-close signal. switch, Auxiliary switches 2NO+2NC, without Closing coil (CC), manual operating mechanism with mechanical closing, without Remote trip alarm reset coil (RR), without 2nd shunt trip, without 1st Shunt trip | 328700 | 1 | Z\ | 1
3WA1232-6MF41-0AA0 |  | Withdrawable circuit breaker with guide frame, IEC 60947-2, frame size 2, 4-poles, N-pole left, In=3200A up to 690V AC 50/60Hz, breaking capacity C Icu=130/100kA at 500/690V, Trip unit ETU600 LSIG upgrade ready , colordisplay, bluetooth and USB interface, Protection LT, ST, INST, GFx, include N-protection, (internal N-sensor available), incl. trip alarm switch (1xCO), rear connection vertical, guide frame with shutter and w/o position signalling switch, with internal voltage tap on upper stab of circuit breaker, with voltage tap module VTM680 and power supply of ETU600, able to communication, integrated metering type PMF-2 Basic Power Monitoring, Voltage, Energy, Power, Power factor, Frequency, Unbalance, Temperature, Manual operating mechanism with mechanical closing, without Spring charging motor, Ready-to-close signal. switch, Auxiliary switches 2NO+2NC, without Closing coil (CC), manual operating mechanism with mechanical closing, without Remote trip alarm reset coil (RR), without 2nd shunt trip, without 1st Shunt trip | 431700 | 1 | Z\ | 1
3WA1232-6MF42-0AA0 |  | Withdrawable circuit breaker with guide frame, IEC 60947-2, frame size 2, 4-poles, N-pole left, In=3200A up to 690V AC 50/60Hz, breaking capacity C Icu=130/100kA at 500/690V, Trip unit ETU600 LSIG upgrade ready , colordisplay, bluetooth and USB interface, Protection LT, ST, INST, GFx, include N-protection, (internal N-sensor available), incl. trip alarm switch (1xCO), rear connection horizontal, guide frame with shutter and w/o position signalling switch, with internal voltage tap on upper stab of circuit breaker, with voltage tap module VTM680 and power supply of ETU600, able to communication, integrated metering type PMF-2 Basic Power Monitoring, Voltage, Energy, Power, Power factor, Frequency, Unbalance, Temperature, Manual operating mechanism with mechanical closing, without Spring charging motor, Ready-to-close signal. switch, Auxiliary switches 2NO+2NC, without Closing coil (CC), manual operating mechanism with mechanical closing, without Remote trip alarm reset coil (RR), without 2nd shunt trip, without 1st Shunt trip | 425700 | 1 | Z\ | 1
3WA1232-6MF44-0AA0 |  | withdrawable circuit breaker, with guide frame, IEC 60947-2, size 2, 4-pole, N pole on left, In=3200 A up to 690 V AC 50/60 Hz, breaking capacity C Icu=130/100 kA at 500/690 V, tripping unit ETU600 LSIG upgradeable, color display, Bluetooth, USB interface, basic protection LT, ST, INST, GFx, including protection of the N conductor (internal neutral point sensor available), trip alarm switch (1 x CO), connection at rear flange, guide frame with shutter, without position signaling switch, with internal voltage tap on upper stab of circuit breaker, with voltage tap module VTM680 and power supply of ETU600, able to communication, integrated metering type PMF-2 Basic Power Monitoring, Voltage, Energy, Power, Power factor, Frequency, Unbalance, Temperature, Manual operating mechanism with mechanical closing, without Spring charging motor, Ready-to-close signal. switch, Auxiliary switches 2NO+2NC, without Closing coil (CC), manual operating mechanism with mechanical closing, without Remote trip alarm reset coil (RR), without 2nd shunt trip, without 1st Shunt trip | 425700 | 1 | Z\ | 1
3WA1232-6MG01-0AA0 |  | Fixed-mounted circuit breaker IEC 60947-2, frame size 2, 3-poles, In=3200A up to 690V AC 50/60Hz, breaking capacity C Icu=130/100kA at 500/690V, Trip unit ETU600 LSIG Hi-Z upgrade ready , colordisplay, bluetooth and USB interface, Protection LT, ST, INST, GFx, with GF highimpedance-input N-protection required an external N-sensor, incl. trip alarm switch (1xCO), rear connection vertical, with internal voltage tap on upper stab of circuit breaker, with voltage tap module VTM680 and power supply of ETU600, able to communication, integrated metering type PMF-2 Basic Power Monitoring, Voltage, Energy, Power, Power factor, Frequency, Unbalance, Temperature, Manual operating mechanism with mechanical closing, without Spring charging motor, Ready-to-close signal. switch, Auxiliary switches 2NO+2NC, without Closing coil (CC), manual operating mechanism with mechanical closing, without Remote trip alarm reset coil (RR), without 2nd shunt trip, without 1st Shunt trip | 278700 | 1 | Z\ | 1
3WA1232-6MG02-0AA0 |  | Fixed-mounted circuit breaker IEC 60947-2, frame size 2, 3-poles, In=3200A up to 690V AC 50/60Hz, breaking capacity C Icu=130/100kA at 500/690V, Trip unit ETU600 LSIG Hi-Z upgrade ready , colordisplay, bluetooth and USB interface, Protection LT, ST, INST, GFx, with GF highimpedance-input N-protection required an external N-sensor, incl. trip alarm switch (1xCO), rear connection horizontal, with internal voltage tap on upper stab of circuit breaker, with voltage tap module VTM680 and power supply of ETU600, able to communication, integrated metering type PMF-2 Basic Power Monitoring, Voltage, Energy, Power, Power factor, Frequency, Unbalance, Temperature, Manual operating mechanism with mechanical closing, without Spring charging motor, Ready-to-close signal. switch, Auxiliary switches 2NO+2NC, without Closing coil (CC), manual operating mechanism with mechanical closing, without Remote trip alarm reset coil (RR), without 2nd shunt trip, without 1st Shunt trip | 272700 | 1 | Z\ | 1
3WA1232-6MG11-0AA0 |  | Fixed-mounted circuit breaker IEC 60947-2, frame size 2, 4-poles, N-pole left, In=3200A up to 690V AC 50/60Hz, breaking capacity C Icu=130/100kA at 500/690V, Trip unit ETU600 LSIG Hi-Z upgrade ready , colordisplay, bluetooth and USB interface, Protection LT, ST, INST, GFx, with GF highimpedance-input include N-protection, (internal N-sensor available), incl. trip alarm switch (1xCO), rear connection vertical, with internal voltage tap on upper stab of circuit breaker, with voltage tap module VTM680 and power supply of ETU600, able to communication, integrated metering type PMF-2 Basic Power Monitoring, Voltage, Energy, Power, Power factor, Frequency, Unbalance, Temperature, Manual operating mechanism with mechanical closing, without Spring charging motor, Ready-to-close signal. switch, Auxiliary switches 2NO+2NC, without Closing coil (CC), manual operating mechanism with mechanical closing, without Remote trip alarm reset coil (RR), without 2nd shunt trip, without 1st Shunt trip | 351700 | 1 | Z\ | 1
3WA1232-6MG12-0AA0 |  | Fixed-mounted circuit breaker IEC 60947-2, frame size 2, 4-poles, N-pole left, In=3200A up to 690V AC 50/60Hz, breaking capacity C Icu=130/100kA at 500/690V, Trip unit ETU600 LSIG Hi-Z upgrade ready , colordisplay, bluetooth and USB interface, Protection LT, ST, INST, GFx, with GF highimpedance-input include N-protection, (internal N-sensor available), incl. trip alarm switch (1xCO), rear connection horizontal, with internal voltage tap on upper stab of circuit breaker, with voltage tap module VTM680 and power supply of ETU600, able to communication, integrated metering type PMF-2 Basic Power Monitoring, Voltage, Energy, Power, Power factor, Frequency, Unbalance, Temperature, Manual operating mechanism with mechanical closing, without Spring charging motor, Ready-to-close signal. switch, Auxiliary switches 2NO+2NC, without Closing coil (CC), manual operating mechanism with mechanical closing, without Remote trip alarm reset coil (RR), without 2nd shunt trip, without 1st Shunt trip | 344700 | 1 | Z\ | 1
3WA1232-6MG21-0AA0 |  | fixed-mounted circuit breaker, IEC 60947-2, size 2, 4-pole, N pole on right, In=3200 A up to 690 V AC 50/60 Hz, breaking capacity C Icu=130/100 kA at 500/690 V, tripping unit ETU600 LSIG Hi-Z upgradeable, color display, Bluetooth, USB interface, basic protection LT, ST, INST, GFx, with GF high-impedance input, including protection of the N conductor (internal neutral point sensor available), trip alarm switch (1 x CO), connection at rear vertical, with internal voltage tap on upper stab of circuit breaker, with voltage tap module VTM680 and power supply of ETU600, able to communication, integrated metering type PMF-2 Basic Power Monitoring, Voltage, Energy, Power, Power factor, Frequency, Unbalance, Temperature, Manual operating mechanism with mechanical closing, without Spring charging motor, Ready-to-close signal. switch, Auxiliary switches 2NO+2NC, without Closing coil (CC), manual operating mechanism with mechanical closing, without Remote trip alarm reset coil (RR), without 2nd shunt trip, without 1st Shunt trip | 351700 | 1 | Z\ | 1
3WA1232-6MG22-0AA0 |  | fixed-mounted circuit breaker, IEC 60947-2, size 2, 4-pole, N pole on right, In=3200 A up to 690 V AC 50/60 Hz, breaking capacity C Icu=130/100 kA at 500/690 V, tripping unit ETU600 LSIG Hi-Z upgradeable, color display, Bluetooth, USB interface, basic protection LT, ST, INST, GFx, with GF high-impedance input, including protection of the N conductor (internal neutral point sensor available), trip alarm switch (1 x CO), connection at rear horizontal with internal voltage tap on upper stab of circuit breaker, with voltage tap module VTM680 and power supply of ETU600, able to communication, integrated metering type PMF-2 Basic Power Monitoring, Voltage, Energy, Power, Power factor, Frequency, Unbalance, Temperature, Manual operating mechanism with mechanical closing, without Spring charging motor, Ready-to-close signal. switch, Auxiliary switches 2NO+2NC, without Closing coil (CC), manual operating mechanism with mechanical closing, without Remote trip alarm reset coil (RR), without 2nd shunt trip, without 1st Shunt trip | 344700 | 1 | Z\ | 1
3WA1232-6MG31-0AA0 |  | Withdrawable circuit breaker with guide frame, IEC 60947-2, frame size 2, 3-poles, In=3200A up to 690V AC 50/60Hz, breaking capacity C Icu=130/100kA at 500/690V, Trip unit ETU600 LSIG Hi-Z upgrade ready , colordisplay, bluetooth and USB interface, Protection LT, ST, INST, GFx, with GF highimpedance-input N-protection required an external N-sensor, incl. trip alarm switch (1xCO), rear connection vertical, guide frame with shutter and w/o position signalling switch, with internal voltage tap on upper stab of circuit breaker, with voltage tap module VTM680 and power supply of ETU600, able to communication, integrated metering type PMF-2 Basic Power Monitoring, Voltage, Energy, Power, Power factor, Frequency, Unbalance, Temperature, Manual operating mechanism with mechanical closing, without Spring charging motor, Ready-to-close signal. switch, Auxiliary switches 2NO+2NC, without Closing coil (CC), manual operating mechanism with mechanical closing, without Remote trip alarm reset coil (RR), without 2nd shunt trip, without 1st Shunt trip | 355700 | 1 | Z\ | 1
3WA1232-6MG32-0AA0 |  | Withdrawable circuit breaker with guide frame, IEC 60947-2, frame size 2, 3-poles, In=3200A up to 690V AC 50/60Hz, breaking capacity C Icu=130/100kA at 500/690V, Trip unit ETU600 LSIG Hi-Z upgrade ready , colordisplay, bluetooth and USB interface, Protection LT, ST, INST, GFx, with GF highimpedance-input N-protection required an external N-sensor, incl. trip alarm switch (1xCO), rear connection horizontal, guide frame with shutter and w/o position signalling switch, with internal voltage tap on upper stab of circuit breaker, with voltage tap module VTM680 and power supply of ETU600, able to communication, integrated metering type PMF-2 Basic Power Monitoring, Voltage, Energy, Power, Power factor, Frequency, Unbalance, Temperature, Manual operating mechanism with mechanical closing, without Spring charging motor, Ready-to-close signal. switch, Auxiliary switches 2NO+2NC, without Closing coil (CC), manual operating mechanism with mechanical closing, without Remote trip alarm reset coil (RR), without 2nd shunt trip, without 1st Shunt trip | 350700 | 1 | Z\ | 1
3WA1232-6MG34-0AA0 |  | withdrawable circuit breaker, with guide frame, IEC 60947-2, size 2, 3-pole, In=3200 A up to 690 V AC 50/60 Hz, breaking capacity C Icu=130/100 kA at 500/690 V, tripping unit ETU600 LSIG Hi-Z upgradeable, color display, Bluetooth, USB interface, basic protection LT, ST, INST, GFx, with GF high-impedance input, neutral conductor protection requires an external neutral point current sensor, trip alarm switch (1 x CO), connection at rear flange, guide frame with shutter, without position signaling switch, with internal voltage tap on upper stab of circuit breaker, with voltage tap module VTM680 and power supply of ETU600, able to communication, integrated metering type PMF-2 Basic Power Monitoring, Voltage, Energy, Power, Power factor, Frequency, Unbalance, Temperature, Manual operating mechanism with mechanical closing, without Spring charging motor, Ready-to-close signal. switch, Auxiliary switches 2NO+2NC, without Closing coil (CC), manual operating mechanism with mechanical closing, without Remote trip alarm reset coil (RR), without 2nd shunt trip, without 1st Shunt trip | 350700 | 1 | Z\ | 1
3WA1232-6MG41-0AA0 |  | Withdrawable circuit breaker with guide frame, IEC 60947-2, frame size 2, 4-poles, N-pole left, In=3200A up to 690V AC 50/60Hz, breaking capacity C Icu=130/100kA at 500/690V, Trip unit ETU600 LSIG Hi-Z upgrade ready , colordisplay, bluetooth and USB interface, Protection LT, ST, INST, GFx, with GF highimpedance-input include N-protection, (internal N-sensor available), incl. trip alarm switch (1xCO), rear connection vertical, guide frame with shutter and w/o position signalling switch, with internal voltage tap on upper stab of circuit breaker, with voltage tap module VTM680 and power supply of ETU600, able to communication, integrated metering type PMF-2 Basic Power Monitoring, Voltage, Energy, Power, Power factor, Frequency, Unbalance, Temperature, Manual operating mechanism with mechanical closing, without Spring charging motor, Ready-to-close signal. switch, Auxiliary switches 2NO+2NC, without Closing coil (CC), manual operating mechanism with mechanical closing, without Remote trip alarm reset coil (RR), without 2nd shunt trip, without 1st Shunt trip | 453700 | 1 | Z\ | 1
3WA1232-6MG42-0AA0 |  | Withdrawable circuit breaker with guide frame, IEC 60947-2, frame size 2, 4-poles, N-pole left, In=3200A up to 690V AC 50/60Hz, breaking capacity C Icu=130/100kA at 500/690V, Trip unit ETU600 LSIG Hi-Z upgrade ready , colordisplay, bluetooth and USB interface, Protection LT, ST, INST, GFx, with GF highimpedance-input include N-protection, (internal N-sensor available), incl. trip alarm switch (1xCO), rear connection horizontal, guide frame with shutter and w/o position signalling switch, with internal voltage tap on upper stab of circuit breaker, with voltage tap module VTM680 and power supply of ETU600, able to communication, integrated metering type PMF-2 Basic Power Monitoring, Voltage, Energy, Power, Power factor, Frequency, Unbalance, Temperature, Manual operating mechanism with mechanical closing, without Spring charging motor, Ready-to-close signal. switch, Auxiliary switches 2NO+2NC, without Closing coil (CC), manual operating mechanism with mechanical closing, without Remote trip alarm reset coil (RR), without 2nd shunt trip, without 1st Shunt trip | 446700 | 1 | Z\ | 1
3WA1232-6MG44-0AA0 |  | withdrawable circuit breaker, with guide frame, IEC 60947-2, size 2, 4-pole, N pole on left, In=3200 A up to 690 V AC 50/60 Hz, breaking capacity C Icu=130/100 kA at 500/690 V, tripping unit ETU600 LSIG Hi-Z upgradeable, color display, Bluetooth, USB interface, basic protection LT, ST, INST, GFx, with GF high-impedance input, including protection of the N conductor (internal neutral point sensor available), trip alarm switch (1 x CO), connection at rear flange, guide frame with shutter, without position signaling switch, with internal voltage tap on upper stab of circuit breaker, with voltage tap module VTM680 and power supply of ETU600, able to communication, integrated metering type PMF-2 Basic Power Monitoring, Voltage, Energy, Power, Power factor, Frequency, Unbalance, Temperature, Manual operating mechanism with mechanical closing, without Spring charging motor, Ready-to-close signal. switch, Auxiliary switches 2NO+2NC, without Closing coil (CC), manual operating mechanism with mechanical closing, without Remote trip alarm reset coil (RR), without 2nd shunt trip, without 1st Shunt trip | 446700 | 1 | Z\ | 1
3WA1232-6NE01-0AA0 |  | Fixed-mounted circuit breaker IEC 60947-2, frame size 2, 3-poles, In=3200A up to 690V AC 50/60Hz, breaking capacity C Icu=130/100kA at 500/690V, Trip unit ETU600 LSI upgrade ready , colordisplay, bluetooth and USB interface, Protection LT, ST, INST, N-protection required an external N-sensor, incl. trip alarm switch (1xCO), rear connection vertical, with internal voltage tap on upper stab of circuit breaker, with voltage tap module VTM680 and power supply of ETU600, able to communication, integrated metering type PMF-3 Advanced Power Monitor., Voltage, Energy, Power, Power factor, Frequency, Unbalance, Temperature, Power quality, Manual operating mechanism with mechanical closing, without Spring charging motor, Ready-to-close signal. switch, Auxiliary switches 2NO+2NC, without Closing coil (CC), manual operating mechanism with mechanical closing, without Remote trip alarm reset coil (RR), without 2nd shunt trip, without 1st Shunt trip | 253100 | 1 | Z\ | 1
3WA1232-6NE02-0AA0 |  | Fixed-mounted circuit breaker IEC 60947-2, frame size 2, 3-poles, In=3200A up to 690V AC 50/60Hz, breaking capacity C Icu=130/100kA at 500/690V, Trip unit ETU600 LSI upgrade ready , colordisplay, bluetooth and USB interface, Protection LT, ST, INST, N-protection required an external N-sensor, incl. trip alarm switch (1xCO), rear connection horizontal, with internal voltage tap on upper stab of circuit breaker, with voltage tap module VTM680 and power supply of ETU600, able to communication, integrated metering type PMF-3 Advanced Power Monitor., Voltage, Energy, Power, Power factor, Frequency, Unbalance, Temperature, Power quality, Manual operating mechanism with mechanical closing, without Spring charging motor, Ready-to-close signal. switch, Auxiliary switches 2NO+2NC, without Closing coil (CC), manual operating mechanism with mechanical closing, without Remote trip alarm reset coil (RR), without 2nd shunt trip, without 1st Shunt trip | 248100 | 1 | Z\ | 1
3WA1232-6NE11-0AA0 |  | Fixed-mounted circuit breaker IEC 60947-2, frame size 2, 4-poles, N-pole left, In=3200A up to 690V AC 50/60Hz, breaking capacity C Icu=130/100kA at 500/690V, Trip unit ETU600 LSI upgrade ready , colordisplay, bluetooth and USB interface, Protection LT, ST, INST, include N-protection, (internal N-sensor available), incl. trip alarm switch (1xCO), rear connection vertical, with internal voltage tap on upper stab of circuit breaker, with voltage tap module VTM680 and power supply of ETU600, able to communication, integrated metering type PMF-3 Advanced Power Monitor., Voltage, Energy, Power, Power factor, Frequency, Unbalance, Temperature, Power quality, Manual operating mechanism with mechanical closing, without Spring charging motor, Ready-to-close signal. switch, Auxiliary switches 2NO+2NC, without Closing coil (CC), manual operating mechanism with mechanical closing, without Remote trip alarm reset coil (RR), without 2nd shunt trip, without 1st Shunt trip | 326100 | 1 | Z\ | 1
3WA1232-6NE12-0AA0 |  | Fixed-mounted circuit breaker IEC 60947-2, frame size 2, 4-poles, N-pole left, In=3200A up to 690V AC 50/60Hz, breaking capacity C Icu=130/100kA at 500/690V, Trip unit ETU600 LSI upgrade ready , colordisplay, bluetooth and USB interface, Protection LT, ST, INST, include N-protection, (internal N-sensor available), incl. trip alarm switch (1xCO), rear connection horizontal, with internal voltage tap on upper stab of circuit breaker, with voltage tap module VTM680 and power supply of ETU600, able to communication, integrated metering type PMF-3 Advanced Power Monitor., Voltage, Energy, Power, Power factor, Frequency, Unbalance, Temperature, Power quality, Manual operating mechanism with mechanical closing, without Spring charging motor, Ready-to-close signal. switch, Auxiliary switches 2NO+2NC, without Closing coil (CC), manual operating mechanism with mechanical closing, without Remote trip alarm reset coil (RR), without 2nd shunt trip, without 1st Shunt trip | 319100 | 1 | Z\ | 1
3WA1232-6NE21-0AA0 |  | fixed-mounted circuit breaker, IEC 60947-2, size 2, 4-pole, N pole on right, In=3200 A up to 690 V AC 50/60 Hz, breaking capacity C Icu=130/100 kA at 500/690 V, tripping unit ETU600 LSI upgradeable, color display, Bluetooth, USB interface, basic protection LT, ST, INST, including protection of the N conductor (internal neutral point sensor available), trip alarm switch (1 x CO), connection at rear vertical, with internal voltage tap on upper stab of circuit breaker, with voltage tap module VTM680 and power supply of ETU600, able to communication, integrated metering type PMF-3 Advanced Power Monitor., Voltage, Energy, Power, Power factor, Frequency, Unbalance, Temperature, Power quality, Manual operating mechanism with mechanical closing, without Spring charging motor, Ready-to-close signal. switch, Auxiliary switches 2NO+2NC, without Closing coil (CC), manual operating mechanism with mechanical closing, without Remote trip alarm reset coil (RR), without 2nd shunt trip, without 1st Shunt trip | 326100 | 1 | Z\ | 1
3WA1232-6NE22-0AA0 |  | fixed-mounted circuit breaker, IEC 60947-2, size 2, 4-pole, N pole on right, In=3200 A up to 690 V AC 50/60 Hz, breaking capacity C Icu=130/100 kA at 500/690 V, tripping unit ETU600 LSI upgradeable, color display, Bluetooth, USB interface, basic protection LT, ST, INST, including protection of the N conductor (internal neutral point sensor available), trip alarm switch (1 x CO), connection at rear horizontal with internal voltage tap on upper stab of circuit breaker, with voltage tap module VTM680 and power supply of ETU600, able to communication, integrated metering type PMF-3 Advanced Power Monitor., Voltage, Energy, Power, Power factor, Frequency, Unbalance, Temperature, Power quality, Manual operating mechanism with mechanical closing, without Spring charging motor, Ready-to-close signal. switch, Auxiliary switches 2NO+2NC, without Closing coil (CC), manual operating mechanism with mechanical closing, without Remote trip alarm reset coil (RR), without 2nd shunt trip, without 1st Shunt trip | 319100 | 1 | Z\ | 1
3WA1232-6NE31-0AA0 |  | Withdrawable circuit breaker with guide frame, IEC 60947-2, frame size 2, 3-poles, In=3200A up to 690V AC 50/60Hz, breaking capacity C Icu=130/100kA at 500/690V, Trip unit ETU600 LSI upgrade ready , colordisplay, bluetooth and USB interface, Protection LT, ST, INST, N-protection required an external N-sensor, incl. trip alarm switch (1xCO), rear connection vertical, guide frame with shutter and w/o position signalling switch, with internal voltage tap on upper stab of circuit breaker, with voltage tap module VTM680 and power supply of ETU600, able to communication, integrated metering type PMF-3 Advanced Power Monitor., Voltage, Energy, Power, Power factor, Frequency, Unbalance, Temperature, Power quality, Manual operating mechanism with mechanical closing, without Spring charging motor, Ready-to-close signal. switch, Auxiliary switches 2NO+2NC, without Closing coil (CC), manual operating mechanism with mechanical closing, without Remote trip alarm reset coil (RR), without 2nd shunt trip, without 1st Shunt trip | 330100 | 1 | Z\ | 1
3WA1232-6NE32-0AA0 |  | Withdrawable circuit breaker with guide frame, IEC 60947-2, frame size 2, 3-poles, In=3200A up to 690V AC 50/60Hz, breaking capacity C Icu=130/100kA at 500/690V, Trip unit ETU600 LSI upgrade ready , colordisplay, bluetooth and USB interface, Protection LT, ST, INST, N-protection required an external N-sensor, incl. trip alarm switch (1xCO), rear connection horizontal, guide frame with shutter and w/o position signalling switch, with internal voltage tap on upper stab of circuit breaker, with voltage tap module VTM680 and power supply of ETU600, able to communication, integrated metering type PMF-3 Advanced Power Monitor., Voltage, Energy, Power, Power factor, Frequency, Unbalance, Temperature, Power quality, Manual operating mechanism with mechanical closing, without Spring charging motor, Ready-to-close signal. switch, Auxiliary switches 2NO+2NC, without Closing coil (CC), manual operating mechanism with mechanical closing, without Remote trip alarm reset coil (RR), without 2nd shunt trip, without 1st Shunt trip | 325100 | 1 | Z\ | 1
3WA1232-6NE34-0AA0 |  | withdrawable circuit breaker, with guide frame, IEC 60947-2, size 2, 3-pole, In=3200 A up to 690 V AC 50/60 Hz, breaking capacity C Icu=130/100 kA at 500/690 V, tripping unit ETU600 LSI upgradeable, color display, Bluetooth, USB interface, basic protection LT, ST, INST, neutral conductor protection requires an external neutral point current sensor, trip alarm switch (1 x CO), connection at rear flange, guide frame with shutter, without position signaling switch with internal voltage tap on upper stab of circuit breaker, with voltage tap module VTM680 and power supply of ETU600, able to communication, integrated metering type PMF-3 Advanced Power Monitor., Voltage, Energy, Power, Power factor, Frequency, Unbalance, Temperature, Power quality, Manual operating mechanism with mechanical closing, without Spring charging motor, Ready-to-close signal. switch, Auxiliary switches 2NO+2NC, without Closing coil (CC), manual operating mechanism with mechanical closing, without Remote trip alarm reset coil (RR), without 2nd shunt trip, without 1st Shunt trip | 325100 | 1 | Z\ | 1
3WA1232-6NE41-0AA0 |  | Withdrawable circuit breaker with guide frame, IEC 60947-2, frame size 2, 4-poles, N-pole left, In=3200A up to 690V AC 50/60Hz, breaking capacity C Icu=130/100kA at 500/690V, Trip unit ETU600 LSI upgrade ready , colordisplay, bluetooth and USB interface, Protection LT, ST, INST, include N-protection, (internal N-sensor available), incl. trip alarm switch (1xCO), rear connection vertical, guide frame with shutter and w/o position signalling switch, with internal voltage tap on upper stab of circuit breaker, with voltage tap module VTM680 and power supply of ETU600, able to communication, integrated metering type PMF-3 Advanced Power Monitor., Voltage, Energy, Power, Power factor, Frequency, Unbalance, Temperature, Power quality, Manual operating mechanism with mechanical closing, without Spring charging motor, Ready-to-close signal. switch, Auxiliary switches 2NO+2NC, without Closing coil (CC), manual operating mechanism with mechanical closing, without Remote trip alarm reset coil (RR), without 2nd shunt trip, without 1st Shunt trip | 428100 | 1 | Z\ | 1
3WA1232-6NE42-0AA0 |  | Withdrawable circuit breaker with guide frame, IEC 60947-2, frame size 2, 4-poles, N-pole left, In=3200A up to 690V AC 50/60Hz, breaking capacity C Icu=130/100kA at 500/690V, Trip unit ETU600 LSI upgrade ready , colordisplay, bluetooth and USB interface, Protection LT, ST, INST, include N-protection, (internal N-sensor available), incl. trip alarm switch (1xCO), rear connection horizontal, guide frame with shutter and w/o position signalling switch, with internal voltage tap on upper stab of circuit breaker, with voltage tap module VTM680 and power supply of ETU600, able to communication, integrated metering type PMF-3 Advanced Power Monitor., Voltage, Energy, Power, Power factor, Frequency, Unbalance, Temperature, Power quality, Manual operating mechanism with mechanical closing, without Spring charging motor, Ready-to-close signal. switch, Auxiliary switches 2NO+2NC, without Closing coil (CC), manual operating mechanism with mechanical closing, without Remote trip alarm reset coil (RR), without 2nd shunt trip, without 1st Shunt trip | 421100 | 1 | Z\ | 1
3WA1232-6NE44-0AA0 |  | withdrawable circuit breaker, with guide frame, IEC 60947-2, size 2, 4-pole, N pole on left, In=3200 A up to 690 V AC 50/60 Hz, breaking capacity C Icu=130/100 kA at 500/690 V, tripping unit ETU600 LSI upgradeable, color display, Bluetooth, USB interface, basic protection LT, ST, INST, including protection of the N conductor (internal neutral point sensor available), trip alarm switch (1 x CO), connection at rear flange, guide frame with shutter, without position signaling switch with internal voltage tap on upper stab of circuit breaker, with voltage tap module VTM680 and power supply of ETU600, able to communication, integrated metering type PMF-3 Advanced Power Monitor., Voltage, Energy, Power, Power factor, Frequency, Unbalance, Temperature, Power quality, Manual operating mechanism with mechanical closing, without Spring charging motor, Ready-to-close signal. switch, Auxiliary switches 2NO+2NC, without Closing coil (CC), manual operating mechanism with mechanical closing, without Remote trip alarm reset coil (RR), without 2nd shunt trip, without 1st Shunt trip | 421100 | 1 | Z\ | 1
3WA1232-6NF01-0AA0 |  | Fixed-mounted circuit breaker IEC 60947-2, frame size 2, 3-poles, In=3200A up to 690V AC 50/60Hz, breaking capacity C Icu=130/100kA at 500/690V, Trip unit ETU600 LSIG upgrade ready , colordisplay, bluetooth and USB interface, Protection LT, ST, INST, GFx, N-protection required an external N-sensor, incl. trip alarm switch (1xCO), rear connection vertical, with internal voltage tap on upper stab of circuit breaker, with voltage tap module VTM680 and power supply of ETU600, able to communication, integrated metering type PMF-3 Advanced Power Monitor., Voltage, Energy, Power, Power factor, Frequency, Unbalance, Temperature, Power quality, Manual operating mechanism with mechanical closing, without Spring charging motor, Ready-to-close signal. switch, Auxiliary switches 2NO+2NC, without Closing coil (CC), manual operating mechanism with mechanical closing, without Remote trip alarm reset coil (RR), without 2nd shunt trip, without 1st Shunt trip | 263100 | 1 | Z\ | 1
3WA1232-6NF02-0AA0 |  | Fixed-mounted circuit breaker IEC 60947-2, frame size 2, 3-poles, In=3200A up to 690V AC 50/60Hz, breaking capacity C Icu=130/100kA at 500/690V, Trip unit ETU600 LSIG upgrade ready , colordisplay, bluetooth and USB interface, Protection LT, ST, INST, GFx, N-protection required an external N-sensor, incl. trip alarm switch (1xCO), rear connection horizontal, with internal voltage tap on upper stab of circuit breaker, with voltage tap module VTM680 and power supply of ETU600, able to communication, integrated metering type PMF-3 Advanced Power Monitor., Voltage, Energy, Power, Power factor, Frequency, Unbalance, Temperature, Power quality, Manual operating mechanism with mechanical closing, without Spring charging motor, Ready-to-close signal. switch, Auxiliary switches 2NO+2NC, without Closing coil (CC), manual operating mechanism with mechanical closing, without Remote trip alarm reset coil (RR), without 2nd shunt trip, without 1st Shunt trip | 258100 | 1 | Z\ | 1
3WA1232-6NF11-0AA0 |  | Fixed-mounted circuit breaker IEC 60947-2, frame size 2, 4-poles, N-pole left, In=3200A up to 690V AC 50/60Hz, breaking capacity C Icu=130/100kA at 500/690V, Trip unit ETU600 LSIG upgrade ready , colordisplay, bluetooth and USB interface, Protection LT, ST, INST, GFx, include N-protection, (internal N-sensor available), incl. trip alarm switch (1xCO), rear connection vertical, with internal voltage tap on upper stab of circuit breaker, with voltage tap module VTM680 and power supply of ETU600, able to communication, integrated metering type PMF-3 Advanced Power Monitor., Voltage, Energy, Power, Power factor, Frequency, Unbalance, Temperature, Power quality, Manual operating mechanism with mechanical closing, without Spring charging motor, Ready-to-close signal. switch, Auxiliary switches 2NO+2NC, without Closing coil (CC), manual operating mechanism with mechanical closing, without Remote trip alarm reset coil (RR), without 2nd shunt trip, without 1st Shunt trip | 337100 | 1 | Z\ | 1
3WA1232-6NF12-0AA0 |  | Fixed-mounted circuit breaker IEC 60947-2, frame size 2, 4-poles, N-pole left, In=3200A up to 690V AC 50/60Hz, breaking capacity C Icu=130/100kA at 500/690V, Trip unit ETU600 LSIG upgrade ready , colordisplay, bluetooth and USB interface, Protection LT, ST, INST, GFx, include N-protection, (internal N-sensor available), incl. trip alarm switch (1xCO), rear connection horizontal, with internal voltage tap on upper stab of circuit breaker, with voltage tap module VTM680 and power supply of ETU600, able to communication, integrated metering type PMF-3 Advanced Power Monitor., Voltage, Energy, Power, Power factor, Frequency, Unbalance, Temperature, Power quality, Manual operating mechanism with mechanical closing, without Spring charging motor, Ready-to-close signal. switch, Auxiliary switches 2NO+2NC, without Closing coil (CC), manual operating mechanism with mechanical closing, without Remote trip alarm reset coil (RR), without 2nd shunt trip, without 1st Shunt trip | 330100 | 1 | Z\ | 1
3WA1232-6NF21-0AA0 |  | fixed-mounted circuit breaker, IEC 60947-2, size 2, 4-pole, N pole on right, In=3200 A up to 690 V AC 50/60 Hz, breaking capacity C Icu=130/100 kA at 500/690 V, tripping unit ETU600 LSIG upgradeable, color display, Bluetooth, USB interface, basic protection LT, ST, INST, GFx, including protection of the N conductor (internal neutral point sensor available), trip alarm switch (1 x CO), connection at rear vertical, with internal voltage tap on upper stab of circuit breaker, with voltage tap module VTM680 and power supply of ETU600, able to communication, integrated metering type PMF-3 Advanced Power Monitor., Voltage, Energy, Power, Power factor, Frequency, Unbalance, Temperature, Power quality, Manual operating mechanism with mechanical closing, without Spring charging motor, Ready-to-close signal. switch, Auxiliary switches 2NO+2NC, without Closing coil (CC), manual operating mechanism with mechanical closing, without Remote trip alarm reset coil (RR), without 2nd shunt trip, without 1st Shunt trip | 337100 | 1 | Z\ | 1
3WA1232-6NF22-0AA0 |  | fixed-mounted circuit breaker, IEC 60947-2, size 2, 4-pole, N pole on right, In=3200 A up to 690 V AC 50/60 Hz, breaking capacity C Icu=130/100 kA at 500/690 V, tripping unit ETU600 LSIG upgradeable, color display, Bluetooth, USB interface, basic protection LT, ST, INST, GFx, including protection of the N conductor (internal neutral point sensor available), trip alarm switch (1 x CO), connection at rear horizontal with internal voltage tap on upper stab of circuit breaker, with voltage tap module VTM680 and power supply of ETU600, able to communication, integrated metering type PMF-3 Advanced Power Monitor., Voltage, Energy, Power, Power factor, Frequency, Unbalance, Temperature, Power quality, Manual operating mechanism with mechanical closing, without Spring charging motor, Ready-to-close signal. switch, Auxiliary switches 2NO+2NC, without Closing coil (CC), manual operating mechanism with mechanical closing, without Remote trip alarm reset coil (RR), without 2nd shunt trip, without 1st Shunt trip | 330100 | 1 | Z\ | 1
3WA1232-6NF31-0AA0 |  | Withdrawable circuit breaker with guide frame, IEC 60947-2, frame size 2, 3-poles, In=3200A up to 690V AC 50/60Hz, breaking capacity C Icu=130/100kA at 500/690V, Trip unit ETU600 LSIG upgrade ready , colordisplay, bluetooth and USB interface, Protection LT, ST, INST, GFx, N-protection required an external N-sensor, incl. trip alarm switch (1xCO), rear connection vertical, guide frame with shutter and w/o position signalling switch, with internal voltage tap on upper stab of circuit breaker, with voltage tap module VTM680 and power supply of ETU600, able to communication, integrated metering type PMF-3 Advanced Power Monitor., Voltage, Energy, Power, Power factor, Frequency, Unbalance, Temperature, Power quality, Manual operating mechanism with mechanical closing, without Spring charging motor, Ready-to-close signal. switch, Auxiliary switches 2NO+2NC, without Closing coil (CC), manual operating mechanism with mechanical closing, without Remote trip alarm reset coil (RR), without 2nd shunt trip, without 1st Shunt trip | 340100 | 1 | Z\ | 1
3WA1232-6NF32-0AA0 |  | Withdrawable circuit breaker with guide frame, IEC 60947-2, frame size 2, 3-poles, In=3200A up to 690V AC 50/60Hz, breaking capacity C Icu=130/100kA at 500/690V, Trip unit ETU600 LSIG upgrade ready , colordisplay, bluetooth and USB interface, Protection LT, ST, INST, GFx, N-protection required an external N-sensor, incl. trip alarm switch (1xCO), rear connection horizontal, guide frame with shutter and w/o position signalling switch, with internal voltage tap on upper stab of circuit breaker, with voltage tap module VTM680 and power supply of ETU600, able to communication, integrated metering type PMF-3 Advanced Power Monitor., Voltage, Energy, Power, Power factor, Frequency, Unbalance, Temperature, Power quality, Manual operating mechanism with mechanical closing, without Spring charging motor, Ready-to-close signal. switch, Auxiliary switches 2NO+2NC, without Closing coil (CC), manual operating mechanism with mechanical closing, without Remote trip alarm reset coil (RR), without 2nd shunt trip, without 1st Shunt trip | 335100 | 1 | Z\ | 1
3WA1232-6NF34-0AA0 |  | withdrawable circuit breaker, with guide frame, IEC 60947-2, size 2, 3-pole, In=3200 A up to 690 V AC 50/60 Hz, breaking capacity C Icu=130/100 kA at 500/690 V, tripping unit ETU600 LSIG upgradeable, color display, Bluetooth, USB interface, basic protection LT, ST, INST, GFx, neutral conductor protection requires an external neutral point current sensor, trip alarm switch (1 x CO), connection at rear flange, guide frame with shutter, without position signaling switch, with internal voltage tap on upper stab of circuit breaker, with voltage tap module VTM680 and power supply of ETU600, able to communication, integrated metering type PMF-3 Advanced Power Monitor., Voltage, Energy, Power, Power factor, Frequency, Unbalance, Temperature, Power quality, Manual operating mechanism with mechanical closing, without Spring charging motor, Ready-to-close signal. switch, Auxiliary switches 2NO+2NC, without Closing coil (CC), manual operating mechanism with mechanical closing, without Remote trip alarm reset coil (RR), without 2nd shunt trip, without 1st Shunt trip | 335100 | 1 | Z\ | 1
3WA1232-6NF41-0AA0 |  | Withdrawable circuit breaker with guide frame, IEC 60947-2, frame size 2, 4-poles, N-pole left, In=3200A up to 690V AC 50/60Hz, breaking capacity C Icu=130/100kA at 500/690V, Trip unit ETU600 LSIG upgrade ready , colordisplay, bluetooth and USB interface, Protection LT, ST, INST, GFx, include N-protection, (internal N-sensor available), incl. trip alarm switch (1xCO), rear connection vertical, guide frame with shutter and w/o position signalling switch, with internal voltage tap on upper stab of circuit breaker, with voltage tap module VTM680 and power supply of ETU600, able to communication, integrated metering type PMF-3 Advanced Power Monitor., Voltage, Energy, Power, Power factor, Frequency, Unbalance, Temperature, Power quality, Manual operating mechanism with mechanical closing, without Spring charging motor, Ready-to-close signal. switch, Auxiliary switches 2NO+2NC, without Closing coil (CC), manual operating mechanism with mechanical closing, without Remote trip alarm reset coil (RR), without 2nd shunt trip, without 1st Shunt trip | 438100 | 1 | Z\ | 1
3WA1232-6NF42-0AA0 |  | Withdrawable circuit breaker with guide frame, IEC 60947-2, frame size 2, 4-poles, N-pole left, In=3200A up to 690V AC 50/60Hz, breaking capacity C Icu=130/100kA at 500/690V, Trip unit ETU600 LSIG upgrade ready , colordisplay, bluetooth and USB interface, Protection LT, ST, INST, GFx, include N-protection, (internal N-sensor available), incl. trip alarm switch (1xCO), rear connection horizontal, guide frame with shutter and w/o position signalling switch, with internal voltage tap on upper stab of circuit breaker, with voltage tap module VTM680 and power supply of ETU600, able to communication, integrated metering type PMF-3 Advanced Power Monitor., Voltage, Energy, Power, Power factor, Frequency, Unbalance, Temperature, Power quality, Manual operating mechanism with mechanical closing, without Spring charging motor, Ready-to-close signal. switch, Auxiliary switches 2NO+2NC, without Closing coil (CC), manual operating mechanism with mechanical closing, without Remote trip alarm reset coil (RR), without 2nd shunt trip, without 1st Shunt trip | 432100 | 1 | Z\ | 1
3WA1232-6NF44-0AA0 |  | withdrawable circuit breaker, with guide frame, IEC 60947-2, size 2, 4-pole, N pole on left, In=3200 A up to 690 V AC 50/60 Hz, breaking capacity C Icu=130/100 kA at 500/690 V, tripping unit ETU600 LSIG upgradeable, color display, Bluetooth, USB interface, basic protection LT, ST, INST, GFx, including protection of the N conductor (internal neutral point sensor available), trip alarm switch (1 x CO), connection at rear flange, guide frame with shutter, without position signaling switch, with internal voltage tap on upper stab of circuit breaker, with voltage tap module VTM680 and power supply of ETU600, able to communication, integrated metering type PMF-3 Advanced Power Monitor., Voltage, Energy, Power, Power factor, Frequency, Unbalance, Temperature, Power quality, Manual operating mechanism with mechanical closing, without Spring charging motor, Ready-to-close signal. switch, Auxiliary switches 2NO+2NC, without Closing coil (CC), manual operating mechanism with mechanical closing, without Remote trip alarm reset coil (RR), without 2nd shunt trip, without 1st Shunt trip | 432100 | 1 | Z\ | 1
3WA1232-6NG01-0AA0 |  | Fixed-mounted circuit breaker IEC 60947-2, frame size 2, 3-poles, In=3200A up to 690V AC 50/60Hz, breaking capacity C Icu=130/100kA at 500/690V, Trip unit ETU600 LSIG Hi-Z upgrade ready , colordisplay, bluetooth and USB interface, Protection LT, ST, INST, GFx, with GF highimpedance-input N-protection required an external N-sensor, incl. trip alarm switch (1xCO), rear connection vertical, with internal voltage tap on upper stab of circuit breaker, with voltage tap module VTM680 and power supply of ETU600, able to communication, integrated metering type PMF-3 Advanced Power Monitor., Voltage, Energy, Power, Power factor, Frequency, Unbalance, Temperature, Power quality, Manual operating mechanism with mechanical closing, without Spring charging motor, Ready-to-close signal. switch, Auxiliary switches 2NO+2NC, without Closing coil (CC), manual operating mechanism with mechanical closing, without Remote trip alarm reset coil (RR), without 2nd shunt trip, without 1st Shunt trip | 285100 | 1 | Z\ | 1
3WA1232-6NG02-0AA0 |  | Fixed-mounted circuit breaker IEC 60947-2, frame size 2, 3-poles, In=3200A up to 690V AC 50/60Hz, breaking capacity C Icu=130/100kA at 500/690V, Trip unit ETU600 LSIG Hi-Z upgrade ready , colordisplay, bluetooth and USB interface, Protection LT, ST, INST, GFx, with GF highimpedance-input N-protection required an external N-sensor, incl. trip alarm switch (1xCO), rear connection horizontal, with internal voltage tap on upper stab of circuit breaker, with voltage tap module VTM680 and power supply of ETU600, able to communication, integrated metering type PMF-3 Advanced Power Monitor., Voltage, Energy, Power, Power factor, Frequency, Unbalance, Temperature, Power quality, Manual operating mechanism with mechanical closing, without Spring charging motor, Ready-to-close signal. switch, Auxiliary switches 2NO+2NC, without Closing coil (CC), manual operating mechanism with mechanical closing, without Remote trip alarm reset coil (RR), without 2nd shunt trip, without 1st Shunt trip | 279100 | 1 | Z\ | 1
3WA1232-6NG11-0AA0 |  | Fixed-mounted circuit breaker IEC 60947-2, frame size 2, 4-poles, N-pole left, In=3200A up to 690V AC 50/60Hz, breaking capacity C Icu=130/100kA at 500/690V, Trip unit ETU600 LSIG Hi-Z upgrade ready , colordisplay, bluetooth and USB interface, Protection LT, ST, INST, GFx, with GF highimpedance-input include N-protection, (internal N-sensor available), incl. trip alarm switch (1xCO), rear connection vertical, with internal voltage tap on upper stab of circuit breaker, with voltage tap module VTM680 and power supply of ETU600, able to communication, integrated metering type PMF-3 Advanced Power Monitor., Voltage, Energy, Power, Power factor, Frequency, Unbalance, Temperature, Power quality, Manual operating mechanism with mechanical closing, without Spring charging motor, Ready-to-close signal. switch, Auxiliary switches 2NO+2NC, without Closing coil (CC), manual operating mechanism with mechanical closing, without Remote trip alarm reset coil (RR), without 2nd shunt trip, without 1st Shunt trip | 358100 | 1 | Z\ | 1
3WA1232-6NG12-0AA0 |  | Fixed-mounted circuit breaker IEC 60947-2, frame size 2, 4-poles, N-pole left, In=3200A up to 690V AC 50/60Hz, breaking capacity C Icu=130/100kA at 500/690V, Trip unit ETU600 LSIG Hi-Z upgrade ready , colordisplay, bluetooth and USB interface, Protection LT, ST, INST, GFx, with GF highimpedance-input include N-protection, (internal N-sensor available), incl. trip alarm switch (1xCO), rear connection horizontal, with internal voltage tap on upper stab of circuit breaker, with voltage tap module VTM680 and power supply of ETU600, able to communication, integrated metering type PMF-3 Advanced Power Monitor., Voltage, Energy, Power, Power factor, Frequency, Unbalance, Temperature, Power quality, Manual operating mechanism with mechanical closing, without Spring charging motor, Ready-to-close signal. switch, Auxiliary switches 2NO+2NC, without Closing coil (CC), manual operating mechanism with mechanical closing, without Remote trip alarm reset coil (RR), without 2nd shunt trip, without 1st Shunt trip | 351100 | 1 | Z\ | 1
3WA1232-6NG21-0AA0 |  | fixed-mounted circuit breaker, IEC 60947-2, size 2, 4-pole, N pole on right, In=3200 A up to 690 V AC 50/60 Hz, breaking capacity C Icu=130/100 kA at 500/690 V, tripping unit ETU600 LSIG Hi-Z upgradeable, color display, Bluetooth, USB interface, basic protection LT, ST, INST, GFx, with GF high-impedance input, including protection of the N conductor (internal neutral point sensor available), trip alarm switch (1 x CO), connection at rear vertical, with internal voltage tap on upper stab of circuit breaker, with voltage tap module VTM680 and power supply of ETU600, able to communication, integrated metering type PMF-3 Advanced Power Monitor., Voltage, Energy, Power, Power factor, Frequency, Unbalance, Temperature, Power quality, Manual operating mechanism with mechanical closing, without Spring charging motor, Ready-to-close signal. switch, Auxiliary switches 2NO+2NC, without Closing coil (CC), manual operating mechanism with mechanical closing, without Remote trip alarm reset coil (RR), without 2nd shunt trip, without 1st Shunt trip | 358100 | 1 | Z\ | 1
3WA1232-6NG22-0AA0 |  | fixed-mounted circuit breaker, IEC 60947-2, size 2, 4-pole, N pole on right, In=3200 A up to 690 V AC 50/60 Hz, breaking capacity C Icu=130/100 kA at 500/690 V, tripping unit ETU600 LSIG Hi-Z upgradeable, color display, Bluetooth, USB interface, basic protection LT, ST, INST, GFx, with GF high-impedance input, including protection of the N conductor (internal neutral point sensor available), trip alarm switch (1 x CO), connection at rear horizontal with internal voltage tap on upper stab of circuit breaker, with voltage tap module VTM680 and power supply of ETU600, able to communication, integrated metering type PMF-3 Advanced Power Monitor., Voltage, Energy, Power, Power factor, Frequency, Unbalance, Temperature, Power quality, Manual operating mechanism with mechanical closing, without Spring charging motor, Ready-to-close signal. switch, Auxiliary switches 2NO+2NC, without Closing coil (CC), manual operating mechanism with mechanical closing, without Remote trip alarm reset coil (RR), without 2nd shunt trip, without 1st Shunt trip | 351100 | 1 | Z\ | 1
3WA1232-6NG31-0AA0 |  | Withdrawable circuit breaker with guide frame, IEC 60947-2, frame size 2, 3-poles, In=3200A up to 690V AC 50/60Hz, breaking capacity C Icu=130/100kA at 500/690V, Trip unit ETU600 LSIG Hi-Z upgrade ready , colordisplay, bluetooth and USB interface, Protection LT, ST, INST, GFx, with GF highimpedance-input N-protection required an external N-sensor, incl. trip alarm switch (1xCO), rear connection vertical, guide frame with shutter and w/o position signalling switch, with internal voltage tap on upper stab of circuit breaker, with voltage tap module VTM680 and power supply of ETU600, able to communication, integrated metering type PMF-3 Advanced Power Monitor., Voltage, Energy, Power, Power factor, Frequency, Unbalance, Temperature, Power quality, Manual operating mechanism with mechanical closing, without Spring charging motor, Ready-to-close signal. switch, Auxiliary switches 2NO+2NC, without Closing coil (CC), manual operating mechanism with mechanical closing, without Remote trip alarm reset coil (RR), without 2nd shunt trip, without 1st Shunt trip | 362100 | 1 | Z\ | 1
3WA1232-6NG32-0AA0 |  | Withdrawable circuit breaker with guide frame, IEC 60947-2, frame size 2, 3-poles, In=3200A up to 690V AC 50/60Hz, breaking capacity C Icu=130/100kA at 500/690V, Trip unit ETU600 LSIG Hi-Z upgrade ready , colordisplay, bluetooth and USB interface, Protection LT, ST, INST, GFx, with GF highimpedance-input N-protection required an external N-sensor, incl. trip alarm switch (1xCO), rear connection horizontal, guide frame with shutter and w/o position signalling switch, with internal voltage tap on upper stab of circuit breaker, with voltage tap module VTM680 and power supply of ETU600, able to communication, integrated metering type PMF-3 Advanced Power Monitor., Voltage, Energy, Power, Power factor, Frequency, Unbalance, Temperature, Power quality, Manual operating mechanism with mechanical closing, without Spring charging motor, Ready-to-close signal. switch, Auxiliary switches 2NO+2NC, without Closing coil (CC), manual operating mechanism with mechanical closing, without Remote trip alarm reset coil (RR), without 2nd shunt trip, without 1st Shunt trip | 357100 | 1 | Z\ | 1
3WA1232-6NG34-0AA0 |  | withdrawable circuit breaker, with guide frame, IEC 60947-2, size 2, 3-pole, In=3200 A up to 690 V AC 50/60 Hz, breaking capacity C Icu=130/100 kA at 500/690 V, tripping unit ETU600 LSIG Hi-Z upgradeable, color display, Bluetooth, USB interface, basic protection LT, ST, INST, GFx, with GF high-impedance input, neutral conductor protection requires an external neutral point current sensor, trip alarm switch (1 x CO), connection at rear flange, guide frame with shutter, without position signaling switch, with internal voltage tap on upper stab of circuit breaker, with voltage tap module VTM680 and power supply of ETU600, able to communication, integrated metering type PMF-3 Advanced Power Monitor., Voltage, Energy, Power, Power factor, Frequency, Unbalance, Temperature, Power quality, Manual operating mechanism with mechanical closing, without Spring charging motor, Ready-to-close signal. switch, Auxiliary switches 2NO+2NC, without Closing coil (CC), manual operating mechanism with mechanical closing, without Remote trip alarm reset coil (RR), without 2nd shunt trip, without 1st Shunt trip | 357100 | 1 | Z\ | 1
3WA1232-6NG41-0AA0 |  | Withdrawable circuit breaker with guide frame, IEC 60947-2, frame size 2, 4-poles, N-pole left, In=3200A up to 690V AC 50/60Hz, breaking capacity C Icu=130/100kA at 500/690V, Trip unit ETU600 LSIG Hi-Z upgrade ready , colordisplay, bluetooth and USB interface, Protection LT, ST, INST, GFx, with GF highimpedance-input include N-protection, (internal N-sensor available), incl. trip alarm switch (1xCO), rear connection vertical, guide frame with shutter and w/o position signalling switch, with internal voltage tap on upper stab of circuit breaker, with voltage tap module VTM680 and power supply of ETU600, able to communication, integrated metering type PMF-3 Advanced Power Monitor., Voltage, Energy, Power, Power factor, Frequency, Unbalance, Temperature, Power quality, Manual operating mechanism with mechanical closing, without Spring charging motor, Ready-to-close signal. switch, Auxiliary switches 2NO+2NC, without Closing coil (CC), manual operating mechanism with mechanical closing, without Remote trip alarm reset coil (RR), without 2nd shunt trip, without 1st Shunt trip | 460100 | 1 | Z\ | 1
3WA1232-6NG42-0AA0 |  | Withdrawable circuit breaker with guide frame, IEC 60947-2, frame size 2, 4-poles, N-pole left, In=3200A up to 690V AC 50/60Hz, breaking capacity C Icu=130/100kA at 500/690V, Trip unit ETU600 LSIG Hi-Z upgrade ready , colordisplay, bluetooth and USB interface, Protection LT, ST, INST, GFx, with GF highimpedance-input include N-protection, (internal N-sensor available), incl. trip alarm switch (1xCO), rear connection horizontal, guide frame with shutter and w/o position signalling switch, with internal voltage tap on upper stab of circuit breaker, with voltage tap module VTM680 and power supply of ETU600, able to communication, integrated metering type PMF-3 Advanced Power Monitor., Voltage, Energy, Power, Power factor, Frequency, Unbalance, Temperature, Power quality, Manual operating mechanism with mechanical closing, without Spring charging motor, Ready-to-close signal. switch, Auxiliary switches 2NO+2NC, without Closing coil (CC), manual operating mechanism with mechanical closing, without Remote trip alarm reset coil (RR), without 2nd shunt trip, without 1st Shunt trip | 453100 | 1 | Z\ | 1
3WA1232-6NG44-0AA0 |  | withdrawable circuit breaker, with guide frame, IEC 60947-2, size 2, 4-pole, N pole on left, In=3200 A up to 690 V AC 50/60 Hz, breaking capacity C Icu=130/100 kA at 500/690 V, tripping unit ETU600 LSIG Hi-Z upgradeable, color display, Bluetooth, USB interface, basic protection LT, ST, INST, GFx, with GF high-impedance input, including protection of the N conductor (internal neutral point sensor available), trip alarm switch (1 x CO), connection at rear flange, guide frame with shutter, without position signaling switch, with internal voltage tap on upper stab of circuit breaker, with voltage tap module VTM680 and power supply of ETU600, able to communication, integrated metering type PMF-3 Advanced Power Monitor., Voltage, Energy, Power, Power factor, Frequency, Unbalance, Temperature, Power quality, Manual operating mechanism with mechanical closing, without Spring charging motor, Ready-to-close signal. switch, Auxiliary switches 2NO+2NC, without Closing coil (CC), manual operating mechanism with mechanical closing, without Remote trip alarm reset coil (RR), without 2nd shunt trip, without 1st Shunt trip | 453100 | 1 | Z\ | 1
3WA1232-8AA01-0AA0 |  | Non-automatic circuit breaker Fixed-mounted version, IEC 60947-2, frame size 2, 3-poles, In=3200A to 1150V AC 50/60Hz, breaking capacity E Icc=85kA at 1000V, without electr. trip unit ETU, rear connection vertical, without Com & metering function Manual operating mechanism with mechanical closing, without Spring charging motor, Ready-to-close signal. switch, Auxiliary switches 2NO+2NC, without Closing coil (CC), manual operating mechanism with mechanical closing, without Remote trip alarm reset coil (RR), without 2nd shunt trip, without 1st Shunt trip | 214000 | 1 | Z\ | 1
3WA1232-8AA02-0AA0 |  | Non-automatic circuit breaker Fixed-mounted version, IEC 60947-2, frame size 2, 3-poles, In=3200A to 1150V AC 50/60Hz, breaking capacity E Icc=85kA at 1000V, without electr. trip unit ETU, rear connection horizontal, without Com & metering function Manual operating mechanism with mechanical closing, without Spring charging motor, Ready-to-close signal. switch, Auxiliary switches 2NO+2NC, without Closing coil (CC), manual operating mechanism with mechanical closing, without Remote trip alarm reset coil (RR), without 2nd shunt trip, without 1st Shunt trip | 208000 | 1 | Z\ | 1
3WA1232-8AA03-0AA0 |  | Non-automatic circuit breaker Fixed-mounted version, IEC 60947-2, frame size 2, 3-poles, In=3200A to 1150V AC 50/60Hz, breaking capacity E Icc=85kA at 1000V, without electr. trip unit ETU, front connection double hole, without Com & metering function Manual operating mechanism with mechanical closing, without Spring charging motor, Ready-to-close signal. switch, Auxiliary switches 2NO+2NC, without Closing coil (CC), manual operating mechanism with mechanical closing, without Remote trip alarm reset coil (RR), without 2nd shunt trip, without 1st Shunt trip | 222000 | 1 | Z\ | 1
3WA1232-8AA11-0AA0 |  | Non-automatic circuit breaker Fixed-mounted version, IEC 60947-2, frame size 2, 4-poles, N-pole left, In=3200A to 1150V AC 50/60Hz, breaking capacity E Icc=85kA at 1000V, without electr. trip unit ETU, rear connection vertical, without Com & metering function Manual operating mechanism with mechanical closing, without Spring charging motor, Ready-to-close signal. switch, Auxiliary switches 2NO+2NC, without Closing coil (CC), manual operating mechanism with mechanical closing, without Remote trip alarm reset coil (RR), without 2nd shunt trip, without 1st Shunt trip | 282000 | 1 | Z\ | 1
3WA1232-8AA12-0AA0 |  | Non-automatic circuit breaker Fixed-mounted version, IEC 60947-2, frame size 2, 4-poles, N-pole left, In=3200A to 1150V AC 50/60Hz, breaking capacity E Icc=85kA at 1000V, without electr. trip unit ETU, rear connection horizontal, without Com & metering function Manual operating mechanism with mechanical closing, without Spring charging motor, Ready-to-close signal. switch, Auxiliary switches 2NO+2NC, without Closing coil (CC), manual operating mechanism with mechanical closing, without Remote trip alarm reset coil (RR), without 2nd shunt trip, without 1st Shunt trip | 275000 | 1 | Z\ | 1
3WA1232-8AA13-0AA0 |  | Non-automatic circuit breaker Fixed-mounted version, IEC 60947-2, frame size 2, 4-poles, N-pole left, In=3200A to 1150V AC 50/60Hz, breaking capacity E Icc=85kA at 1000V, without electr. trip unit ETU, front connection double hole, without Com & metering function Manual operating mechanism with mechanical closing, without Spring charging motor, Ready-to-close signal. switch, Auxiliary switches 2NO+2NC, without Closing coil (CC), manual operating mechanism with mechanical closing, without Remote trip alarm reset coil (RR), without 2nd shunt trip, without 1st Shunt trip | 293000 | 1 | Z\ | 1
3WA1232-8AA21-0AA0 |  | AC non-automatic air circuit breaker 3WA, fixed-mounted version, IEC 60947-2, size 2, 4-pole, N pole on right, In=3200 A up to 1150 V AC 50/60 Hz, breaking capacity E, Icu=85/50 kA at 1000/1150 V, without electronic trip unit ETU, connection at rear vertical, without Com & metering function Manual operating mechanism with mechanical closing, without Spring charging motor, Ready-to-close signal. switch, Auxiliary switches 2NO+2NC, without Closing coil (CC), manual operating mechanism with mechanical closing, without Remote trip alarm reset coil (RR), without 2nd shunt trip, without 1st Shunt trip | 282000 | 1 | Z\ | 1
3WA1232-8AA22-0AA0 |  | AC non-automatic air circuit breaker 3WA, fixed-mounted version, IEC 60947-2, size 2, 4-pole, N pole on right, In=3200 A up to 1150 V AC 50/60 Hz, breaking capacity E, Icu=85/50 kA at 1000/1150 V, without electronic trip unit ETU, connection at rear horizontal without Com & metering function Manual operating mechanism with mechanical closing, without Spring charging motor, Ready-to-close signal. switch, Auxiliary switches 2NO+2NC, without Closing coil (CC), manual operating mechanism with mechanical closing, without Remote trip alarm reset coil (RR), without 2nd shunt trip, without 1st Shunt trip | 275000 | 1 | Z\ | 1
3WA1232-8AA23-0AA0 |  | AC non-automatic air circuit breaker 3WA, fixed-mounted version, IEC 60947-2, size 2, 4-pole, N pole on right, In=3200 A up to 1150 V AC 50/60 Hz, breaking capacity E, Icu=85/50 kA at 1000/1150 V, without electronic trip unit ETU, front connection double hole, without Com & metering function Manual operating mechanism with mechanical closing, without Spring charging motor, Ready-to-close signal. switch, Auxiliary switches 2NO+2NC, without Closing coil (CC), manual operating mechanism with mechanical closing, without Remote trip alarm reset coil (RR), without 2nd shunt trip, without 1st Shunt trip | 293000 | 1 | Z\ | 1
3WA1232-8AA31-0AA0 |  | Non-automatic circuit breaker withdrawable version, with guide frame, IEC 60947-2, frame size 2, 3-poles, In=3200A to 1150V AC 50/60Hz, breaking capacity E Icc=85kA at 1000V, without electr. trip unit ETU, rear connection vertical, guide frame with shutter and w/o position signalling switch, without Com & metering function Manual operating mechanism with mechanical closing, without Spring charging motor, Ready-to-close signal. switch, Auxiliary switches 2NO+2NC, without Closing coil (CC), manual operating mechanism with mechanical closing, without Remote trip alarm reset coil (RR), without 2nd shunt trip, without 1st Shunt trip | 260000 | 1 | Z\ | 1
3WA1232-8AA32-0AA0 |  | Non-automatic circuit breaker withdrawable version, with guide frame, IEC 60947-2, frame size 2, 3-poles, In=3200A to 1150V AC 50/60Hz, breaking capacity E Icc=85kA at 1000V, without electr. trip unit ETU, rear connection horizontal, guide frame with shutter and w/o position signalling switch, without Com & metering function Manual operating mechanism with mechanical closing, without Spring charging motor, Ready-to-close signal. switch, Auxiliary switches 2NO+2NC, without Closing coil (CC), manual operating mechanism with mechanical closing, without Remote trip alarm reset coil (RR), without 2nd shunt trip, without 1st Shunt trip | 255000 | 1 | Z\ | 1
3WA1232-8AA33-0AA0 |  | Non-automatic circuit breaker withdrawable version, with guide frame, IEC 60947-2, frame size 2, 3-poles, In=3200A to 1150V AC 50/60Hz, breaking capacity E Icc=85kA at 1000V, without electr. trip unit ETU, front connection double hole, guide frame with shutter and w/o position signalling switch, without Com & metering function Manual operating mechanism with mechanical closing, without Spring charging motor, Ready-to-close signal. switch, Auxiliary switches 2NO+2NC, without Closing coil (CC), manual operating mechanism with mechanical closing, without Remote trip alarm reset coil (RR), without 2nd shunt trip, without 1st Shunt trip | 269000 | 1 | Z\ | 1
3WA1232-8AA34-0AA0 |  | Non-automatic circuit breaker withdrawable version, with guide frame, IEC 60947-2, frame size 2, 3-poles, In=3200A to 1150V AC 50/60Hz, breaking capacity E Icc=85kA at 1000V, without electr. trip unit ETU, rear connection flange, guide frame with shutter and w/o position signalling switch, without Com & metering function Manual operating mechanism with mechanical closing, without Spring charging motor, Ready-to-close signal. switch, Auxiliary switches 2NO+2NC, without Closing coil (CC), manual operating mechanism with mechanical closing, without Remote trip alarm reset coil (RR), without 2nd shunt trip, without 1st Shunt trip | 255000 | 1 | Z\ | 1
3WA1232-8AA41-0AA0 |  | Non-automatic circuit breaker withdrawable version, with guide frame, IEC 60947-2, frame size 2, 4-poles, N-pole left, In=3200A to 1150V AC 50/60Hz, breaking capacity E Icc=85kA at 1000V, without electr. trip unit ETU, rear connection vertical, guide frame with shutter and w/o position signalling switch, without Com & metering function Manual operating mechanism with mechanical closing, without Spring charging motor, Ready-to-close signal. switch, Auxiliary switches 2NO+2NC, without Closing coil (CC), manual operating mechanism with mechanical closing, without Remote trip alarm reset coil (RR), without 2nd shunt trip, without 1st Shunt trip | 344000 | 1 | Z\ | 1
3WA1232-8AA42-0AA0 |  | Non-automatic circuit breaker withdrawable version, with guide frame, IEC 60947-2, frame size 2, 4-poles, N-pole left, In=3200A to 1150V AC 50/60Hz, breaking capacity E Icc=85kA at 1000V, without electr. trip unit ETU, rear connection horizontal, guide frame with shutter and w/o position signalling switch, without Com & metering function Manual operating mechanism with mechanical closing, without Spring charging motor, Ready-to-close signal. switch, Auxiliary switches 2NO+2NC, without Closing coil (CC), manual operating mechanism with mechanical closing, without Remote trip alarm reset coil (RR), without 2nd shunt trip, without 1st Shunt trip | 337000 | 1 | Z\ | 1
3WA1232-8AA43-0AA0 |  | Non-automatic circuit breaker withdrawable version, with guide frame, IEC 60947-2, frame size 2, 4-poles, N-pole left, In=3200A to 1150V AC 50/60Hz, breaking capacity E Icc=85kA at 1000V, without electr. trip unit ETU, front connection double hole, guide frame with shutter and w/o position signalling switch, without Com & metering function Manual operating mechanism with mechanical closing, without Spring charging motor, Ready-to-close signal. switch, Auxiliary switches 2NO+2NC, without Closing coil (CC), manual operating mechanism with mechanical closing, without Remote trip alarm reset coil (RR), without 2nd shunt trip, without 1st Shunt trip | 355000 | 1 | Z\ | 1
3WA1232-8AA44-0AA0 |  | Non-automatic circuit breaker withdrawable version, with guide frame, IEC 60947-2, frame size 2, 4-poles, N-pole left, In=3200A to 1150V AC 50/60Hz, breaking capacity E Icc=85kA at 1000V, without electr. trip unit ETU, rear connection flange, guide frame with shutter and w/o position signalling switch, without Com & metering function Manual operating mechanism with mechanical closing, without Spring charging motor, Ready-to-close signal. switch, Auxiliary switches 2NO+2NC, without Closing coil (CC), manual operating mechanism with mechanical closing, without Remote trip alarm reset coil (RR), without 2nd shunt trip, without 1st Shunt trip | 337000 | 1 | Z\ | 1
3WA1232-8AB01-0AA0 |  | fixed-mounted circuit breaker, IEC 60947-2, size 2, 3-pole, In=3200 A, breaking capacity E, without internal voltage tap up to 1150 V AC 50/60 Hz, Icu=85/70 kA at 1000/1150 V, ETU300 LSI electronic trip unit optimized for standard applications, without display, basic protection LT, ST, INST, neutral conductor protection requires an external neutral point current sensor, trip alarm switch (1 x CO), connection at rear vertical, without Com & metering function Manual operating mechanism with mechanical closing, without Spring charging motor, Ready-to-close signal. switch, Auxiliary switches 2NO+2NC, without Closing coil (CC), manual operating mechanism with mechanical closing, without Remote trip alarm reset coil (RR), without 2nd shunt trip, without 1st Shunt trip | 230000 | 1 | Z\ | 1
3WA1232-8AB02-0AA0 |  | fixed-mounted circuit breaker, IEC 60947-2, size 2, 3-pole, In=3200 A, breaking capacity E, without internal voltage tap up to 1150 V AC 50/60 Hz, Icu=85/70 kA at 1000/1150 V, ETU300 LSI electronic trip unit optimized for standard applications, without display, basic protection LT, ST, INST, neutral conductor protection requires an external neutral point current sensor, trip alarm switch (1 x CO), connection at rear horizontal without Com & metering function Manual operating mechanism with mechanical closing, without Spring charging motor, Ready-to-close signal. switch, Auxiliary switches 2NO+2NC, without Closing coil (CC), manual operating mechanism with mechanical closing, without Remote trip alarm reset coil (RR), without 2nd shunt trip, without 1st Shunt trip | 225000 | 1 | Z\ | 1
3WA1232-8AB03-0AA0 |  | fixed-mounted circuit breaker, IEC 60947-2, size 2, 3-pole, In=3200 A, breaking capacity E, without internal voltage tap up to 1150 V AC 50/60 Hz, Icu=85/70 kA at 1000/1150 V, ETU300 LSI electronic trip unit optimized for standard applications, without display, basic protection LT, ST, INST, neutral conductor protection requires an external neutral point current sensor, trip alarm switch (1 x CO), front connection double hole, without Com & metering function Manual operating mechanism with mechanical closing, without Spring charging motor, Ready-to-close signal. switch, Auxiliary switches 2NO+2NC, without Closing coil (CC), manual operating mechanism with mechanical closing, without Remote trip alarm reset coil (RR), without 2nd shunt trip, without 1st Shunt trip | 238000 | 1 | Z\ | 1
3WA1232-8AB11-0AA0 |  | fixed-mounted circuit breaker, IEC 60947-2, size 2, 4-pole, N pole on left, In=3200 A, breaking capacity E, without internal voltage tap up to 1150 V AC 50/60 Hz, Icu=85/70 kA at 1000/1150 V, ETU300 LSI electronic trip unit optimized for standard applications, without display, basic protection LT, ST, INST, including protection of the N conductor (internal neutral point sensor available), trip alarm switch (1 x CO), connection at rear vertical, without Com & metering function Manual operating mechanism with mechanical closing, without Spring charging motor, Ready-to-close signal. switch, Auxiliary switches 2NO+2NC, without Closing coil (CC), manual operating mechanism with mechanical closing, without Remote trip alarm reset coil (RR), without 2nd shunt trip, without 1st Shunt trip | 305000 | 1 | Z\ | 1
3WA1232-8AB12-0AA0 |  | fixed-mounted circuit breaker, IEC 60947-2, size 2, 4-pole, N pole on left, In=3200 A, breaking capacity E, without internal voltage tap up to 1150 V AC 50/60 Hz, Icu=85/70 kA at 1000/1150 V, ETU300 LSI electronic trip unit optimized for standard applications, without display, basic protection LT, ST, INST, including protection of the N conductor (internal neutral point sensor available), trip alarm switch (1 x CO), connection at rear horizontal without Com & metering function Manual operating mechanism with mechanical closing, without Spring charging motor, Ready-to-close signal. switch, Auxiliary switches 2NO+2NC, without Closing coil (CC), manual operating mechanism with mechanical closing, without Remote trip alarm reset coil (RR), without 2nd shunt trip, without 1st Shunt trip | 298000 | 1 | Z\ | 1
3WA1232-8AB13-0AA0 |  | fixed-mounted circuit breaker, IEC 60947-2, size 2, 4-pole, N pole on left, In=3200 A, breaking capacity E, without internal voltage tap up to 1150 V AC 50/60 Hz, Icu=85/70 kA at 1000/1150 V, ETU300 LSI electronic trip unit optimized for standard applications, without display, basic protection LT, ST, INST, including protection of the N conductor (internal neutral point sensor available), trip alarm switch (1 x CO), front connection double hole, without Com & metering function Manual operating mechanism with mechanical closing, without Spring charging motor, Ready-to-close signal. switch, Auxiliary switches 2NO+2NC, without Closing coil (CC), manual operating mechanism with mechanical closing, without Remote trip alarm reset coil (RR), without 2nd shunt trip, without 1st Shunt trip | 316000 | 1 | Z\ | 1
3WA1232-8AB21-0AA0 |  | fixed-mounted circuit breaker, IEC 60947-2, size 1, 4-pole, N pole on right, In=3200 A, breaking capacity E, without internal voltage tap up to 1150 V AC 50/60 Hz, Icu=85/70 kA at 1000/1150 V, ETU300 LSI electronic trip unit optimized for standard applications, without display, basic protection LT, ST, INST, including protection of the N conductor (internal neutral point sensor available) trip alarm switch (1 x CO), connection at rear vertical, without Com & metering function Manual operating mechanism with mechanical closing, without Spring charging motor, Ready-to-close signal. switch, Auxiliary switches 2NO+2NC, without Closing coil (CC), manual operating mechanism with mechanical closing, without Remote trip alarm reset coil (RR), without 2nd shunt trip, without 1st Shunt trip | 305000 | 1 | Z\ | 1
3WA1232-8AB22-0AA0 |  | fixed-mounted circuit breaker, IEC 60947-2, size 1, 4-pole, N pole on right, In=3200 A, breaking capacity E, without internal voltage tap up to 1150 V AC 50/60 Hz, Icu=85/70 kA at 1000/1150 V, ETU300 LSI electronic trip unit optimized for standard applications, without display, basic protection LT, ST, INST, including protection of the N conductor (internal neutral point sensor available) trip alarm switch (1 x CO), connection at rear horizontal without Com & metering function Manual operating mechanism with mechanical closing, without Spring charging motor, Ready-to-close signal. switch, Auxiliary switches 2NO+2NC, without Closing coil (CC), manual operating mechanism with mechanical closing, without Remote trip alarm reset coil (RR), without 2nd shunt trip, without 1st Shunt trip | 298000 | 1 | Z\ | 1
3WA1232-8AB23-0AA0 |  | fixed-mounted circuit breaker, IEC 60947-2, size 1, 4-pole, N pole on right, In=3200 A, breaking capacity E, without internal voltage tap up to 1150 V AC 50/60 Hz, Icu=85/70 kA at 1000/1150 V, ETU300 LSI electronic trip unit optimized for standard applications, without display, basic protection LT, ST, INST, including protection of the N conductor (internal neutral point sensor available) trip alarm switch (1 x CO), front connection double hole, without Com & metering function Manual operating mechanism with mechanical closing, without Spring charging motor, Ready-to-close signal. switch, Auxiliary switches 2NO+2NC, without Closing coil (CC), manual operating mechanism with mechanical closing, without Remote trip alarm reset coil (RR), without 2nd shunt trip, without 1st Shunt trip | 316000 | 1 | Z\ | 1
3WA1232-8AB31-0AA0 |  | withdrawable circuit breaker, with guide frame, IEC 60947-2, size 2, 3-pole, In=3200 A, breaking capacity E, without internal voltage tap up to 1150 V AC 50/60 Hz, Icu=85/70 kA at 1000/1150 V, ETU300 LSI electronic trip unit optimized for standard applications, without display, basic protection LT, ST, INST, neutral conductor protection requires an external neutral point current sensor, trip alarm switch (1 x CO), connection at rear vertical, guide frame with shutter and without position signaling switch without Com & metering function Manual operating mechanism with mechanical closing, without Spring charging motor, Ready-to-close signal. switch, Auxiliary switches 2NO+2NC, without Closing coil (CC), manual operating mechanism with mechanical closing, without Remote trip alarm reset coil (RR), without 2nd shunt trip, without 1st Shunt trip | 281000 | 1 | Z\ | 1
3WA1232-8AB32-0AA0 |  | withdrawable circuit breaker, with guide frame, IEC 60947-2, size 2, 3-pole, In=3200 A, breaking capacity E, without internal voltage tap up to 1150 V AC 50/60 Hz, Icu=85/70 kA at 1000/1150 V, ETU300 LSI electronic trip unit optimized for standard applications, without display, basic protection LT, ST, INST, neutral conductor protection requires an external neutral point current sensor, trip alarm switch (1 x CO), connection at rear horizontal guide frame with shutter and without position signaling switch without Com & metering function Manual operating mechanism with mechanical closing, without Spring charging motor, Ready-to-close signal. switch, Auxiliary switches 2NO+2NC, without Closing coil (CC), manual operating mechanism with mechanical closing, without Remote trip alarm reset coil (RR), without 2nd shunt trip, without 1st Shunt trip | 276000 | 1 | Z\ | 1
3WA1232-8AB33-0AA0 |  | withdrawable circuit breaker, with guide frame, IEC 60947-2, size 2, 3-pole, In=3200 A, breaking capacity E, without internal voltage tap up to 1150 V AC 50/60 Hz, Icu=85/70 kA at 1000/1150 V, ETU300 LSI electronic trip unit optimized for standard applications, without display, basic protection LT, ST, INST, neutral conductor protection requires an external neutral point current sensor, trip alarm switch (1 x CO), front connection double hole, guide frame with shutter and without position signaling switch without Com & metering function Manual operating mechanism with mechanical closing, without Spring charging motor, Ready-to-close signal. switch, Auxiliary switches 2NO+2NC, without Closing coil (CC), manual operating mechanism with mechanical closing, without Remote trip alarm reset coil (RR), without 2nd shunt trip, without 1st Shunt trip | 290000 | 1 | Z\ | 1
3WA1232-8AB34-0AA0 |  | withdrawable circuit breaker, with guide frame, IEC 60947-2, size 2, 3-pole, In=3200 A, breaking capacity E, without internal voltage tap up to 1150 V AC 50/60 Hz, Icu=85/70 kA at 1000/1150 V, ETU300 LSI electronic trip unit optimized for standard applications, without display, basic protection LT, ST, INST, neutral conductor protection requires an external neutral point current sensor, trip alarm switch (1 x CO), connection at rear flange, guide frame with shutter and without position signaling switch without Com & metering function Manual operating mechanism with mechanical closing, without Spring charging motor, Ready-to-close signal. switch, Auxiliary switches 2NO+2NC, without Closing coil (CC), manual operating mechanism with mechanical closing, without Remote trip alarm reset coil (RR), without 2nd shunt trip, without 1st Shunt trip | 276000 | 1 | Z\ | 1
3WA1232-8AB41-0AA0 |  | withdrawable circuit breaker, with guide frame, IEC 60947-2, size 2, 4-pole, N pole on left, In=3200 A, breaking capacity E, without internal voltage tap up to 1150 V AC 50/60 Hz, Icu=85/70 kA at 1000/1150 V, ETU300 LSI electronic trip unit optimized for standard applications, without display, basic protection LT, ST, INST, including protection of the N conductor (internal neutral point sensor available), trip alarm switch (1 x CO), connection at rear vertical, guide frame with shutter and without position signaling switch without Com & metering function Manual operating mechanism with mechanical closing, without Spring charging motor, Ready-to-close signal. switch, Auxiliary switches 2NO+2NC, without Closing coil (CC), manual operating mechanism with mechanical closing, without Remote trip alarm reset coil (RR), without 2nd shunt trip, without 1st Shunt trip | 373000 | 1 | Z\ | 1
3WA1232-8AB42-0AA0 |  | withdrawable circuit breaker, with guide frame, IEC 60947-2, size 2, 4-pole, N pole on left, In=3200 A, breaking capacity E, without internal voltage tap up to 1150 V AC 50/60 Hz, Icu=85/70 kA at 1000/1150 V, ETU300 LSI electronic trip unit optimized for standard applications, without display, basic protection LT, ST, INST, including protection of the N conductor (internal neutral point sensor available), trip alarm switch (1 x CO), connection at rear horizontal guide frame with shutter and without position signaling switch without Com & metering function Manual operating mechanism with mechanical closing, without Spring charging motor, Ready-to-close signal. switch, Auxiliary switches 2NO+2NC, without Closing coil (CC), manual operating mechanism with mechanical closing, without Remote trip alarm reset coil (RR), without 2nd shunt trip, without 1st Shunt trip | 366000 | 1 | Z\ | 1
3WA1232-8AB43-0AA0 |  | withdrawable circuit breaker, with guide frame, IEC 60947-2, size 2, 4-pole, N pole on left, In=3200 A, breaking capacity E, without internal voltage tap up to 1150 V AC 50/60 Hz, Icu=85/70 kA at 1000/1150 V, ETU300 LSI electronic trip unit optimized for standard applications, without display, basic protection LT, ST, INST, including protection of the N conductor (internal neutral point sensor available), trip alarm switch (1 x CO), front connection double hole, guide frame with shutter and without position signaling switch without Com & metering function Manual operating mechanism with mechanical closing, without Spring charging motor, Ready-to-close signal. switch, Auxiliary switches 2NO+2NC, without Closing coil (CC), manual operating mechanism with mechanical closing, without Remote trip alarm reset coil (RR), without 2nd shunt trip, without 1st Shunt trip | 384000 | 1 | Z\ | 1
3WA1232-8AB44-0AA0 |  | withdrawable circuit breaker, with guide frame, IEC 60947-2, size 2, 4-pole, N pole on left, In=3200 A, breaking capacity E, without internal voltage tap up to 1150 V AC 50/60 Hz, Icu=85/70 kA at 1000/1150 V, ETU300 LSI electronic trip unit optimized for standard applications, without display, basic protection LT, ST, INST, including protection of the N conductor (internal neutral point sensor available), trip alarm switch (1 x CO), connection at rear flange, guide frame with shutter and without position signaling switch without Com & metering function Manual operating mechanism with mechanical closing, without Spring charging motor, Ready-to-close signal. switch, Auxiliary switches 2NO+2NC, without Closing coil (CC), manual operating mechanism with mechanical closing, without Remote trip alarm reset coil (RR), without 2nd shunt trip, without 1st Shunt trip | 366000 | 1 | Z\ | 1
3WA1232-8AC01-0AA0 |  | fixed-mounted circuit breaker, IEC 60947-2, size 2, 3-pole, In=3200 A, breaking capacity E, without internal voltage tap up to 1150 V AC 50/60 Hz, Icu=85/70 kA at 1000/1150 V, ETU300 LSIG electronic trip unit optimized for standard applications, without display, basic protection LT, ST, INST, GF, neutral conductor protection requires an external neutral point current sensor, trip alarm switch (1 x CO), connection at rear vertical, without Com & metering function Manual operating mechanism with mechanical closing, without Spring charging motor, Ready-to-close signal. switch, Auxiliary switches 2NO+2NC, without Closing coil (CC), manual operating mechanism with mechanical closing, without Remote trip alarm reset coil (RR), without 2nd shunt trip, without 1st Shunt trip | 236000 | 1 | Z\ | 1
3WA1232-8AC02-0AA0 |  | fixed-mounted circuit breaker, IEC 60947-2, size 2, 3-pole, In=3200 A, breaking capacity E, without internal voltage tap up to 1150 V AC 50/60 Hz, Icu=85/70 kA at 1000/1150 V, ETU300 LSIG electronic trip unit optimized for standard applications, without display, basic protection LT, ST, INST, GF, neutral conductor protection requires an external neutral point current sensor, trip alarm switch (1 x CO), connection at rear horizontal without Com & metering function Manual operating mechanism with mechanical closing, without Spring charging motor, Ready-to-close signal. switch, Auxiliary switches 2NO+2NC, without Closing coil (CC), manual operating mechanism with mechanical closing, without Remote trip alarm reset coil (RR), without 2nd shunt trip, without 1st Shunt trip | 231000 | 1 | Z\ | 1
3WA1232-8AC03-0AA0 |  | fixed-mounted circuit breaker, IEC 60947-2, size 2, 3-pole, In=3200 A, breaking capacity E, without internal voltage tap up to 1150 V AC 50/60 Hz, Icu=85/70 kA at 1000/1150 V, ETU300 LSIG electronic trip unit optimized for standard applications, without display, basic protection LT, ST, INST, GF, neutral conductor protection requires an external neutral point current sensor, trip alarm switch (1 x CO), front connection double hole, without Com & metering function Manual operating mechanism with mechanical closing, without Spring charging motor, Ready-to-close signal. switch, Auxiliary switches 2NO+2NC, without Closing coil (CC), manual operating mechanism with mechanical closing, without Remote trip alarm reset coil (RR), without 2nd shunt trip, without 1st Shunt trip | 244000 | 1 | Z\ | 1
3WA1232-8AC11-0AA0 |  | fixed-mounted circuit breaker, IEC 60947-2, size 2, 4-pole, N pole on left, In=3200 A, breaking capacity E, without internal voltage tap up to 1150 V AC 50/60 Hz, Icu=85/70 kA at 1000/1150 V, ETU300 LSIG electronic trip unit optimized for standard applications, without display, basic protection LT, ST, INST, GF, including protection of the N conductor (internal neutral point sensor available), trip alarm switch (1 x CO), connection at rear vertical, without Com & metering function Manual operating mechanism with mechanical closing, without Spring charging motor, Ready-to-close signal. switch, Auxiliary switches 2NO+2NC, without Closing coil (CC), manual operating mechanism with mechanical closing, without Remote trip alarm reset coil (RR), without 2nd shunt trip, without 1st Shunt trip | 311000 | 1 | Z\ | 1
3WA1232-8AC12-0AA0 |  | fixed-mounted circuit breaker, IEC 60947-2, size 2, 4-pole, N pole on left, In=3200 A, breaking capacity E, without internal voltage tap up to 1150 V AC 50/60 Hz, Icu=85/70 kA at 1000/1150 V, ETU300 LSIG electronic trip unit optimized for standard applications, without display, basic protection LT, ST, INST, GF, including protection of the N conductor (internal neutral point sensor available), trip alarm switch (1 x CO), connection at rear horizontal without Com & metering function Manual operating mechanism with mechanical closing, without Spring charging motor, Ready-to-close signal. switch, Auxiliary switches 2NO+2NC, without Closing coil (CC), manual operating mechanism with mechanical closing, without Remote trip alarm reset coil (RR), without 2nd shunt trip, without 1st Shunt trip | 304000 | 1 | Z\ | 1
3WA1232-8AC13-0AA0 |  | fixed-mounted circuit breaker, IEC 60947-2, size 2, 4-pole, N pole on left, In=3200 A, breaking capacity E, without internal voltage tap up to 1150 V AC 50/60 Hz, Icu=85/70 kA at 1000/1150 V, ETU300 LSIG electronic trip unit optimized for standard applications, without display, basic protection LT, ST, INST, GF, including protection of the N conductor (internal neutral point sensor available), trip alarm switch (1 x CO), front connection double hole, without Com & metering function Manual operating mechanism with mechanical closing, without Spring charging motor, Ready-to-close signal. switch, Auxiliary switches 2NO+2NC, without Closing coil (CC), manual operating mechanism with mechanical closing, without Remote trip alarm reset coil (RR), without 2nd shunt trip, without 1st Shunt trip | 322000 | 1 | Z\ | 1
3WA1232-8AC21-0AA0 |  | fixed-mounted circuit breaker, IEC 60947-2, size 1, 4-pole, N pole on right, In=3200 A, breaking capacity E, without internal voltage tap up to 1150 V AC 50/60 Hz, Icu=85/70 kA at 1000/1150 V, ETU300 LSI G electronic trip unit optimized for standard applications, without display, basic protection LT, ST, INST, GF, including protection of the N conductor (internal neutral point sensor available), trip alarm switch (1 x CO), connection at rear vertical, without Com & metering function Manual operating mechanism with mechanical closing, without Spring charging motor, Ready-to-close signal. switch, Auxiliary switches 2NO+2NC, without Closing coil (CC), manual operating mechanism with mechanical closing, without Remote trip alarm reset coil (RR), without 2nd shunt trip, without 1st Shunt trip | 311000 | 1 | Z\ | 1
3WA1232-8AC22-0AA0 |  | fixed-mounted circuit breaker, IEC 60947-2, size 1, 4-pole, N pole on right, In=3200 A, breaking capacity E, without internal voltage tap up to 1150 V AC 50/60 Hz, Icu=85/70 kA at 1000/1150 V, ETU300 LSI G electronic trip unit optimized for standard applications, without display, basic protection LT, ST, INST, GF, including protection of the N conductor (internal neutral point sensor available), trip alarm switch (1 x CO), connection at rear horizontal without Com & metering function Manual operating mechanism with mechanical closing, without Spring charging motor, Ready-to-close signal. switch, Auxiliary switches 2NO+2NC, without Closing coil (CC), manual operating mechanism with mechanical closing, without Remote trip alarm reset coil (RR), without 2nd shunt trip, without 1st Shunt trip | 304000 | 1 | Z\ | 1
3WA1232-8AC23-0AA0 |  | fixed-mounted circuit breaker, IEC 60947-2, size 1, 4-pole, N pole on right, In=3200 A, breaking capacity E, without internal voltage tap up to 1150 V AC 50/60 Hz, Icu=85/70 kA at 1000/1150 V, ETU300 LSI G electronic trip unit optimized for standard applications, without display, basic protection LT, ST, INST, GF, including protection of the N conductor (internal neutral point sensor available), trip alarm switch (1 x CO), front connection double hole, without Com & metering function Manual operating mechanism with mechanical closing, without Spring charging motor, Ready-to-close signal. switch, Auxiliary switches 2NO+2NC, without Closing coil (CC), manual operating mechanism with mechanical closing, without Remote trip alarm reset coil (RR), without 2nd shunt trip, without 1st Shunt trip | 322000 | 1 | Z\ | 1
3WA1232-8AC31-0AA0 |  | withdrawable circuit breaker, with guide frame, IEC 60947-2, size 2, 3-pole, In=3200 A, breaking capacity E, without internal voltage tap up to 1150 V AC 50/60 Hz, Icu=85/70 kA at 1000/1150 V, ETU300 LSIG electronic trip unit optimized for standard applications, without display, basic protection LT, ST, INST, GF, neutral conductor protection requires an external neutral point current sensor, trip alarm switch (1 x CO), connection at rear vertical, guide frame with shutter and without position signaling switch without Com & metering function Manual operating mechanism with mechanical closing, without Spring charging motor, Ready-to-close signal. switch, Auxiliary switches 2NO+2NC, without Closing coil (CC), manual operating mechanism with mechanical closing, without Remote trip alarm reset coil (RR), without 2nd shunt trip, without 1st Shunt trip | 287000 | 1 | Z\ | 1
3WA1232-8AC32-0AA0 |  | withdrawable circuit breaker, with guide frame, IEC 60947-2, size 2, 3-pole, In=3200 A, breaking capacity E, without internal voltage tap up to 1150 V AC 50/60 Hz, Icu=85/70 kA at 1000/1150 V, ETU300 LSIG electronic trip unit optimized for standard applications, without display, basic protection LT, ST, INST, GF, neutral conductor protection requires an external neutral point current sensor, trip alarm switch (1 x CO), connection at rear horizontal guide frame with shutter and without position signaling switch without Com & metering function Manual operating mechanism with mechanical closing, without Spring charging motor, Ready-to-close signal. switch, Auxiliary switches 2NO+2NC, without Closing coil (CC), manual operating mechanism with mechanical closing, without Remote trip alarm reset coil (RR), without 2nd shunt trip, without 1st Shunt trip | 282000 | 1 | Z\ | 1
3WA1232-8AC33-0AA0 |  | withdrawable circuit breaker, with guide frame, IEC 60947-2, size 2, 3-pole, In=3200 A, breaking capacity E, without internal voltage tap up to 1150 V AC 50/60 Hz, Icu=85/70 kA at 1000/1150 V, ETU300 LSIG electronic trip unit optimized for standard applications, without display, basic protection LT, ST, INST, GF, neutral conductor protection requires an external neutral point current sensor, trip alarm switch (1 x CO), front connection double hole, guide frame with shutter and without position signaling switch without Com & metering function Manual operating mechanism with mechanical closing, without Spring charging motor, Ready-to-close signal. switch, Auxiliary switches 2NO+2NC, without Closing coil (CC), manual operating mechanism with mechanical closing, without Remote trip alarm reset coil (RR), without 2nd shunt trip, without 1st Shunt trip | 296000 | 1 | Z\ | 1
3WA1232-8AC34-0AA0 |  | withdrawable circuit breaker, with guide frame, IEC 60947-2, size 2, 3-pole, In=3200 A, breaking capacity E, without internal voltage tap up to 1150 V AC 50/60 Hz, Icu=85/70 kA at 1000/1150 V, ETU300 LSIG electronic trip unit optimized for standard applications, without display, basic protection LT, ST, INST, GF, neutral conductor protection requires an external neutral point current sensor, trip alarm switch (1 x CO), connection at rear flange, guide frame with shutter and without position signaling switch without Com & metering function Manual operating mechanism with mechanical closing, without Spring charging motor, Ready-to-close signal. switch, Auxiliary switches 2NO+2NC, without Closing coil (CC), manual operating mechanism with mechanical closing, without Remote trip alarm reset coil (RR), without 2nd shunt trip, without 1st Shunt trip | 282000 | 1 | Z\ | 1
3WA1232-8AC41-0AA0 |  | withdrawable circuit breaker, with guide frame, IEC 60947-2, size 2, 4-pole, N pole on left, In=3200 A, breaking capacity E, without internal voltage tap up to 1150 V AC 50/60 Hz, Icu=85/70 kA at 1000/1150 V, ETU300 LSIG electronic trip unit optimized for standard applications, without display, basic protection LT, ST, INST, GF, including protection of the N conductor (internal neutral point sensor available), trip alarm switch (1 x CO), connection at rear vertical, guide frame with shutter and without position signaling switch without Com & metering function Manual operating mechanism with mechanical closing, without Spring charging motor, Ready-to-close signal. switch, Auxiliary switches 2NO+2NC, without Closing coil (CC), manual operating mechanism with mechanical closing, without Remote trip alarm reset coil (RR), without 2nd shunt trip, without 1st Shunt trip | 379000 | 1 | Z\ | 1
3WA1232-8AC42-0AA0 |  | withdrawable circuit breaker, with guide frame, IEC 60947-2, size 2, 4-pole, N pole on left, In=3200 A, breaking capacity E, without internal voltage tap up to 1150 V AC 50/60 Hz, Icu=85/70 kA at 1000/1150 V, ETU300 LSIG electronic trip unit optimized for standard applications, without display, basic protection LT, ST, INST, GF, including protection of the N conductor (internal neutral point sensor available), trip alarm switch (1 x CO), connection at rear horizontal guide frame with shutter and without position signaling switch without Com & metering function Manual operating mechanism with mechanical closing, without Spring charging motor, Ready-to-close signal. switch, Auxiliary switches 2NO+2NC, without Closing coil (CC), manual operating mechanism with mechanical closing, without Remote trip alarm reset coil (RR), without 2nd shunt trip, without 1st Shunt trip | 372000 | 1 | Z\ | 1
3WA1232-8AC43-0AA0 |  | withdrawable circuit breaker, with guide frame, IEC 60947-2, size 2, 4-pole, N pole on left, In=3200 A, breaking capacity E, without internal voltage tap up to 1150 V AC 50/60 Hz, Icu=85/70 kA at 1000/1150 V, ETU300 LSIG electronic trip unit optimized for standard applications, without display, basic protection LT, ST, INST, GF, including protection of the N conductor (internal neutral point sensor available), trip alarm switch (1 x CO), front connection double hole, guide frame with shutter and without position signaling switch without Com & metering function Manual operating mechanism with mechanical closing, without Spring charging motor, Ready-to-close signal. switch, Auxiliary switches 2NO+2NC, without Closing coil (CC), manual operating mechanism with mechanical closing, without Remote trip alarm reset coil (RR), without 2nd shunt trip, without 1st Shunt trip | 390000 | 1 | Z\ | 1
3WA1232-8AC44-0AA0 |  | withdrawable circuit breaker, with guide frame, IEC 60947-2, size 2, 4-pole, N pole on left, In=3200 A, breaking capacity E, without internal voltage tap up to 1150 V AC 50/60 Hz, Icu=85/70 kA at 1000/1150 V, ETU300 LSIG electronic trip unit optimized for standard applications, without display, basic protection LT, ST, INST, GF, including protection of the N conductor (internal neutral point sensor available), trip alarm switch (1 x CO), connection at rear flange, guide frame with shutter and without position signaling switch without Com & metering function Manual operating mechanism with mechanical closing, without Spring charging motor, Ready-to-close signal. switch, Auxiliary switches 2NO+2NC, without Closing coil (CC), manual operating mechanism with mechanical closing, without Remote trip alarm reset coil (RR), without 2nd shunt trip, without 1st Shunt trip | 372000 | 1 | Z\ | 1
3WA1232-8AE01-0AA0 |  | fixed-mounted circuit breaker, IEC 60947-2, size 2, 3-pole, In=3200 A, breaking capacity E, without internal voltage tap up to 1150 V AC 50/60 Hz, Icu=85/70 kA at 1000/1150 V, ETU600 LSI electronic trip unit upgradeable, color display, Bluetooth, USB interface, basic protection LT, ST, INST, neutral conductor protection requires an external neutral point current sensor, trip alarm switch (1 x CO), connection at rear vertical, without Com & metering function Manual operating mechanism with mechanical closing, without Spring charging motor, Ready-to-close signal. switch, Auxiliary switches 2NO+2NC, without Closing coil (CC), manual operating mechanism with mechanical closing, without Remote trip alarm reset coil (RR), without 2nd shunt trip, without 1st Shunt trip | 235000 | 1 | Z\ | 1
3WA1232-8AE02-0AA0 |  | fixed-mounted circuit breaker, IEC 60947-2, size 2, 3-pole, In=3200 A, breaking capacity E, without internal voltage tap up to 1150 V AC 50/60 Hz, Icu=85/70 kA at 1000/1150 V, ETU600 LSI electronic trip unit upgradeable, color display, Bluetooth, USB interface, basic protection LT, ST, INST, neutral conductor protection requires an external neutral point current sensor, trip alarm switch (1 x CO), connection at rear horizontal without Com & metering function Manual operating mechanism with mechanical closing, without Spring charging motor, Ready-to-close signal. switch, Auxiliary switches 2NO+2NC, without Closing coil (CC), manual operating mechanism with mechanical closing, without Remote trip alarm reset coil (RR), without 2nd shunt trip, without 1st Shunt trip | 230000 | 1 | Z\ | 1
3WA1232-8AE03-0AA0 |  | fixed-mounted circuit breaker, IEC 60947-2, size 2, 3-pole, In=3200 A, breaking capacity E, without internal voltage tap up to 1150 V AC 50/60 Hz, Icu=85/70 kA at 1000/1150 V, ETU600 LSI electronic trip unit upgradeable, color display, Bluetooth, USB interface, basic protection LT, ST, INST, neutral conductor protection requires an external neutral point current sensor, trip alarm switch (1 x CO), front connection double hole, without Com & metering function Manual operating mechanism with mechanical closing, without Spring charging motor, Ready-to-close signal. switch, Auxiliary switches 2NO+2NC, without Closing coil (CC), manual operating mechanism with mechanical closing, without Remote trip alarm reset coil (RR), without 2nd shunt trip, without 1st Shunt trip | 243000 | 1 | Z\ | 1
3WA1232-8AE11-0AA0 |  | fixed-mounted circuit breaker, IEC 60947-2, size 2, 4-pole, N pole on left, In=3200 A, breaking capacity E, without internal voltage tap up to 1150 V AC 50/60 Hz, Icu=85/70 kA at 1000/1150 V, ETU600 LSI electronic trip unit upgradeable, color display, Bluetooth, USB interface, basic protection LT, ST, INST, including protection of the N conductor (internal neutral point sensor available), trip alarm switch (1 x CO), connection at rear vertical, without Com & metering function Manual operating mechanism with mechanical closing, without Spring charging motor, Ready-to-close signal. switch, Auxiliary switches 2NO+2NC, without Closing coil (CC), manual operating mechanism with mechanical closing, without Remote trip alarm reset coil (RR), without 2nd shunt trip, without 1st Shunt trip | 310000 | 1 | Z\ | 1
3WA1232-8AE12-0AA0 |  | fixed-mounted circuit breaker, IEC 60947-2, size 2, 4-pole, N pole on left, In=3200 A, breaking capacity E, without internal voltage tap up to 1150 V AC 50/60 Hz, Icu=85/70 kA at 1000/1150 V, ETU600 LSI electronic trip unit upgradeable, color display, Bluetooth, USB interface, basic protection LT, ST, INST, including protection of the N conductor (internal neutral point sensor available), trip alarm switch (1 x CO), connection at rear horizontal without Com & metering function Manual operating mechanism with mechanical closing, without Spring charging motor, Ready-to-close signal. switch, Auxiliary switches 2NO+2NC, without Closing coil (CC), manual operating mechanism with mechanical closing, without Remote trip alarm reset coil (RR), without 2nd shunt trip, without 1st Shunt trip | 303000 | 1 | Z\ | 1
3WA1232-8AE13-0AA0 |  | fixed-mounted circuit breaker, IEC 60947-2, size 2, 4-pole, N pole on left, In=3200 A, breaking capacity E, without internal voltage tap up to 1150 V AC 50/60 Hz, Icu=85/70 kA at 1000/1150 V, ETU600 LSI electronic trip unit upgradeable, color display, Bluetooth, USB interface, basic protection LT, ST, INST, including protection of the N conductor (internal neutral point sensor available), trip alarm switch (1 x CO), front connection double hole, without Com & metering function Manual operating mechanism with mechanical closing, without Spring charging motor, Ready-to-close signal. switch, Auxiliary switches 2NO+2NC, without Closing coil (CC), manual operating mechanism with mechanical closing, without Remote trip alarm reset coil (RR), without 2nd shunt trip, without 1st Shunt trip | 321000 | 1 | Z\ | 1
3WA1232-8AE21-0AA0 |  | fixed-mounted circuit breaker, IEC 60947-2, size 2, 4-pole, N pole on right, In=3200 A, breaking capacity E, without internal voltage tap up to 1150 V AC 50/60 Hz, Icu=85/70 kA at 1000/1150 V, ETU600 LSI electronic trip unit upgradeable, color display, Bluetooth, USB interface, basic protection LT, ST, INST, including protection of the N conductor (internal neutral point sensor available), trip alarm switch (1 x CO), connection at rear vertical, without Com & metering function Manual operating mechanism with mechanical closing, without Spring charging motor, Ready-to-close signal. switch, Auxiliary switches 2NO+2NC, without Closing coil (CC), manual operating mechanism with mechanical closing, without Remote trip alarm reset coil (RR), without 2nd shunt trip, without 1st Shunt trip | 310000 | 1 | Z\ | 1
3WA1232-8AE22-0AA0 |  | fixed-mounted circuit breaker, IEC 60947-2, size 2, 4-pole, N pole on right, In=3200 A, breaking capacity E, without internal voltage tap up to 1150 V AC 50/60 Hz, Icu=85/70 kA at 1000/1150 V, ETU600 LSI electronic trip unit upgradeable, color display, Bluetooth, USB interface, basic protection LT, ST, INST, including protection of the N conductor (internal neutral point sensor available), trip alarm switch (1 x CO), connection at rear horizontal without Com & metering function Manual operating mechanism with mechanical closing, without Spring charging motor, Ready-to-close signal. switch, Auxiliary switches 2NO+2NC, without Closing coil (CC), manual operating mechanism with mechanical closing, without Remote trip alarm reset coil (RR), without 2nd shunt trip, without 1st Shunt trip | 303000 | 1 | Z\ | 1
3WA1232-8AE23-0AA0 |  | fixed-mounted circuit breaker, IEC 60947-2, size 2, 4-pole, N pole on right, In=3200 A, breaking capacity E, without internal voltage tap up to 1150 V AC 50/60 Hz, Icu=85/70 kA at 1000/1150 V, ETU600 LSI electronic trip unit upgradeable, color display, Bluetooth, USB interface, basic protection LT, ST, INST, including protection of the N conductor (internal neutral point sensor available), trip alarm switch (1 x CO), front connection double hole, without Com & metering function Manual operating mechanism with mechanical closing, without Spring charging motor, Ready-to-close signal. switch, Auxiliary switches 2NO+2NC, without Closing coil (CC), manual operating mechanism with mechanical closing, without Remote trip alarm reset coil (RR), without 2nd shunt trip, without 1st Shunt trip | 321000 | 1 | Z\ | 1
3WA1232-8AE31-0AA0 |  | withdrawable circuit breaker, with guide frame, IEC 60947-2, size 2, 3-pole, In=3200 A, breaking capacity E, without internal voltage tap up to 1150 V AC 50/60 Hz, Icu=85/70 kA at 1000/1150 V, ETU600 LSI electronic trip unit upgradeable, color display, Bluetooth, USB interface, basic protection LT, ST, INST, neutral conductor protection requires an external neutral point current sensor, trip alarm switch (1 x CO), connection at rear vertical, guide frame with shutter and without position signaling switch without Com & metering function Manual operating mechanism with mechanical closing, without Spring charging motor, Ready-to-close signal. switch, Auxiliary switches 2NO+2NC, without Closing coil (CC), manual operating mechanism with mechanical closing, without Remote trip alarm reset coil (RR), without 2nd shunt trip, without 1st Shunt trip | 286000 | 1 | Z\ | 1
3WA1232-8AE32-0AA0 |  | withdrawable circuit breaker, with guide frame, IEC 60947-2, size 2, 3-pole, In=3200 A, breaking capacity E, without internal voltage tap up to 1150 V AC 50/60 Hz, Icu=85/70 kA at 1000/1150 V, ETU600 LSI electronic trip unit upgradeable, color display, Bluetooth, USB interface, basic protection LT, ST, INST, neutral conductor protection requires an external neutral point current sensor, trip alarm switch (1 x CO), connection at rear horizontal guide frame with shutter and without position signaling switch without Com & metering function Manual operating mechanism with mechanical closing, without Spring charging motor, Ready-to-close signal. switch, Auxiliary switches 2NO+2NC, without Closing coil (CC), manual operating mechanism with mechanical closing, without Remote trip alarm reset coil (RR), without 2nd shunt trip, without 1st Shunt trip | 281000 | 1 | Z\ | 1
3WA1232-8AE33-0AA0 |  | withdrawable circuit breaker, with guide frame, IEC 60947-2, size 2, 3-pole, In=3200 A, breaking capacity E, without internal voltage tap up to 1150 V AC 50/60 Hz, Icu=85/70 kA at 1000/1150 V, ETU600 LSI electronic trip unit upgradeable, color display, Bluetooth, USB interface, basic protection LT, ST, INST, neutral conductor protection requires an external neutral point current sensor, trip alarm switch (1 x CO), front connection double hole, guide frame with shutter and without position signaling switch without Com & metering function Manual operating mechanism with mechanical closing, without Spring charging motor, Ready-to-close signal. switch, Auxiliary switches 2NO+2NC, without Closing coil (CC), manual operating mechanism with mechanical closing, without Remote trip alarm reset coil (RR), without 2nd shunt trip, without 1st Shunt trip | 295000 | 1 | Z\ | 1
3WA1232-8AE34-0AA0 |  | withdrawable circuit breaker, with guide frame, IEC 60947-2, size 2, 3-pole, In=3200 A, breaking capacity E, without internal voltage tap up to 1150 V AC 50/60 Hz, Icu=85/70 kA at 1000/1150 V, ETU600 LSI electronic trip unit upgradeable, color display, Bluetooth, USB interface, basic protection LT, ST, INST, neutral conductor protection requires an external neutral point current sensor, trip alarm switch (1 x CO), connection at rear flange, guide frame with shutter and without position signaling switch without Com & metering function Manual operating mechanism with mechanical closing, without Spring charging motor, Ready-to-close signal. switch, Auxiliary switches 2NO+2NC, without Closing coil (CC), manual operating mechanism with mechanical closing, without Remote trip alarm reset coil (RR), without 2nd shunt trip, without 1st Shunt trip | 281000 | 1 | Z\ | 1
3WA1232-8AE41-0AA0 |  | withdrawable circuit breaker, with guide frame, IEC 60947-2, size 2, 4-pole, N pole on left, In=3200 A, breaking capacity E, without internal voltage tap up to 1150 V AC 50/60 Hz, Icu=85/70 kA at 1000/1150 V, ETU600 LSI electronic trip unit upgradeable, color display, Bluetooth, USB interface, basic protection LT, ST, INST, including protection of the N conductor (internal neutral point sensor available), trip alarm switch (1 x CO), connection at rear vertical, guide frame with shutter and without position signaling switch without Com & metering function Manual operating mechanism with mechanical closing, without Spring charging motor, Ready-to-close signal. switch, Auxiliary switches 2NO+2NC, without Closing coil (CC), manual operating mechanism with mechanical closing, without Remote trip alarm reset coil (RR), without 2nd shunt trip, without 1st Shunt trip | 378000 | 1 | Z\ | 1
3WA1232-8AE42-0AA0 |  | withdrawable circuit breaker, with guide frame, IEC 60947-2, size 2, 4-pole, N pole on left, In=3200 A, breaking capacity E, without internal voltage tap up to 1150 V AC 50/60 Hz, Icu=85/70 kA at 1000/1150 V, ETU600 LSI electronic trip unit upgradeable, color display, Bluetooth, USB interface, basic protection LT, ST, INST, including protection of the N conductor (internal neutral point sensor available), trip alarm switch (1 x CO), connection at rear horizontal guide frame with shutter and without position signaling switch without Com & metering function Manual operating mechanism with mechanical closing, without Spring charging motor, Ready-to-close signal. switch, Auxiliary switches 2NO+2NC, without Closing coil (CC), manual operating mechanism with mechanical closing, without Remote trip alarm reset coil (RR), without 2nd shunt trip, without 1st Shunt trip | 371000 | 1 | Z\ | 1
3WA1232-8AE43-0AA0 |  | withdrawable circuit breaker, with guide frame, IEC 60947-2, size 2, 4-pole, N pole on left, In=3200 A, breaking capacity E, without internal voltage tap up to 1150 V AC 50/60 Hz, Icu=85/70 kA at 1000/1150 V, ETU600 LSI electronic trip unit upgradeable, color display, Bluetooth, USB interface, basic protection LT, ST, INST, including protection of the N conductor (internal neutral point sensor available), trip alarm switch (1 x CO), front connection double hole, guide frame with shutter and without position signaling switch without Com & metering function Manual operating mechanism with mechanical closing, without Spring charging motor, Ready-to-close signal. switch, Auxiliary switches 2NO+2NC, without Closing coil (CC), manual operating mechanism with mechanical closing, without Remote trip alarm reset coil (RR), without 2nd shunt trip, without 1st Shunt trip | 389000 | 1 | Z\ | 1
3WA1232-8AE44-0AA0 |  | withdrawable circuit breaker, with guide frame, IEC 60947-2, size 2, 4-pole, N pole on left, In=3200 A, breaking capacity E, without internal voltage tap up to 1150 V AC 50/60 Hz, Icu=85/70 kA at 1000/1150 V, ETU600 LSI electronic trip unit upgradeable, color display, Bluetooth, USB interface, basic protection LT, ST, INST, including protection of the N conductor (internal neutral point sensor available), trip alarm switch (1 x CO), connection at rear flange, guide frame with shutter and without position signaling switch without Com & metering function Manual operating mechanism with mechanical closing, without Spring charging motor, Ready-to-close signal. switch, Auxiliary switches 2NO+2NC, without Closing coil (CC), manual operating mechanism with mechanical closing, without Remote trip alarm reset coil (RR), without 2nd shunt trip, without 1st Shunt trip | 371000 | 1 | Z\ | 1
3WA1232-8AF01-0AA0 |  | fixed-mounted circuit breaker, IEC 60947-2, size 2, 3-pole, In=3200 A, breaking capacity E, without internal voltage tap up to 1150 V AC 50/60 Hz, Icu=85/70 kA at 1000/1150 V, ETU600 LSIG electronic trip unit upgradeable, color display, Bluetooth, USB interface, basic protection LT, ST, INST, GFx, neutral conductor protection requires an external neutral point current sensor, trip alarm switch (1 x CO), connection at rear vertical, without Com & metering function Manual operating mechanism with mechanical closing, without Spring charging motor, Ready-to-close signal. switch, Auxiliary switches 2NO+2NC, without Closing coil (CC), manual operating mechanism with mechanical closing, without Remote trip alarm reset coil (RR), without 2nd shunt trip, without 1st Shunt trip | 245000 | 1 | Z\ | 1
3WA1232-8AF02-0AA0 |  | fixed-mounted circuit breaker, IEC 60947-2, size 2, 3-pole, In=3200 A, breaking capacity E, without internal voltage tap up to 1150 V AC 50/60 Hz, Icu=85/70 kA at 1000/1150 V, ETU600 LSIG electronic trip unit upgradeable, color display, Bluetooth, USB interface, basic protection LT, ST, INST, GFx, neutral conductor protection requires an external neutral point current sensor, trip alarm switch (1 x CO), connection at rear horizontal without Com & metering function Manual operating mechanism with mechanical closing, without Spring charging motor, Ready-to-close signal. switch, Auxiliary switches 2NO+2NC, without Closing coil (CC), manual operating mechanism with mechanical closing, without Remote trip alarm reset coil (RR), without 2nd shunt trip, without 1st Shunt trip | 240000 | 1 | Z\ | 1
3WA1232-8AF03-0AA0 |  | fixed-mounted circuit breaker, IEC 60947-2, size 2, 3-pole, In=3200 A, breaking capacity E, without internal voltage tap up to 1150 V AC 50/60 Hz, Icu=85/70 kA at 1000/1150 V, ETU600 LSIG electronic trip unit upgradeable, color display, Bluetooth, USB interface, basic protection LT, ST, INST, GFx, neutral conductor protection requires an external neutral point current sensor, trip alarm switch (1 x CO), front connection double hole, without Com & metering function Manual operating mechanism with mechanical closing, without Spring charging motor, Ready-to-close signal. switch, Auxiliary switches 2NO+2NC, without Closing coil (CC), manual operating mechanism with mechanical closing, without Remote trip alarm reset coil (RR), without 2nd shunt trip, without 1st Shunt trip | 254000 | 1 | Z\ | 1
3WA1232-8AF11-0AA0 |  | fixed-mounted circuit breaker, IEC 60947-2, size 2, 4-pole, N pole on left, In=3200 A, breaking capacity E, without internal voltage tap up to 1150 V AC 50/60 Hz, Icu=85/70 kA at 1000/1150 V, ETU600 LSIG electronic trip unit upgradeable, color display, Bluetooth, USB interface, basic protection LT, ST, INST, GFx, including protection of the N conductor (internal neutral point sensor available), trip alarm switch (1 x CO), connection at rear vertical, without Com & metering function Manual operating mechanism with mechanical closing, without Spring charging motor, Ready-to-close signal. switch, Auxiliary switches 2NO+2NC, without Closing coil (CC), manual operating mechanism with mechanical closing, without Remote trip alarm reset coil (RR), without 2nd shunt trip, without 1st Shunt trip | 321000 | 1 | Z\ | 1
3WA1232-8AF12-0AA0 |  | fixed-mounted circuit breaker, IEC 60947-2, size 2, 4-pole, N pole on left, In=3200 A, breaking capacity E, without internal voltage tap up to 1150 V AC 50/60 Hz, Icu=85/70 kA at 1000/1150 V, ETU600 LSIG electronic trip unit upgradeable, color display, Bluetooth, USB interface, basic protection LT, ST, INST, GFx, including protection of the N conductor (internal neutral point sensor available), trip alarm switch (1 x CO), connection at rear horizontal without Com & metering function Manual operating mechanism with mechanical closing, without Spring charging motor, Ready-to-close signal. switch, Auxiliary switches 2NO+2NC, without Closing coil (CC), manual operating mechanism with mechanical closing, without Remote trip alarm reset coil (RR), without 2nd shunt trip, without 1st Shunt trip | 314000 | 1 | Z\ | 1
3WA1232-8AF13-0AA0 |  | fixed-mounted circuit breaker, IEC 60947-2, size 2, 4-pole, N pole on left, In=3200 A, breaking capacity E, without internal voltage tap up to 1150 V AC 50/60 Hz, Icu=85/70 kA at 1000/1150 V, ETU600 LSIG electronic trip unit upgradeable, color display, Bluetooth, USB interface, basic protection LT, ST, INST, GFx, including protection of the N conductor (internal neutral point sensor available), trip alarm switch (1 x CO), front connection double hole, without Com & metering function Manual operating mechanism with mechanical closing, without Spring charging motor, Ready-to-close signal. switch, Auxiliary switches 2NO+2NC, without Closing coil (CC), manual operating mechanism with mechanical closing, without Remote trip alarm reset coil (RR), without 2nd shunt trip, without 1st Shunt trip | 332000 | 1 | Z\ | 1
3WA1232-8AF21-0AA0 |  | fixed-mounted circuit breaker, IEC 60947-2, size 2, 4-pole, N pole on right, In=3200 A, breaking capacity E, without internal voltage tap up to 1150 V AC 50/60 Hz, Icu=85/70 kA at 1000/1150 V, ETU600 LSIG electronic trip unit upgradeable, color display, Bluetooth, USB interface, basic protection LT, ST, INST, GFx, including protection of the N conductor (internal neutral point sensor available), trip alarm switch (1 x CO), connection at rear vertical, without Com & metering function Manual operating mechanism with mechanical closing, without Spring charging motor, Ready-to-close signal. switch, Auxiliary switches 2NO+2NC, without Closing coil (CC), manual operating mechanism with mechanical closing, without Remote trip alarm reset coil (RR), without 2nd shunt trip, without 1st Shunt trip | 321000 | 1 | Z\ | 1
3WA1232-8AF22-0AA0 |  | fixed-mounted circuit breaker, IEC 60947-2, size 2, 4-pole, N pole on right, In=3200 A, breaking capacity E, without internal voltage tap up to 1150 V AC 50/60 Hz, Icu=85/70 kA at 1000/1150 V, ETU600 LSIG electronic trip unit upgradeable, color display, Bluetooth, USB interface, basic protection LT, ST, INST, GFx, including protection of the N conductor (internal neutral point sensor available), trip alarm switch (1 x CO), connection at rear horizontal without Com & metering function Manual operating mechanism with mechanical closing, without Spring charging motor, Ready-to-close signal. switch, Auxiliary switches 2NO+2NC, without Closing coil (CC), manual operating mechanism with mechanical closing, without Remote trip alarm reset coil (RR), without 2nd shunt trip, without 1st Shunt trip | 314000 | 1 | Z\ | 1
3WA1232-8AF23-0AA0 |  | fixed-mounted circuit breaker, IEC 60947-2, size 2, 4-pole, N pole on right, In=3200 A, breaking capacity E, without internal voltage tap up to 1150 V AC 50/60 Hz, Icu=85/70 kA at 1000/1150 V, ETU600 LSIG electronic trip unit upgradeable, color display, Bluetooth, USB interface, basic protection LT, ST, INST, GFx, including protection of the N conductor (internal neutral point sensor available), trip alarm switch (1 x CO), front connection double hole, without Com & metering function Manual operating mechanism with mechanical closing, without Spring charging motor, Ready-to-close signal. switch, Auxiliary switches 2NO+2NC, without Closing coil (CC), manual operating mechanism with mechanical closing, without Remote trip alarm reset coil (RR), without 2nd shunt trip, without 1st Shunt trip | 332000 | 1 | Z\ | 1
3WA1232-8AF31-0AA0 |  | withdrawable circuit breaker, with guide frame, IEC 60947-2, size 2, 3-pole, In=3200 A, breaking capacity E, without internal voltage tap up to 1150 V AC 50/60 Hz, Icu=85/70 kA at 1000/1150 V, ETU600 LSIG electronic trip unit upgradeable, color display, Bluetooth, USB interface, basic protection LT, ST, INST, GFx, neutral conductor protection requires an external neutral point current sensor, trip alarm switch (1 x CO), connection at rear vertical, guide frame with shutter and without position signaling switch without Com & metering function Manual operating mechanism with mechanical closing, without Spring charging motor, Ready-to-close signal. switch, Auxiliary switches 2NO+2NC, without Closing coil (CC), manual operating mechanism with mechanical closing, without Remote trip alarm reset coil (RR), without 2nd shunt trip, without 1st Shunt trip | 297000 | 1 | Z\ | 1
3WA1232-8AF32-0AA0 |  | withdrawable circuit breaker, with guide frame, IEC 60947-2, size 2, 3-pole, In=3200 A, breaking capacity E, without internal voltage tap up to 1150 V AC 50/60 Hz, Icu=85/70 kA at 1000/1150 V, ETU600 LSIG electronic trip unit upgradeable, color display, Bluetooth, USB interface, basic protection LT, ST, INST, GFx, neutral conductor protection requires an external neutral point current sensor, trip alarm switch (1 x CO), connection at rear horizontal guide frame with shutter and without position signaling switch without Com & metering function Manual operating mechanism with mechanical closing, without Spring charging motor, Ready-to-close signal. switch, Auxiliary switches 2NO+2NC, without Closing coil (CC), manual operating mechanism with mechanical closing, without Remote trip alarm reset coil (RR), without 2nd shunt trip, without 1st Shunt trip | 292000 | 1 | Z\ | 1
3WA1232-8AF33-0AA0 |  | withdrawable circuit breaker, with guide frame, IEC 60947-2, size 2, 3-pole, In=3200 A, breaking capacity E, without internal voltage tap up to 1150 V AC 50/60 Hz, Icu=85/70 kA at 1000/1150 V, ETU600 LSIG electronic trip unit upgradeable, color display, Bluetooth, USB interface, basic protection LT, ST, INST, GFx, neutral conductor protection requires an external neutral point current sensor, trip alarm switch (1 x CO), front connection double hole, guide frame with shutter and without position signaling switch without Com & metering function Manual operating mechanism with mechanical closing, without Spring charging motor, Ready-to-close signal. switch, Auxiliary switches 2NO+2NC, without Closing coil (CC), manual operating mechanism with mechanical closing, without Remote trip alarm reset coil (RR), without 2nd shunt trip, without 1st Shunt trip | 305000 | 1 | Z\ | 1
3WA1232-8AF34-0AA0 |  | withdrawable circuit breaker, with guide frame, IEC 60947-2, size 2, 3-pole, In=3200 A, breaking capacity E, without internal voltage tap up to 1150 V AC 50/60 Hz, Icu=85/70 kA at 1000/1150 V, ETU600 LSIG electronic trip unit upgradeable, color display, Bluetooth, USB interface, basic protection LT, ST, INST, GFx, neutral conductor protection requires an external neutral point current sensor, trip alarm switch (1 x CO), connection at rear flange, guide frame with shutter and without position signaling switch without Com & metering function Manual operating mechanism with mechanical closing, without Spring charging motor, Ready-to-close signal. switch, Auxiliary switches 2NO+2NC, without Closing coil (CC), manual operating mechanism with mechanical closing, without Remote trip alarm reset coil (RR), without 2nd shunt trip, without 1st Shunt trip | 292000 | 1 | Z\ | 1
3WA1232-8AF41-0AA0 |  | withdrawable circuit breaker, with guide frame, IEC 60947-2, size 2, 4-pole, N pole on left, In=3200 A, breaking capacity E, without internal voltage tap up to 1150 V AC 50/60 Hz, Icu=85/70 kA at 1000/1150 V, ETU600 LSIG electronic trip unit upgradeable, color display, Bluetooth, USB interface, basic protection LT, ST, INST, GFx, including protection of the N conductor (internal neutral point sensor available), trip alarm switch (1 x CO), connection at rear vertical, guide frame with shutter and without position signaling switch without Com & metering function Manual operating mechanism with mechanical closing, without Spring charging motor, Ready-to-close signal. switch, Auxiliary switches 2NO+2NC, without Closing coil (CC), manual operating mechanism with mechanical closing, without Remote trip alarm reset coil (RR), without 2nd shunt trip, without 1st Shunt trip | 388000 | 1 | Z\ | 1
3WA1232-8AF42-0AA0 |  | withdrawable circuit breaker, with guide frame, IEC 60947-2, size 2, 4-pole, N pole on left, In=3200 A, breaking capacity E, without internal voltage tap up to 1150 V AC 50/60 Hz, Icu=85/70 kA at 1000/1150 V, ETU600 LSIG electronic trip unit upgradeable, color display, Bluetooth, USB interface, basic protection LT, ST, INST, GFx, including protection of the N conductor (internal neutral point sensor available), trip alarm switch (1 x CO), connection at rear horizontal guide frame with shutter and without position signaling switch without Com & metering function Manual operating mechanism with mechanical closing, without Spring charging motor, Ready-to-close signal. switch, Auxiliary switches 2NO+2NC, without Closing coil (CC), manual operating mechanism with mechanical closing, without Remote trip alarm reset coil (RR), without 2nd shunt trip, without 1st Shunt trip | 382000 | 1 | Z\ | 1
3WA1232-8AF43-0AA0 |  | withdrawable circuit breaker, with guide frame, IEC 60947-2, size 2, 4-pole, N pole on left, In=3200 A, breaking capacity E, without internal voltage tap up to 1150 V AC 50/60 Hz, Icu=85/70 kA at 1000/1150 V, ETU600 LSIG electronic trip unit upgradeable, color display, Bluetooth, USB interface, basic protection LT, ST, INST, GFx, including protection of the N conductor (internal neutral point sensor available), trip alarm switch (1 x CO), front connection double hole, guide frame with shutter and without position signaling switch without Com & metering function Manual operating mechanism with mechanical closing, without Spring charging motor, Ready-to-close signal. switch, Auxiliary switches 2NO+2NC, without Closing coil (CC), manual operating mechanism with mechanical closing, without Remote trip alarm reset coil (RR), without 2nd shunt trip, without 1st Shunt trip | 400000 | 1 | Z\ | 1
3WA1232-8AF44-0AA0 |  | withdrawable circuit breaker, with guide frame, IEC 60947-2, size 2, 4-pole, N pole on left, In=3200 A, breaking capacity E, without internal voltage tap up to 1150 V AC 50/60 Hz, Icu=85/70 kA at 1000/1150 V, ETU600 LSIG electronic trip unit upgradeable, color display, Bluetooth, USB interface, basic protection LT, ST, INST, GFx, including protection of the N conductor (internal neutral point sensor available), trip alarm switch (1 x CO), connection at rear flange, guide frame with shutter and without position signaling switch without Com & metering function Manual operating mechanism with mechanical closing, without Spring charging motor, Ready-to-close signal. switch, Auxiliary switches 2NO+2NC, without Closing coil (CC), manual operating mechanism with mechanical closing, without Remote trip alarm reset coil (RR), without 2nd shunt trip, without 1st Shunt trip | 382000 | 1 | Z\ | 1
3WA1232-8AG01-0AA0 |  | fixed-mounted circuit breaker, IEC 60947-2, size 2, 3-pole, In=3200 A, breaking capacity E, without internal voltage tap up to 1150 V AC 50/60 Hz, Icu=85/70 kA at 1000/1150 V, ETU600 LSIG Hi-Z electronic trip unit upgradeable, color display, Bluetooth, USB interface, basic protection LT, ST, INST, GFx, with GF high-impedance input, neutral conductor protection requires an external neutral point current sensor, trip alarm switch (1 x CO), connection at rear vertical, without Com & metering function Manual operating mechanism with mechanical closing, without Spring charging motor, Ready-to-close signal. switch, Auxiliary switches 2NO+2NC, without Closing coil (CC), manual operating mechanism with mechanical closing, without Remote trip alarm reset coil (RR), without 2nd shunt trip, without 1st Shunt trip | 267000 | 1 | Z\ | 1
3WA1232-8AG02-0AA0 |  | fixed-mounted circuit breaker, IEC 60947-2, size 2, 3-pole, In=3200 A, breaking capacity E, without internal voltage tap up to 1150 V AC 50/60 Hz, Icu=85/70 kA at 1000/1150 V, ETU600 LSIG Hi-Z electronic trip unit upgradeable, color display, Bluetooth, USB interface, basic protection LT, ST, INST, GFx, with GF high-impedance input, neutral conductor protection requires an external neutral point current sensor, trip alarm switch (1 x CO), connection at rear horizontal without Com & metering function Manual operating mechanism with mechanical closing, without Spring charging motor, Ready-to-close signal. switch, Auxiliary switches 2NO+2NC, without Closing coil (CC), manual operating mechanism with mechanical closing, without Remote trip alarm reset coil (RR), without 2nd shunt trip, without 1st Shunt trip | 262000 | 1 | Z\ | 1
3WA1232-8AG03-0AA0 |  | fixed-mounted circuit breaker, IEC 60947-2, size 2, 3-pole, In=3200 A, breaking capacity E, without internal voltage tap up to 1150 V AC 50/60 Hz, Icu=85/70 kA at 1000/1150 V, ETU600 LSIG Hi-Z electronic trip unit upgradeable, color display, Bluetooth, USB interface, basic protection LT, ST, INST, GFx, with GF high-impedance input, neutral conductor protection requires an external neutral point current sensor, trip alarm switch (1 x CO), front connection double hole, without Com & metering function Manual operating mechanism with mechanical closing, without Spring charging motor, Ready-to-close signal. switch, Auxiliary switches 2NO+2NC, without Closing coil (CC), manual operating mechanism with mechanical closing, without Remote trip alarm reset coil (RR), without 2nd shunt trip, without 1st Shunt trip | 275000 | 1 | Z\ | 1
3WA1232-8AG11-0AA0 |  | fixed-mounted circuit breaker, IEC 60947-2, size 2, 4-pole, N pole on left, In=3200 A, breaking capacity E, without internal voltage tap up to 1150 V AC 50/60 Hz, Icu=85/70 kA at 1000/1150 V, ETU600 LSIG Hi-Z electronic trip unit upgradeable, color display, Bluetooth, USB interface, basic protection LT, ST, INST, GFx, with GF high-impedance input, including protection of the N conductor (internal neutral point sensor available), trip alarm switch (1 x CO), connection at rear vertical, without Com & metering function Manual operating mechanism with mechanical closing, without Spring charging motor, Ready-to-close signal. switch, Auxiliary switches 2NO+2NC, without Closing coil (CC), manual operating mechanism with mechanical closing, without Remote trip alarm reset coil (RR), without 2nd shunt trip, without 1st Shunt trip | 342000 | 1 | Z\ | 1
3WA1232-8AG12-0AA0 |  | fixed-mounted circuit breaker, IEC 60947-2, size 2, 4-pole, N pole on left, In=3200 A, breaking capacity E, without internal voltage tap up to 1150 V AC 50/60 Hz, Icu=85/70 kA at 1000/1150 V, ETU600 LSIG Hi-Z electronic trip unit upgradeable, color display, Bluetooth, USB interface, basic protection LT, ST, INST, GFx, with GF high-impedance input, including protection of the N conductor (internal neutral point sensor available), trip alarm switch (1 x CO), connection at rear horizontal without Com & metering function Manual operating mechanism with mechanical closing, without Spring charging motor, Ready-to-close signal. switch, Auxiliary switches 2NO+2NC, without Closing coil (CC), manual operating mechanism with mechanical closing, without Remote trip alarm reset coil (RR), without 2nd shunt trip, without 1st Shunt trip | 335000 | 1 | Z\ | 1
3WA1232-8AG13-0AA0 |  | fixed-mounted circuit breaker, IEC 60947-2, size 2, 4-pole, N pole on left, In=3200 A, breaking capacity E, without internal voltage tap up to 1150 V AC 50/60 Hz, Icu=85/70 kA at 1000/1150 V, ETU600 LSIG Hi-Z electronic trip unit upgradeable, color display, Bluetooth, USB interface, basic protection LT, ST, INST, GFx, with GF high-impedance input, including protection of the N conductor (internal neutral point sensor available), trip alarm switch (1 x CO), front connection double hole, without Com & metering function Manual operating mechanism with mechanical closing, without Spring charging motor, Ready-to-close signal. switch, Auxiliary switches 2NO+2NC, without Closing coil (CC), manual operating mechanism with mechanical closing, without Remote trip alarm reset coil (RR), without 2nd shunt trip, without 1st Shunt trip | 353000 | 1 | Z\ | 1
3WA1232-8AG21-0AA0 |  | fixed-mounted circuit breaker, IEC 60947-2, size 2, 4-pole, N pole on right, In=3200 A, breaking capacity E, without internal voltage tap up to 1150 V AC 50/60 Hz, Icu=85/70 kA at 1000/1150 V, ETU600 LSIG Hi-Z electronic trip unit upgradeable, color display, Bluetooth, USB interface, basic protection LT, ST, INST, GFx, with GF high-impedance input, including protection of the N conductor (internal neutral point sensor available), trip alarm switch (1 x CO), connection at rear vertical, without Com & metering function Manual operating mechanism with mechanical closing, without Spring charging motor, Ready-to-close signal. switch, Auxiliary switches 2NO+2NC, without Closing coil (CC), manual operating mechanism with mechanical closing, without Remote trip alarm reset coil (RR), without 2nd shunt trip, without 1st Shunt trip | 342000 | 1 | Z\ | 1
3WA1232-8AG22-0AA0 |  | fixed-mounted circuit breaker, IEC 60947-2, size 2, 4-pole, N pole on right, In=3200 A, breaking capacity E, without internal voltage tap up to 1150 V AC 50/60 Hz, Icu=85/70 kA at 1000/1150 V, ETU600 LSIG Hi-Z electronic trip unit upgradeable, color display, Bluetooth, USB interface, basic protection LT, ST, INST, GFx, with GF high-impedance input, including protection of the N conductor (internal neutral point sensor available), trip alarm switch (1 x CO), connection at rear horizontal without Com & metering function Manual operating mechanism with mechanical closing, without Spring charging motor, Ready-to-close signal. switch, Auxiliary switches 2NO+2NC, without Closing coil (CC), manual operating mechanism with mechanical closing, without Remote trip alarm reset coil (RR), without 2nd shunt trip, without 1st Shunt trip | 335000 | 1 | Z\ | 1
3WA1232-8AG23-0AA0 |  | fixed-mounted circuit breaker, IEC 60947-2, size 2, 4-pole, N pole on right, In=3200 A, breaking capacity E, without internal voltage tap up to 1150 V AC 50/60 Hz, Icu=85/70 kA at 1000/1150 V, ETU600 LSIG Hi-Z electronic trip unit upgradeable, color display, Bluetooth, USB interface, basic protection LT, ST, INST, GFx, with GF high-impedance input, including protection of the N conductor (internal neutral point sensor available), trip alarm switch (1 x CO), front connection double hole, without Com & metering function Manual operating mechanism with mechanical closing, without Spring charging motor, Ready-to-close signal. switch, Auxiliary switches 2NO+2NC, without Closing coil (CC), manual operating mechanism with mechanical closing, without Remote trip alarm reset coil (RR), without 2nd shunt trip, without 1st Shunt trip | 353000 | 1 | Z\ | 1
3WA1232-8AG31-0AA0 |  | withdrawable circuit breaker, with guide frame, IEC 60947-2, size 2, 3-pole, In=3200 A, breaking capacity E, without internal voltage tap up to 1150 V AC 50/60 Hz, Icu=85/70 kA at 1000/1150 V, ETU600 LSIG Hi-Z electronic trip unit upgradeable, color display, Bluetooth, USB interface, basic protection LT, ST, INST, GFx, with GF high-impedance input, neutral conductor protection requires an external neutral point current sensor, trip alarm switch (1 x CO), connection at rear vertical, guide frame with shutter and without position signaling switch without Com & metering function Manual operating mechanism with mechanical closing, without Spring charging motor, Ready-to-close signal. switch, Auxiliary switches 2NO+2NC, without Closing coil (CC), manual operating mechanism with mechanical closing, without Remote trip alarm reset coil (RR), without 2nd shunt trip, without 1st Shunt trip | 318000 | 1 | Z\ | 1
3WA1232-8AG32-0AA0 |  | withdrawable circuit breaker, with guide frame, IEC 60947-2, size 2, 3-pole, In=3200 A, breaking capacity E, without internal voltage tap up to 1150 V AC 50/60 Hz, Icu=85/70 kA at 1000/1150 V, ETU600 LSIG Hi-Z electronic trip unit upgradeable, color display, Bluetooth, USB interface, basic protection LT, ST, INST, GFx, with GF high-impedance input, neutral conductor protection requires an external neutral point current sensor, trip alarm switch (1 x CO), connection at rear horizontal guide frame with shutter and without position signaling switch without Com & metering function Manual operating mechanism with mechanical closing, without Spring charging motor, Ready-to-close signal. switch, Auxiliary switches 2NO+2NC, without Closing coil (CC), manual operating mechanism with mechanical closing, without Remote trip alarm reset coil (RR), without 2nd shunt trip, without 1st Shunt trip | 313000 | 1 | Z\ | 1
3WA1232-8AG33-0AA0 |  | withdrawable circuit breaker, with guide frame, IEC 60947-2, size 2, 3-pole, In=3200 A, breaking capacity E, without internal voltage tap up to 1150 V AC 50/60 Hz, Icu=85/70 kA at 1000/1150 V, ETU600 LSIG Hi-Z electronic trip unit upgradeable, color display, Bluetooth, USB interface, basic protection LT, ST, INST, GFx, with GF high-impedance input, neutral conductor protection requires an external neutral point current sensor, trip alarm switch (1 x CO), front connection double hole, guide frame with shutter and without position signaling switch without Com & metering function Manual operating mechanism with mechanical closing, without Spring charging motor, Ready-to-close signal. switch, Auxiliary switches 2NO+2NC, without Closing coil (CC), manual operating mechanism with mechanical closing, without Remote trip alarm reset coil (RR), without 2nd shunt trip, without 1st Shunt trip | 327000 | 1 | Z\ | 1
3WA1232-8AG34-0AA0 |  | withdrawable circuit breaker, with guide frame, IEC 60947-2, size 2, 3-pole, In=3200 A, breaking capacity E, without internal voltage tap up to 1150 V AC 50/60 Hz, Icu=85/70 kA at 1000/1150 V, ETU600 LSIG Hi-Z electronic trip unit upgradeable, color display, Bluetooth, USB interface, basic protection LT, ST, INST, GFx, with GF high-impedance input, neutral conductor protection requires an external neutral point current sensor, trip alarm switch (1 x CO), connection at rear flange, guide frame with shutter and without position signaling switch without Com & metering function Manual operating mechanism with mechanical closing, without Spring charging motor, Ready-to-close signal. switch, Auxiliary switches 2NO+2NC, without Closing coil (CC), manual operating mechanism with mechanical closing, without Remote trip alarm reset coil (RR), without 2nd shunt trip, without 1st Shunt trip | 313000 | 1 | Z\ | 1
3WA1232-8AG41-0AA0 |  | withdrawable circuit breaker, with guide frame, IEC 60947-2, size 2, 4-pole, N pole on left, In=3200 A, breaking capacity E, without internal voltage tap up to 1150 V AC 50/60 Hz, Icu=85/70 kA at 1000/1150 V, ETU600 LSIG Hi-Z electronic trip unit upgradeable, color display, Bluetooth, USB interface, basic protection LT, ST, INST, GFx, with GF high-impedance input, including protection of the N conductor (internal neutral point sensor available), trip alarm switch (1 x CO), connection at rear vertical, guide frame with shutter and without position signaling switch without Com & metering function Manual operating mechanism with mechanical closing, without Spring charging motor, Ready-to-close signal. switch, Auxiliary switches 2NO+2NC, without Closing coil (CC), manual operating mechanism with mechanical closing, without Remote trip alarm reset coil (RR), without 2nd shunt trip, without 1st Shunt trip | 410000 | 1 | Z\ | 1
3WA1232-8AG42-0AA0 |  | withdrawable circuit breaker, with guide frame, IEC 60947-2, size 2, 4-pole, N pole on left, In=3200 A, breaking capacity E, without internal voltage tap up to 1150 V AC 50/60 Hz, Icu=85/70 kA at 1000/1150 V, ETU600 LSIG Hi-Z electronic trip unit upgradeable, color display, Bluetooth, USB interface, basic protection LT, ST, INST, GFx, with GF high-impedance input, including protection of the N conductor (internal neutral point sensor available), trip alarm switch (1 x CO), connection at rear horizontal guide frame with shutter and without position signaling switch without Com & metering function Manual operating mechanism with mechanical closing, without Spring charging motor, Ready-to-close signal. switch, Auxiliary switches 2NO+2NC, without Closing coil (CC), manual operating mechanism with mechanical closing, without Remote trip alarm reset coil (RR), without 2nd shunt trip, without 1st Shunt trip | 403000 | 1 | Z\ | 1
3WA1232-8AG43-0AA0 |  | withdrawable circuit breaker, with guide frame, IEC 60947-2, size 2, 4-pole, N pole on left, In=3200 A, breaking capacity E, without internal voltage tap up to 1150 V AC 50/60 Hz, Icu=85/70 kA at 1000/1150 V, ETU600 LSIG Hi-Z electronic trip unit upgradeable, color display, Bluetooth, USB interface, basic protection LT, ST, INST, GFx, with GF high-impedance input, including protection of the N conductor (internal neutral point sensor available), trip alarm switch (1 x CO), front connection double hole, guide frame with shutter and without position signaling switch without Com & metering function Manual operating mechanism with mechanical closing, without Spring charging motor, Ready-to-close signal. switch, Auxiliary switches 2NO+2NC, without Closing coil (CC), manual operating mechanism with mechanical closing, without Remote trip alarm reset coil (RR), without 2nd shunt trip, without 1st Shunt trip | 421000 | 1 | Z\ | 1
3WA1232-8AG44-0AA0 |  | withdrawable circuit breaker, with guide frame, IEC 60947-2, size 2, 4-pole, N pole on left, In=3200 A, breaking capacity E, without internal voltage tap up to 1150 V AC 50/60 Hz, Icu=85/70 kA at 1000/1150 V, ETU600 LSIG Hi-Z electronic trip unit upgradeable, color display, Bluetooth, USB interface, basic protection LT, ST, INST, GFx, with GF high-impedance input, including protection of the N conductor (internal neutral point sensor available), trip alarm switch (1 x CO), connection at rear flange, guide frame with shutter and without position signaling switch without Com & metering function Manual operating mechanism with mechanical closing, without Spring charging motor, Ready-to-close signal. switch, Auxiliary switches 2NO+2NC, without Closing coil (CC), manual operating mechanism with mechanical closing, without Remote trip alarm reset coil (RR), without 2nd shunt trip, without 1st Shunt trip | 403000 | 1 | Z\ | 1
3WA1232-8CA01-0AA0 |  | Non-automatic circuit breaker Fixed-mounted version, IEC 60947-2, frame size 2, 3-poles, In=3200A to 1150V AC 50/60Hz, breaking capacity E Icc=85kA at 1000V, without electr. trip unit ETU, rear connection vertical, able to communication, Manual operating mechanism with mechanical closing, without Spring charging motor, Ready-to-close signal. switch, Auxiliary switches 2NO+2NC, without Closing coil (CC), manual operating mechanism with mechanical closing, without Remote trip alarm reset coil (RR), without 2nd shunt trip, without 1st Shunt trip | 218430 | 1 | Z\ | 1
3WA1232-8CA02-0AA0 |  | Non-automatic circuit breaker Fixed-mounted version, IEC 60947-2, frame size 2, 3-poles, In=3200A to 1150V AC 50/60Hz, breaking capacity E Icc=85kA at 1000V, without electr. trip unit ETU, rear connection horizontal, able to communication, Manual operating mechanism with mechanical closing, without Spring charging motor, Ready-to-close signal. switch, Auxiliary switches 2NO+2NC, without Closing coil (CC), manual operating mechanism with mechanical closing, without Remote trip alarm reset coil (RR), without 2nd shunt trip, without 1st Shunt trip | 212430 | 1 | Z\ | 1
3WA1232-8CA03-0AA0 |  | Non-automatic circuit breaker Fixed-mounted version, IEC 60947-2, frame size 2, 3-poles, In=3200A to 1150V AC 50/60Hz, breaking capacity E Icc=85kA at 1000V, without electr. trip unit ETU, front connection double hole, able to communication, Manual operating mechanism with mechanical closing, without Spring charging motor, Ready-to-close signal. switch, Auxiliary switches 2NO+2NC, without Closing coil (CC), manual operating mechanism with mechanical closing, without Remote trip alarm reset coil (RR), without 2nd shunt trip, without 1st Shunt trip | 226430 | 1 | Z\ | 1
3WA1232-8CA11-0AA0 |  | Non-automatic circuit breaker Fixed-mounted version, IEC 60947-2, frame size 2, 4-poles, N-pole left, In=3200A to 1150V AC 50/60Hz, breaking capacity E Icc=85kA at 1000V, without electr. trip unit ETU, rear connection vertical, able to communication, Manual operating mechanism with mechanical closing, without Spring charging motor, Ready-to-close signal. switch, Auxiliary switches 2NO+2NC, without Closing coil (CC), manual operating mechanism with mechanical closing, without Remote trip alarm reset coil (RR), without 2nd shunt trip, without 1st Shunt trip | 286430 | 1 | Z\ | 1
3WA1232-8CA12-0AA0 |  | Non-automatic circuit breaker Fixed-mounted version, IEC 60947-2, frame size 2, 4-poles, N-pole left, In=3200A to 1150V AC 50/60Hz, breaking capacity E Icc=85kA at 1000V, without electr. trip unit ETU, rear connection horizontal, able to communication, Manual operating mechanism with mechanical closing, without Spring charging motor, Ready-to-close signal. switch, Auxiliary switches 2NO+2NC, without Closing coil (CC), manual operating mechanism with mechanical closing, without Remote trip alarm reset coil (RR), without 2nd shunt trip, without 1st Shunt trip | 279430 | 1 | Z\ | 1
3WA1232-8CA13-0AA0 |  | Non-automatic circuit breaker Fixed-mounted version, IEC 60947-2, frame size 2, 4-poles, N-pole left, In=3200A to 1150V AC 50/60Hz, breaking capacity E Icc=85kA at 1000V, without electr. trip unit ETU, front connection double hole, able to communication, Manual operating mechanism with mechanical closing, without Spring charging motor, Ready-to-close signal. switch, Auxiliary switches 2NO+2NC, without Closing coil (CC), manual operating mechanism with mechanical closing, without Remote trip alarm reset coil (RR), without 2nd shunt trip, without 1st Shunt trip | 297430 | 1 | Z\ | 1
3WA1232-8CA21-0AA0 |  | AC non-automatic air circuit breaker 3WA, fixed-mounted version, IEC 60947-2, size 2, 4-pole, N pole on right, In=3200 A up to 1150 V AC 50/60 Hz, breaking capacity E, Icu=85/50 kA at 1000/1150 V, without electronic trip unit ETU, connection at rear vertical, able to communication, Manual operating mechanism with mechanical closing, without Spring charging motor, Ready-to-close signal. switch, Auxiliary switches 2NO+2NC, without Closing coil (CC), manual operating mechanism with mechanical closing, without Remote trip alarm reset coil (RR), without 2nd shunt trip, without 1st Shunt trip | 286430 | 1 | Z\ | 1
3WA1232-8CA22-0AA0 |  | AC non-automatic air circuit breaker 3WA, fixed-mounted version, IEC 60947-2, size 2, 4-pole, N pole on right, In=3200 A up to 1150 V AC 50/60 Hz, breaking capacity E, Icu=85/50 kA at 1000/1150 V, without electronic trip unit ETU, connection at rear horizontal able to communication, Manual operating mechanism with mechanical closing, without Spring charging motor, Ready-to-close signal. switch, Auxiliary switches 2NO+2NC, without Closing coil (CC), manual operating mechanism with mechanical closing, without Remote trip alarm reset coil (RR), without 2nd shunt trip, without 1st Shunt trip | 279430 | 1 | Z\ | 1
3WA1232-8CA23-0AA0 |  | AC non-automatic air circuit breaker 3WA, fixed-mounted version, IEC 60947-2, size 2, 4-pole, N pole on right, In=3200 A up to 1150 V AC 50/60 Hz, breaking capacity E, Icu=85/50 kA at 1000/1150 V, without electronic trip unit ETU, front connection double hole, able to communication, Manual operating mechanism with mechanical closing, without Spring charging motor, Ready-to-close signal. switch, Auxiliary switches 2NO+2NC, without Closing coil (CC), manual operating mechanism with mechanical closing, without Remote trip alarm reset coil (RR), without 2nd shunt trip, without 1st Shunt trip | 297430 | 1 | Z\ | 1
3WA1232-8CA31-0AA0 |  | Non-automatic circuit breaker withdrawable version, with guide frame, IEC 60947-2, frame size 2, 3-poles, In=3200A to 1150V AC 50/60Hz, breaking capacity E Icc=85kA at 1000V, without electr. trip unit ETU, rear connection vertical, guide frame with shutter and w/o position signalling switch, able to communication, Manual operating mechanism with mechanical closing, without Spring charging motor, Ready-to-close signal. switch, Auxiliary switches 2NO+2NC, without Closing coil (CC), manual operating mechanism with mechanical closing, without Remote trip alarm reset coil (RR), without 2nd shunt trip, without 1st Shunt trip | 264430 | 1 | Z\ | 1
3WA1232-8CA32-0AA0 |  | Non-automatic circuit breaker withdrawable version, with guide frame, IEC 60947-2, frame size 2, 3-poles, In=3200A to 1150V AC 50/60Hz, breaking capacity E Icc=85kA at 1000V, without electr. trip unit ETU, rear connection horizontal, guide frame with shutter and w/o position signalling switch, able to communication, Manual operating mechanism with mechanical closing, without Spring charging motor, Ready-to-close signal. switch, Auxiliary switches 2NO+2NC, without Closing coil (CC), manual operating mechanism with mechanical closing, without Remote trip alarm reset coil (RR), without 2nd shunt trip, without 1st Shunt trip | 259430 | 1 | Z\ | 1
3WA1232-8CA33-0AA0 |  | Non-automatic circuit breaker withdrawable version, with guide frame, IEC 60947-2, frame size 2, 3-poles, In=3200A to 1150V AC 50/60Hz, breaking capacity E Icc=85kA at 1000V, without electr. trip unit ETU, front connection double hole, guide frame with shutter and w/o position signalling switch, able to communication, Manual operating mechanism with mechanical closing, without Spring charging motor, Ready-to-close signal. switch, Auxiliary switches 2NO+2NC, without Closing coil (CC), manual operating mechanism with mechanical closing, without Remote trip alarm reset coil (RR), without 2nd shunt trip, without 1st Shunt trip | 273430 | 1 | Z\ | 1
3WA1232-8CA34-0AA0 |  | Non-automatic circuit breaker withdrawable version, with guide frame, IEC 60947-2, frame size 2, 3-poles, In=3200A to 1150V AC 50/60Hz, breaking capacity E Icc=85kA at 1000V, without electr. trip unit ETU, rear connection flange, guide frame with shutter and w/o position signalling switch, able to communication, Manual operating mechanism with mechanical closing, without Spring charging motor, Ready-to-close signal. switch, Auxiliary switches 2NO+2NC, without Closing coil (CC), manual operating mechanism with mechanical closing, without Remote trip alarm reset coil (RR), without 2nd shunt trip, without 1st Shunt trip | 259430 | 1 | Z\ | 1
3WA1232-8CA41-0AA0 |  | Non-automatic circuit breaker withdrawable version, with guide frame, IEC 60947-2, frame size 2, 4-poles, N-pole left, In=3200A to 1150V AC 50/60Hz, breaking capacity E Icc=85kA at 1000V, without electr. trip unit ETU, rear connection vertical, guide frame with shutter and w/o position signalling switch, able to communication, Manual operating mechanism with mechanical closing, without Spring charging motor, Ready-to-close signal. switch, Auxiliary switches 2NO+2NC, without Closing coil (CC), manual operating mechanism with mechanical closing, without Remote trip alarm reset coil (RR), without 2nd shunt trip, without 1st Shunt trip | 348430 | 1 | Z\ | 1
3WA1232-8CA42-0AA0 |  | Non-automatic circuit breaker withdrawable version, with guide frame, IEC 60947-2, frame size 2, 4-poles, N-pole left, In=3200A to 1150V AC 50/60Hz, breaking capacity E Icc=85kA at 1000V, without electr. trip unit ETU, rear connection horizontal, guide frame with shutter and w/o position signalling switch, able to communication, Manual operating mechanism with mechanical closing, without Spring charging motor, Ready-to-close signal. switch, Auxiliary switches 2NO+2NC, without Closing coil (CC), manual operating mechanism with mechanical closing, without Remote trip alarm reset coil (RR), without 2nd shunt trip, without 1st Shunt trip | 341430 | 1 | Z\ | 1
3WA1232-8CA43-0AA0 |  | Non-automatic circuit breaker withdrawable version, with guide frame, IEC 60947-2, frame size 2, 4-poles, N-pole left, In=3200A to 1150V AC 50/60Hz, breaking capacity E Icc=85kA at 1000V, without electr. trip unit ETU, front connection double hole, guide frame with shutter and w/o position signalling switch, able to communication, Manual operating mechanism with mechanical closing, without Spring charging motor, Ready-to-close signal. switch, Auxiliary switches 2NO+2NC, without Closing coil (CC), manual operating mechanism with mechanical closing, without Remote trip alarm reset coil (RR), without 2nd shunt trip, without 1st Shunt trip | 359430 | 1 | Z\ | 1
3WA1232-8CA44-0AA0 |  | Non-automatic circuit breaker withdrawable version, with guide frame, IEC 60947-2, frame size 2, 4-poles, N-pole left, In=3200A to 1150V AC 50/60Hz, breaking capacity E Icc=85kA at 1000V, without electr. trip unit ETU, rear connection flange, guide frame with shutter and w/o position signalling switch, able to communication, Manual operating mechanism with mechanical closing, without Spring charging motor, Ready-to-close signal. switch, Auxiliary switches 2NO+2NC, without Closing coil (CC), manual operating mechanism with mechanical closing, without Remote trip alarm reset coil (RR), without 2nd shunt trip, without 1st Shunt trip | 341430 | 1 | Z\ | 1
3WA1236-3AA34-0AA0 |  | AC non-automatic air circuit breaker 3WA, withdrawable version, with guide frame, IEC 60947-2, size 2, 3-pole, In=3600 A up to 690 V AC 50/60 Hz, breaking capacity S, Icc=66/50 kA at 500/690 V, without electronic trip unit ETU, connection at rear flange, guide frame with shutter, without position signaling switch, without Com & metering function Manual operating mechanism with mechanical closing, without Spring charging motor, Ready-to-close signal. switch, Auxiliary switches 2NO+2NC, without Closing coil (CC), manual operating mechanism with mechanical closing, without Remote trip alarm reset coil (RR), without 2nd shunt trip, without 1st Shunt trip | 249000 | 1 | Z\ | 1
3WA1236-3AA44-0AA0 |  | AC non-automatic air circuit breaker 3WA, withdrawable version, with guide frame, IEC 60947-2, size 2, 4-pole, N pole on left, In=3600 A up to 690 V AC 50/60 Hz, breaking capacity S, Icc=66/50 kA at 500/690 V, without electronic trip unit ETU, connection at rear flange, guide frame with shutter, without position signaling switch, without Com & metering function Manual operating mechanism with mechanical closing, without Spring charging motor, Ready-to-close signal. switch, Auxiliary switches 2NO+2NC, without Closing coil (CC), manual operating mechanism with mechanical closing, without Remote trip alarm reset coil (RR), without 2nd shunt trip, without 1st Shunt trip | 329000 | 1 | Z\ | 1
3WA1236-3AB34-0AA0 |  | withdrawable circuit breaker, with guide frame, IEC 60947-2, size 2, 3-pole, In=3600 A up to 690 V AC 50/60 Hz, breaking capacity S Icu=66/50 kA at 500/690 V, tripping unit ETU300 LSI optimized for standard applications, without display, basic protection LT, ST, INST, neutral conductor protection requires an external neutral point current sensor, trip alarm switch (1 x CO), connection at rear flange, guide frame with shutter, without position signaling switch without Com & metering function Manual operating mechanism with mechanical closing, without Spring charging motor, Ready-to-close signal. switch, Auxiliary switches 2NO+2NC, without Closing coil (CC), manual operating mechanism with mechanical closing, without Remote trip alarm reset coil (RR), without 2nd shunt trip, without 1st Shunt trip | 272000 | 1 | Z\ | 1
3WA1236-3AB44-0AA0 |  | withdrawable circuit breaker, with guide frame, IEC 60947-2, size 1, 4-pole, N pole on left, In=3600 A up to 690 V AC 50/60 Hz, breaking capacity S Icu=66/50 kA at 500/690 V, tripping unit ETU300 LSI optimized for standard applications, without display, basic protection LT, ST, INST, including protection of the N conductor (internal neutral point sensor available) trip alarm switch (1 x CO), connection at rear flange, guide frame with shutter, without position signaling switch, without Com & metering function Manual operating mechanism with mechanical closing, without Spring charging motor, Ready-to-close signal. switch, Auxiliary switches 2NO+2NC, without Closing coil (CC), manual operating mechanism with mechanical closing, without Remote trip alarm reset coil (RR), without 2nd shunt trip, without 1st Shunt trip | 361000 | 1 | Z\ | 1
3WA1236-3AC34-0AA0 |  | withdrawable circuit breaker, with guide frame, IEC 60947-2, size 1, 3-pole, In=3600 A up to 690 V AC 50/60 Hz, breaking capacity S Icu=66/50 kA at 500/690 V, tripping unit ETU300 LSI G optimized for standard applications, without display, basic protection LT, ST, INST, GF, neutral conductor protection requires an external neutral point current sensor, trip alarm switch (1 x CO), connection at rear flange, guide frame with shutter, without position signaling switch, without Com & metering function Manual operating mechanism with mechanical closing, without Spring charging motor, Ready-to-close signal. switch, Auxiliary switches 2NO+2NC, without Closing coil (CC), manual operating mechanism with mechanical closing, without Remote trip alarm reset coil (RR), without 2nd shunt trip, without 1st Shunt trip | 278000 | 1 | Z\ | 1
3WA1236-3AC44-0AA0 |  | withdrawable circuit breaker, with guide frame, IEC 60947-2, size 1, 4-pole, N pole on left, In=3600 A up to 690 V AC 50/60 Hz, breaking capacity S Icu=66/50 kA at 500/690 V, tripping unit ETU300 LSI G optimized for standard applications, without display, basic protection LT, ST, INST, GF, including protection of the N conductor (internal neutral point sensor available), trip alarm switch (1 x CO), connection at rear flange, guide frame with shutter, without position signaling switch, without Com & metering function Manual operating mechanism with mechanical closing, without Spring charging motor, Ready-to-close signal. switch, Auxiliary switches 2NO+2NC, without Closing coil (CC), manual operating mechanism with mechanical closing, without Remote trip alarm reset coil (RR), without 2nd shunt trip, without 1st Shunt trip | 367000 | 1 | Z\ | 1
3WA1236-3AE34-0AA0 |  | withdrawable circuit breaker, with guide frame, IEC 60947-2, size 2, 3-pole, In=3600 A up to 690 V AC 50/60 Hz, breaking capacity S Icu=66/50 kA at 500/690 V, tripping unit ETU600 LSI upgradeable, color display, Bluetooth, USB interface, basic protection LT, ST, INST, neutral conductor protection requires an external neutral point current sensor, trip alarm switch (1 x CO), connection at rear flange, guide frame with shutter, without position signaling switch, without Com & metering function Manual operating mechanism with mechanical closing, without Spring charging motor, Ready-to-close signal. switch, Auxiliary switches 2NO+2NC, without Closing coil (CC), manual operating mechanism with mechanical closing, without Remote trip alarm reset coil (RR), without 2nd shunt trip, without 1st Shunt trip | 277000 | 1 | Z\ | 1
3WA1236-3AE44-0AA0 |  | withdrawable circuit breaker, with guide frame, IEC 60947-2, size 2, 4-pole, N pole on left, In=3600 A up to 690 V AC 50/60 Hz, breaking capacity S Icu=66/50 kA at 500/690 V, tripping unit ETU600 LSI upgradeable, color display, Bluetooth, USB interface, basic protection LT, ST, INST, including protection of the N conductor (internal neutral point sensor available), trip alarm switch (1 x CO), connection at rear flange, guide frame with shutter, without position signaling switch, without Com & metering function Manual operating mechanism with mechanical closing, without Spring charging motor, Ready-to-close signal. switch, Auxiliary switches 2NO+2NC, without Closing coil (CC), manual operating mechanism with mechanical closing, without Remote trip alarm reset coil (RR), without 2nd shunt trip, without 1st Shunt trip | 366000 | 1 | Z\ | 1
3WA1236-3AF34-0AA0 |  | withdrawable circuit breaker, with guide frame, IEC 60947-2, size 2, 3-pole, In=3600 A up to 690 V AC 50/60 Hz, breaking capacity S Icu=66/50 kA at 500/690 V, tripping unit ETU600 LSIG upgradeable, color display, Bluetooth, USB interface, basic protection LT, ST, INST, GFx, neutral conductor protection requires an external neutral point current sensor, trip alarm switch (1 x CO), connection at rear flange, guide frame with shutter, without position signaling switch, without Com & metering function Manual operating mechanism with mechanical closing, without Spring charging motor, Ready-to-close signal. switch, Auxiliary switches 2NO+2NC, without Closing coil (CC), manual operating mechanism with mechanical closing, without Remote trip alarm reset coil (RR), without 2nd shunt trip, without 1st Shunt trip | 288000 | 1 | Z\ | 1
3WA1236-3AF44-0AA0 |  | withdrawable circuit breaker, with guide frame, IEC 60947-2, size 2, 4-pole, N pole on left, In=3600 A up to 690 V AC 50/60 Hz, breaking capacity S Icu=66/50 kA at 500/690 V, tripping unit ETU600 LSIG upgradeable, color display, Bluetooth, USB interface, basic protection LT, ST, INST, GFx, including protection of the N conductor (internal neutral point sensor available), trip alarm switch (1 x CO), connection at rear flange, guide frame with shutter, without position signaling switch, without Com & metering function Manual operating mechanism with mechanical closing, without Spring charging motor, Ready-to-close signal. switch, Auxiliary switches 2NO+2NC, without Closing coil (CC), manual operating mechanism with mechanical closing, without Remote trip alarm reset coil (RR), without 2nd shunt trip, without 1st Shunt trip | 377000 | 1 | Z\ | 1
3WA1236-3AG34-0AA0 |  | withdrawable circuit breaker, with guide frame, IEC 60947-2, size 2, 3-pole, In=3600 A up to 690 V AC 50/60 Hz, breaking capacity S Icu=66/50 kA at 500/690 V, tripping unit ETU600 LSIG Hi-Z upgradeable, color display, Bluetooth, USB interface, basic protection LT, ST, INST, GFx, with GF high-impedance input, neutral conductor protection requires an external neutral point current sensor, trip alarm switch (1 x CO), connection at rear flange, guide frame with shutter, without position signaling switch, without Com & metering function Manual operating mechanism with mechanical closing, without Spring charging motor, Ready-to-close signal. switch, Auxiliary switches 2NO+2NC, without Closing coil (CC), manual operating mechanism with mechanical closing, without Remote trip alarm reset coil (RR), without 2nd shunt trip, without 1st Shunt trip | 309000 | 1 | Z\ | 1
3WA1236-3AG44-0AA0 |  | withdrawable circuit breaker, with guide frame, IEC 60947-2, size 2, 4-pole, N pole on left, In=3600 A up to 690 V AC 50/60 Hz, breaking capacity S Icu=66/50 kA at 500/690 V, tripping unit ETU600 LSIG Hi-Z upgradeable, color display, Bluetooth, USB interface, basic protection LT, ST, INST, GFx, with GF high-impedance input, including protection of the N conductor (internal neutral point sensor available), trip alarm switch (1 x CO), connection at rear flange, guide frame with shutter, without position signaling switch, without Com & metering function Manual operating mechanism with mechanical closing, without Spring charging motor, Ready-to-close signal. switch, Auxiliary switches 2NO+2NC, without Closing coil (CC), manual operating mechanism with mechanical closing, without Remote trip alarm reset coil (RR), without 2nd shunt trip, without 1st Shunt trip | 398000 | 1 | Z\ | 1
3WA1236-3CA34-0AA0 |  | AC non-automatic air circuit breaker 3WA, withdrawable version, with guide frame, IEC 60947-2, size 2, 3-pole, In=3600 A up to 690 V AC 50/60 Hz, breaking capacity S, Icc=66/50 kA at 500/690 V, without electronic trip unit ETU, connection at rear flange, guide frame with shutter, without position signaling switch, able to communication, Manual operating mechanism with mechanical closing, without Spring charging motor, Ready-to-close signal. switch, Auxiliary switches 2NO+2NC, without Closing coil (CC), manual operating mechanism with mechanical closing, without Remote trip alarm reset coil (RR), without 2nd shunt trip, without 1st Shunt trip | 253430 | 1 | Z\ | 1
3WA1236-3CA44-0AA0 |  | AC non-automatic air circuit breaker 3WA, withdrawable version, with guide frame, IEC 60947-2, size 2, 4-pole, N pole on left, In=3600 A up to 690 V AC 50/60 Hz, breaking capacity S, Icc=66/50 kA at 500/690 V, without electronic trip unit ETU, connection at rear flange, guide frame with shutter, without position signaling switch, able to communication, Manual operating mechanism with mechanical closing, without Spring charging motor, Ready-to-close signal. switch, Auxiliary switches 2NO+2NC, without Closing coil (CC), manual operating mechanism with mechanical closing, without Remote trip alarm reset coil (RR), without 2nd shunt trip, without 1st Shunt trip | 333430 | 1 | Z\ | 1
3WA1236-3EE34-0AA0 |  | withdrawable circuit breaker, with guide frame, IEC 60947-2, size 2, 3-pole, In=3600 A up to 690 V AC 50/60 Hz, breaking capacity S Icu=66/50 kA at 500/690 V, tripping unit ETU600 LSI upgradeable, color display, Bluetooth, USB interface, basic protection LT, ST, INST, neutral conductor protection requires an external neutral point current sensor, trip alarm switch (1 x CO), connection at rear flange, guide frame with shutter, without position signaling switch, with internal voltage tap on lower stab of circuit breaker, with voltage tap module VTM680 and power supply of ETU600, able to communication, integrated metering type PMF-1 Energy Efficiency, Voltage, Active energy Ea Manual operating mechanism with mechanical closing, without Spring charging motor, Ready-to-close signal. switch, Auxiliary switches 2NO+2NC, without Closing coil (CC), manual operating mechanism with mechanical closing, without Remote trip alarm reset coil (RR), without 2nd shunt trip, without 1st Shunt trip | 285870 | 1 | Z\ | 1
3WA1236-3EE44-0AA0 |  | withdrawable circuit breaker, with guide frame, IEC 60947-2, size 2, 4-pole, N pole on left, In=3600 A up to 690 V AC 50/60 Hz, breaking capacity S Icu=66/50 kA at 500/690 V, tripping unit ETU600 LSI upgradeable, color display, Bluetooth, USB interface, basic protection LT, ST, INST, including protection of the N conductor (internal neutral point sensor available), trip alarm switch (1 x CO), connection at rear flange, guide frame with shutter, without position signaling switch, with internal voltage tap on lower stab of circuit breaker, with voltage tap module VTM680 and power supply of ETU600, able to communication, integrated metering type PMF-1 Energy Efficiency, Voltage, Active energy Ea Manual operating mechanism with mechanical closing, without Spring charging motor, Ready-to-close signal. switch, Auxiliary switches 2NO+2NC, without Closing coil (CC), manual operating mechanism with mechanical closing, without Remote trip alarm reset coil (RR), without 2nd shunt trip, without 1st Shunt trip | 374870 | 1 | Z\ | 1
3WA1236-3EF34-0AA0 |  | withdrawable circuit breaker, with guide frame, IEC 60947-2, size 2, 3-pole, In=3600 A up to 690 V AC 50/60 Hz, breaking capacity S Icu=66/50 kA at 500/690 V, tripping unit ETU600 LSIG upgradeable, color display, Bluetooth, USB interface, basic protection LT, ST, INST, GFx, neutral conductor protection requires an external neutral point current sensor, trip alarm switch (1 x CO), connection at rear flange, guide frame with shutter, without position signaling switch, with internal voltage tap on lower stab of circuit breaker, with voltage tap module VTM680 and power supply of ETU600, able to communication, integrated metering type PMF-1 Energy Efficiency, Voltage, Active energy Ea Manual operating mechanism with mechanical closing, without Spring charging motor, Ready-to-close signal. switch, Auxiliary switches 2NO+2NC, without Closing coil (CC), manual operating mechanism with mechanical closing, without Remote trip alarm reset coil (RR), without 2nd shunt trip, without 1st Shunt trip | 296870 | 1 | Z\ | 1
3WA1236-3EF44-0AA0 |  | withdrawable circuit breaker, with guide frame, IEC 60947-2, size 2, 4-pole, N pole on left, In=3600 A up to 690 V AC 50/60 Hz, breaking capacity S Icu=66/50 kA at 500/690 V, tripping unit ETU600 LSIG upgradeable, color display, Bluetooth, USB interface, basic protection LT, ST, INST, GFx, including protection of the N conductor (internal neutral point sensor available), trip alarm switch (1 x CO), connection at rear flange, guide frame with shutter, without position signaling switch, with internal voltage tap on lower stab of circuit breaker, with voltage tap module VTM680 and power supply of ETU600, able to communication, integrated metering type PMF-1 Energy Efficiency, Voltage, Active energy Ea Manual operating mechanism with mechanical closing, without Spring charging motor, Ready-to-close signal. switch, Auxiliary switches 2NO+2NC, without Closing coil (CC), manual operating mechanism with mechanical closing, without Remote trip alarm reset coil (RR), without 2nd shunt trip, without 1st Shunt trip | 385870 | 1 | Z\ | 1
3WA1236-3EG34-0AA0 |  | withdrawable circuit breaker, with guide frame, IEC 60947-2, size 2, 3-pole, In=3600 A up to 690 V AC 50/60 Hz, breaking capacity S Icu=66/50 kA at 500/690 V, tripping unit ETU600 LSIG Hi-Z upgradeable, color display, Bluetooth, USB interface, basic protection LT, ST, INST, GFx, with GF high-impedance input, neutral conductor protection requires an external neutral point current sensor, trip alarm switch (1 x CO), connection at rear flange, guide frame with shutter, without position signaling switch, with internal voltage tap on lower stab of circuit breaker, with voltage tap module VTM680 and power supply of ETU600, able to communication, integrated metering type PMF-1 Energy Efficiency, Voltage, Active energy Ea Manual operating mechanism with mechanical closing, without Spring charging motor, Ready-to-close signal. switch, Auxiliary switches 2NO+2NC, without Closing coil (CC), manual operating mechanism with mechanical closing, without Remote trip alarm reset coil (RR), without 2nd shunt trip, without 1st Shunt trip | 317870 | 1 | Z\ | 1
3WA1236-3EG44-0AA0 |  | withdrawable circuit breaker, with guide frame, IEC 60947-2, size 2, 4-pole, N pole on left, In=3600 A up to 690 V AC 50/60 Hz, breaking capacity S Icu=66/50 kA at 500/690 V, tripping unit ETU600 LSIG Hi-Z upgradeable, color display, Bluetooth, USB interface, basic protection LT, ST, INST, GFx, with GF high-impedance input, including protection of the N conductor (internal neutral point sensor available), trip alarm switch (1 x CO), connection at rear flange, guide frame with shutter, without position signaling switch, with internal voltage tap on lower stab of circuit breaker, with voltage tap module VTM680 and power supply of ETU600, able to communication, integrated metering type PMF-1 Energy Efficiency, Voltage, Active energy Ea Manual operating mechanism with mechanical closing, without Spring charging motor, Ready-to-close signal. switch, Auxiliary switches 2NO+2NC, without Closing coil (CC), manual operating mechanism with mechanical closing, without Remote trip alarm reset coil (RR), without 2nd shunt trip, without 1st Shunt trip | 406870 | 1 | Z\ | 1
3WA1236-3FE34-0AA0 |  | withdrawable circuit breaker, with guide frame, IEC 60947-2, size 2, 3-pole, In=3600 A up to 690 V AC 50/60 Hz, breaking capacity S Icu=66/50 kA at 500/690 V, tripping unit ETU600 LSI upgradeable, color display, Bluetooth, USB interface, basic protection LT, ST, INST, neutral conductor protection requires an external neutral point current sensor, trip alarm switch (1 x CO), connection at rear flange, guide frame with shutter, without position signaling switch, with internal voltage tap on lower stab of circuit breaker, with voltage tap module VTM680 and power supply of ETU600, able to communication, integrated metering type PMF-2 Basic Power Monitoring, Voltage, Energy, Power, Power factor, Frequency, Unbalance, Temperature, Manual operating mechanism with mechanical closing, without Spring charging motor, Ready-to-close signal. switch, Auxiliary switches 2NO+2NC, without Closing coil (CC), manual operating mechanism with mechanical closing, without Remote trip alarm reset coil (RR), without 2nd shunt trip, without 1st Shunt trip | 294700 | 1 | Z\ | 1
3WA1236-3FE44-0AA0 |  | withdrawable circuit breaker, with guide frame, IEC 60947-2, size 2, 4-pole, N pole on left, In=3600 A up to 690 V AC 50/60 Hz, breaking capacity S Icu=66/50 kA at 500/690 V, tripping unit ETU600 LSI upgradeable, color display, Bluetooth, USB interface, basic protection LT, ST, INST, including protection of the N conductor (internal neutral point sensor available), trip alarm switch (1 x CO), connection at rear flange, guide frame with shutter, without position signaling switch, with internal voltage tap on lower stab of circuit breaker, with voltage tap module VTM680 and power supply of ETU600, able to communication, integrated metering type PMF-2 Basic Power Monitoring, Voltage, Energy, Power, Power factor, Frequency, Unbalance, Temperature, Manual operating mechanism with mechanical closing, without Spring charging motor, Ready-to-close signal. switch, Auxiliary switches 2NO+2NC, without Closing coil (CC), manual operating mechanism with mechanical closing, without Remote trip alarm reset coil (RR), without 2nd shunt trip, without 1st Shunt trip | 383700 | 1 | Z\ | 1
3WA1236-3FF34-0AA0 |  | withdrawable circuit breaker, with guide frame, IEC 60947-2, size 2, 3-pole, In=3600 A up to 690 V AC 50/60 Hz, breaking capacity S Icu=66/50 kA at 500/690 V, tripping unit ETU600 LSIG upgradeable, color display, Bluetooth, USB interface, basic protection LT, ST, INST, GFx, neutral conductor protection requires an external neutral point current sensor, trip alarm switch (1 x CO), connection at rear flange, guide frame with shutter, without position signaling switch, with internal voltage tap on lower stab of circuit breaker, with voltage tap module VTM680 and power supply of ETU600, able to communication, integrated metering type PMF-2 Basic Power Monitoring, Voltage, Energy, Power, Power factor, Frequency, Unbalance, Temperature, Manual operating mechanism with mechanical closing, without Spring charging motor, Ready-to-close signal. switch, Auxiliary switches 2NO+2NC, without Closing coil (CC), manual operating mechanism with mechanical closing, without Remote trip alarm reset coil (RR), without 2nd shunt trip, without 1st Shunt trip | 305700 | 1 | Z\ | 1
3WA1236-3FF44-0AA0 |  | withdrawable circuit breaker, with guide frame, IEC 60947-2, size 2, 4-pole, N pole on left, In=3600 A up to 690 V AC 50/60 Hz, breaking capacity S Icu=66/50 kA at 500/690 V, tripping unit ETU600 LSIG upgradeable, color display, Bluetooth, USB interface, basic protection LT, ST, INST, GFx, including protection of the N conductor (internal neutral point sensor available), trip alarm switch (1 x CO), connection at rear flange, guide frame with shutter, without position signaling switch, with internal voltage tap on lower stab of circuit breaker, with voltage tap module VTM680 and power supply of ETU600, able to communication, integrated metering type PMF-2 Basic Power Monitoring, Voltage, Energy, Power, Power factor, Frequency, Unbalance, Temperature, Manual operating mechanism with mechanical closing, without Spring charging motor, Ready-to-close signal. switch, Auxiliary switches 2NO+2NC, without Closing coil (CC), manual operating mechanism with mechanical closing, without Remote trip alarm reset coil (RR), without 2nd shunt trip, without 1st Shunt trip | 394700 | 1 | Z\ | 1
3WA1236-3FG34-0AA0 |  | withdrawable circuit breaker, with guide frame, IEC 60947-2, size 2, 3-pole, In=3600 A up to 690 V AC 50/60 Hz, breaking capacity S Icu=66/50 kA at 500/690 V, tripping unit ETU600 LSIG Hi-Z upgradeable, color display, Bluetooth, USB interface, basic protection LT, ST, INST, GFx, with GF high-impedance input, neutral conductor protection requires an external neutral point current sensor, trip alarm switch (1 x CO), connection at rear flange, guide frame with shutter, without position signaling switch, with internal voltage tap on lower stab of circuit breaker, with voltage tap module VTM680 and power supply of ETU600, able to communication, integrated metering type PMF-2 Basic Power Monitoring, Voltage, Energy, Power, Power factor, Frequency, Unbalance, Temperature, Manual operating mechanism with mechanical closing, without Spring charging motor, Ready-to-close signal. switch, Auxiliary switches 2NO+2NC, without Closing coil (CC), manual operating mechanism with mechanical closing, without Remote trip alarm reset coil (RR), without 2nd shunt trip, without 1st Shunt trip | 326700 | 1 | Z\ | 1
3WA1236-3FG44-0AA0 |  | withdrawable circuit breaker, with guide frame, IEC 60947-2, size 2, 4-pole, N pole on left, In=3600 A up to 690 V AC 50/60 Hz, breaking capacity S Icu=66/50 kA at 500/690 V, tripping unit ETU600 LSIG Hi-Z upgradeable, color display, Bluetooth, USB interface, basic protection LT, ST, INST, GFx, with GF high-impedance input, including protection of the N conductor (internal neutral point sensor available), trip alarm switch (1 x CO), connection at rear flange, guide frame with shutter, without position signaling switch, with internal voltage tap on lower stab of circuit breaker, with voltage tap module VTM680 and power supply of ETU600, able to communication, integrated metering type PMF-2 Basic Power Monitoring, Voltage, Energy, Power, Power factor, Frequency, Unbalance, Temperature, Manual operating mechanism with mechanical closing, without Spring charging motor, Ready-to-close signal. switch, Auxiliary switches 2NO+2NC, without Closing coil (CC), manual operating mechanism with mechanical closing, without Remote trip alarm reset coil (RR), without 2nd shunt trip, without 1st Shunt trip | 415700 | 1 | Z\ | 1
3WA1236-3GE34-0AA0 |  | withdrawable circuit breaker, with guide frame, IEC 60947-2, size 2, 3-pole, In=3600 A up to 690 V AC 50/60 Hz, breaking capacity S Icu=66/50 kA at 500/690 V, tripping unit ETU600 LSI upgradeable, color display, Bluetooth, USB interface, basic protection LT, ST, INST, neutral conductor protection requires an external neutral point current sensor, trip alarm switch (1 x CO), connection at rear flange, guide frame with shutter, without position signaling switch, with internal voltage tap on lower stab of circuit breaker, with voltage tap module VTM680 and power supply of ETU600, able to communication, integrated metering type PMF-3 Advanced Power Monitor., Voltage, Energy, Power, Power factor, Frequency, Unbalance, Temperature, Power quality, Manual operating mechanism with mechanical closing, without Spring charging motor, Ready-to-close signal. switch, Auxiliary switches 2NO+2NC, without Closing coil (CC), manual operating mechanism with mechanical closing, without Remote trip alarm reset coil (RR), without 2nd shunt trip, without 1st Shunt trip | 301100 | 1 | Z\ | 1
3WA1236-3GE44-0AA0 |  | withdrawable circuit breaker, with guide frame, IEC 60947-2, size 2, 4-pole, N pole on left, In=3600 A up to 690 V AC 50/60 Hz, breaking capacity S Icu=66/50 kA at 500/690 V, tripping unit ETU600 LSI upgradeable, color display, Bluetooth, USB interface, basic protection LT, ST, INST, including protection of the N conductor (internal neutral point sensor available), trip alarm switch (1 x CO), connection at rear flange, guide frame with shutter, without position signaling switch, with internal voltage tap on lower stab of circuit breaker, with voltage tap module VTM680 and power supply of ETU600, able to communication, integrated metering type PMF-3 Advanced Power Monitor., Voltage, Energy, Power, Power factor, Frequency, Unbalance, Temperature, Power quality, Manual operating mechanism with mechanical closing, without Spring charging motor, Ready-to-close signal. switch, Auxiliary switches 2NO+2NC, without Closing coil (CC), manual operating mechanism with mechanical closing, without Remote trip alarm reset coil (RR), without 2nd shunt trip, without 1st Shunt trip | 390100 | 1 | Z\ | 1
3WA1236-3GF34-0AA0 |  | withdrawable circuit breaker, with guide frame, IEC 60947-2, size 2, 3-pole, In=3600 A up to 690 V AC 50/60 Hz, breaking capacity S Icu=66/50 kA at 500/690 V, tripping unit ETU600 LSIG upgradeable, color display, Bluetooth, USB interface, basic protection LT, ST, INST, GFx, neutral conductor protection requires an external neutral point current sensor, trip alarm switch (1 x CO), connection at rear flange, guide frame with shutter, without position signaling switch, with internal voltage tap on lower stab of circuit breaker, with voltage tap module VTM680 and power supply of ETU600, able to communication, integrated metering type PMF-3 Advanced Power Monitor., Voltage, Energy, Power, Power factor, Frequency, Unbalance, Temperature, Power quality, Manual operating mechanism with mechanical closing, without Spring charging motor, Ready-to-close signal. switch, Auxiliary switches 2NO+2NC, without Closing coil (CC), manual operating mechanism with mechanical closing, without Remote trip alarm reset coil (RR), without 2nd shunt trip, without 1st Shunt trip | 312100 | 1 | Z\ | 1
3WA1236-3GF44-0AA0 |  | withdrawable circuit breaker, with guide frame, IEC 60947-2, size 2, 4-pole, N pole on left, In=3600 A up to 690 V AC 50/60 Hz, breaking capacity S Icu=66/50 kA at 500/690 V, tripping unit ETU600 LSIG upgradeable, color display, Bluetooth, USB interface, basic protection LT, ST, INST, GFx, including protection of the N conductor (internal neutral point sensor available), trip alarm switch (1 x CO), connection at rear flange, guide frame with shutter, without position signaling switch, with internal voltage tap on lower stab of circuit breaker, with voltage tap module VTM680 and power supply of ETU600, able to communication, integrated metering type PMF-3 Advanced Power Monitor., Voltage, Energy, Power, Power factor, Frequency, Unbalance, Temperature, Power quality, Manual operating mechanism with mechanical closing, without Spring charging motor, Ready-to-close signal. switch, Auxiliary switches 2NO+2NC, without Closing coil (CC), manual operating mechanism with mechanical closing, without Remote trip alarm reset coil (RR), without 2nd shunt trip, without 1st Shunt trip | 401100 | 1 | Z\ | 1
3WA1236-3GG34-0AA0 |  | withdrawable circuit breaker, with guide frame, IEC 60947-2, size 2, 3-pole, In=3600 A up to 690 V AC 50/60 Hz, breaking capacity S Icu=66/50 kA at 500/690 V, tripping unit ETU600 LSIG Hi-Z upgradeable, color display, Bluetooth, USB interface, basic protection LT, ST, INST, GFx, with GF high-impedance input, neutral conductor protection requires an external neutral point current sensor, trip alarm switch (1 x CO), connection at rear flange, guide frame with shutter, without position signaling switch, with internal voltage tap on lower stab of circuit breaker, with voltage tap module VTM680 and power supply of ETU600, able to communication, integrated metering type PMF-3 Advanced Power Monitor., Voltage, Energy, Power, Power factor, Frequency, Unbalance, Temperature, Power quality, Manual operating mechanism with mechanical closing, without Spring charging motor, Ready-to-close signal. switch, Auxiliary switches 2NO+2NC, without Closing coil (CC), manual operating mechanism with mechanical closing, without Remote trip alarm reset coil (RR), without 2nd shunt trip, without 1st Shunt trip | 333100 | 1 | Z\ | 1
3WA1236-3GG44-0AA0 |  | withdrawable circuit breaker, with guide frame, IEC 60947-2, size 2, 4-pole, N pole on left, In=3600 A up to 690 V AC 50/60 Hz, breaking capacity S Icu=66/50 kA at 500/690 V, tripping unit ETU600 LSIG Hi-Z upgradeable, color display, Bluetooth, USB interface, basic protection LT, ST, INST, GFx, with GF high-impedance input, including protection of the N conductor (internal neutral point sensor available), trip alarm switch (1 x CO), connection at rear flange, guide frame with shutter, without position signaling switch, with internal voltage tap on lower stab of circuit breaker, with voltage tap module VTM680 and power supply of ETU600, able to communication, integrated metering type PMF-3 Advanced Power Monitor., Voltage, Energy, Power, Power factor, Frequency, Unbalance, Temperature, Power quality, Manual operating mechanism with mechanical closing, without Spring charging motor, Ready-to-close signal. switch, Auxiliary switches 2NO+2NC, without Closing coil (CC), manual operating mechanism with mechanical closing, without Remote trip alarm reset coil (RR), without 2nd shunt trip, without 1st Shunt trip | 422100 | 1 | Z\ | 1
3WA1236-3LE34-0AA0 |  | withdrawable circuit breaker, with guide frame, IEC 60947-2, size 2, 3-pole, In=3600 A up to 690 V AC 50/60 Hz, breaking capacity S Icu=66/50 kA at 500/690 V, tripping unit ETU600 LSI upgradeable, color display, Bluetooth, USB interface, basic protection LT, ST, INST, neutral conductor protection requires an external neutral point current sensor, trip alarm switch (1 x CO), connection at rear flange, guide frame with shutter, without position signaling switch, with internal voltage tap on upper stab of circuit breaker, with voltage tap module VTM680 and power supply of ETU600, able to communication, integrated metering type PMF-1 Energy Efficiency, Voltage, Active energy Ea Manual operating mechanism with mechanical closing, without Spring charging motor, Ready-to-close signal. switch, Auxiliary switches 2NO+2NC, without Closing coil (CC), manual operating mechanism with mechanical closing, without Remote trip alarm reset coil (RR), without 2nd shunt trip, without 1st Shunt trip | 285870 | 1 | Z\ | 1
3WA1236-3LE44-0AA0 |  | withdrawable circuit breaker, with guide frame, IEC 60947-2, size 2, 4-pole, N pole on left, In=3600 A up to 690 V AC 50/60 Hz, breaking capacity S Icu=66/50 kA at 500/690 V, tripping unit ETU600 LSI upgradeable, color display, Bluetooth, USB interface, basic protection LT, ST, INST, including protection of the N conductor (internal neutral point sensor available), trip alarm switch (1 x CO), connection at rear flange, guide frame with shutter, without position signaling switch, with internal voltage tap on upper stab of circuit breaker, with voltage tap module VTM680 and power supply of ETU600, able to communication, integrated metering type PMF-1 Energy Efficiency, Voltage, Active energy Ea Manual operating mechanism with mechanical closing, without Spring charging motor, Ready-to-close signal. switch, Auxiliary switches 2NO+2NC, without Closing coil (CC), manual operating mechanism with mechanical closing, without Remote trip alarm reset coil (RR), without 2nd shunt trip, without 1st Shunt trip | 374870 | 1 | Z\ | 1
3WA1236-3LF34-0AA0 |  | withdrawable circuit breaker, with guide frame, IEC 60947-2, size 2, 3-pole, In=3600 A up to 690 V AC 50/60 Hz, breaking capacity S Icu=66/50 kA at 500/690 V, tripping unit ETU600 LSIG upgradeable, color display, Bluetooth, USB interface, basic protection LT, ST, INST, GFx, neutral conductor protection requires an external neutral point current sensor, trip alarm switch (1 x CO), connection at rear flange, guide frame with shutter, without position signaling switch, with internal voltage tap on upper stab of circuit breaker, with voltage tap module VTM680 and power supply of ETU600, able to communication, integrated metering type PMF-1 Energy Efficiency, Voltage, Active energy Ea Manual operating mechanism with mechanical closing, without Spring charging motor, Ready-to-close signal. switch, Auxiliary switches 2NO+2NC, without Closing coil (CC), manual operating mechanism with mechanical closing, without Remote trip alarm reset coil (RR), without 2nd shunt trip, without 1st Shunt trip | 296870 | 1 | Z\ | 1
3WA1236-3LF44-0AA0 |  | withdrawable circuit breaker, with guide frame, IEC 60947-2, size 2, 4-pole, N pole on left, In=3600 A up to 690 V AC 50/60 Hz, breaking capacity S Icu=66/50 kA at 500/690 V, tripping unit ETU600 LSIG upgradeable, color display, Bluetooth, USB interface, basic protection LT, ST, INST, GFx, including protection of the N conductor (internal neutral point sensor available), trip alarm switch (1 x CO), connection at rear flange, guide frame with shutter, without position signaling switch, with internal voltage tap on upper stab of circuit breaker, with voltage tap module VTM680 and power supply of ETU600, able to communication, integrated metering type PMF-1 Energy Efficiency, Voltage, Active energy Ea Manual operating mechanism with mechanical closing, without Spring charging motor, Ready-to-close signal. switch, Auxiliary switches 2NO+2NC, without Closing coil (CC), manual operating mechanism with mechanical closing, without Remote trip alarm reset coil (RR), without 2nd shunt trip, without 1st Shunt trip | 385870 | 1 | Z\ | 1
3WA1236-3LG34-0AA0 |  | withdrawable circuit breaker, with guide frame, IEC 60947-2, size 2, 3-pole, In=3600 A up to 690 V AC 50/60 Hz, breaking capacity S Icu=66/50 kA at 500/690 V, tripping unit ETU600 LSIG Hi-Z upgradeable, color display, Bluetooth, USB interface, basic protection LT, ST, INST, GFx, with GF high-impedance input, neutral conductor protection requires an external neutral point current sensor, trip alarm switch (1 x CO), connection at rear flange, guide frame with shutter, without position signaling switch, with internal voltage tap on upper stab of circuit breaker, with voltage tap module VTM680 and power supply of ETU600, able to communication, integrated metering type PMF-1 Energy Efficiency, Voltage, Active energy Ea Manual operating mechanism with mechanical closing, without Spring charging motor, Ready-to-close signal. switch, Auxiliary switches 2NO+2NC, without Closing coil (CC), manual operating mechanism with mechanical closing, without Remote trip alarm reset coil (RR), without 2nd shunt trip, without 1st Shunt trip | 317870 | 1 | Z\ | 1
3WA1236-3LG44-0AA0 |  | withdrawable circuit breaker, with guide frame, IEC 60947-2, size 2, 4-pole, N pole on left, In=3600 A up to 690 V AC 50/60 Hz, breaking capacity S Icu=66/50 kA at 500/690 V, tripping unit ETU600 LSIG Hi-Z upgradeable, color display, Bluetooth, USB interface, basic protection LT, ST, INST, GFx, with GF high-impedance input, including protection of the N conductor (internal neutral point sensor available), trip alarm switch (1 x CO), connection at rear flange, guide frame with shutter, without position signaling switch, with internal voltage tap on upper stab of circuit breaker, with voltage tap module VTM680 and power supply of ETU600, able to communication, integrated metering type PMF-1 Energy Efficiency, Voltage, Active energy Ea Manual operating mechanism with mechanical closing, without Spring charging motor, Ready-to-close signal. switch, Auxiliary switches 2NO+2NC, without Closing coil (CC), manual operating mechanism with mechanical closing, without Remote trip alarm reset coil (RR), without 2nd shunt trip, without 1st Shunt trip | 406870 | 1 | Z\ | 1
3WA1236-3ME34-0AA0 |  | withdrawable circuit breaker, with guide frame, IEC 60947-2, size 2, 3-pole, In=3600 A up to 690 V AC 50/60 Hz, breaking capacity S Icu=66/50 kA at 500/690 V, tripping unit ETU600 LSI upgradeable, color display, Bluetooth, USB interface, basic protection LT, ST, INST, neutral conductor protection requires an external neutral point current sensor, trip alarm switch (1 x CO), connection at rear flange, guide frame with shutter, without position signaling switch, with internal voltage tap on upper stab of circuit breaker, with voltage tap module VTM680 and power supply of ETU600, able to communication, integrated metering type PMF-2 Basic Power Monitoring, Voltage, Energy, Power, Power factor, Frequency, Unbalance, Temperature, Manual operating mechanism with mechanical closing, without Spring charging motor, Ready-to-close signal. switch, Auxiliary switches 2NO+2NC, without Closing coil (CC), manual operating mechanism with mechanical closing, without Remote trip alarm reset coil (RR), without 2nd shunt trip, without 1st Shunt trip | 294700 | 1 | Z\ | 1
3WA1236-3ME44-0AA0 |  | withdrawable circuit breaker, with guide frame, IEC 60947-2, size 2, 4-pole, N pole on left, In=3600 A up to 690 V AC 50/60 Hz, breaking capacity S Icu=66/50 kA at 500/690 V, tripping unit ETU600 LSI upgradeable, color display, Bluetooth, USB interface, basic protection LT, ST, INST, including protection of the N conductor (internal neutral point sensor available), trip alarm switch (1 x CO), connection at rear flange, guide frame with shutter, without position signaling switch, with internal voltage tap on upper stab of circuit breaker, with voltage tap module VTM680 and power supply of ETU600, able to communication, integrated metering type PMF-2 Basic Power Monitoring, Voltage, Energy, Power, Power factor, Frequency, Unbalance, Temperature, Manual operating mechanism with mechanical closing, without Spring charging motor, Ready-to-close signal. switch, Auxiliary switches 2NO+2NC, without Closing coil (CC), manual operating mechanism with mechanical closing, without Remote trip alarm reset coil (RR), without 2nd shunt trip, without 1st Shunt trip | 383700 | 1 | Z\ | 1
3WA1236-3MF34-0AA0 |  | withdrawable circuit breaker, with guide frame, IEC 60947-2, size 2, 3-pole, In=3600 A up to 690 V AC 50/60 Hz, breaking capacity S Icu=66/50 kA at 500/690 V, tripping unit ETU600 LSIG upgradeable, color display, Bluetooth, USB interface, basic protection LT, ST, INST, GFx, neutral conductor protection requires an external neutral point current sensor, trip alarm switch (1 x CO), connection at rear flange, guide frame with shutter, without position signaling switch, with internal voltage tap on upper stab of circuit breaker, with voltage tap module VTM680 and power supply of ETU600, able to communication, integrated metering type PMF-2 Basic Power Monitoring, Voltage, Energy, Power, Power factor, Frequency, Unbalance, Temperature, Manual operating mechanism with mechanical closing, without Spring charging motor, Ready-to-close signal. switch, Auxiliary switches 2NO+2NC, without Closing coil (CC), manual operating mechanism with mechanical closing, without Remote trip alarm reset coil (RR), without 2nd shunt trip, without 1st Shunt trip | 305700 | 1 | Z\ | 1
3WA1236-3MF44-0AA0 |  | withdrawable circuit breaker, with guide frame, IEC 60947-2, size 2, 4-pole, N pole on left, In=3600 A up to 690 V AC 50/60 Hz, breaking capacity S Icu=66/50 kA at 500/690 V, tripping unit ETU600 LSIG upgradeable, color display, Bluetooth, USB interface, basic protection LT, ST, INST, GFx, including protection of the N conductor (internal neutral point sensor available), trip alarm switch (1 x CO), connection at rear flange, guide frame with shutter, without position signaling switch, with internal voltage tap on upper stab of circuit breaker, with voltage tap module VTM680 and power supply of ETU600, able to communication, integrated metering type PMF-2 Basic Power Monitoring, Voltage, Energy, Power, Power factor, Frequency, Unbalance, Temperature, Manual operating mechanism with mechanical closing, without Spring charging motor, Ready-to-close signal. switch, Auxiliary switches 2NO+2NC, without Closing coil (CC), manual operating mechanism with mechanical closing, without Remote trip alarm reset coil (RR), without 2nd shunt trip, without 1st Shunt trip | 394700 | 1 | Z\ | 1
3WA1236-3MG34-0AA0 |  | withdrawable circuit breaker, with guide frame, IEC 60947-2, size 2, 3-pole, In=3600 A up to 690 V AC 50/60 Hz, breaking capacity S Icu=66/50 kA at 500/690 V, tripping unit ETU600 LSIG Hi-Z upgradeable, color display, Bluetooth, USB interface, basic protection LT, ST, INST, GFx, with GF high-impedance input, neutral conductor protection requires an external neutral point current sensor, trip alarm switch (1 x CO), connection at rear flange, guide frame with shutter, without position signaling switch, with internal voltage tap on upper stab of circuit breaker, with voltage tap module VTM680 and power supply of ETU600, able to communication, integrated metering type PMF-2 Basic Power Monitoring, Voltage, Energy, Power, Power factor, Frequency, Unbalance, Temperature, Manual operating mechanism with mechanical closing, without Spring charging motor, Ready-to-close signal. switch, Auxiliary switches 2NO+2NC, without Closing coil (CC), manual operating mechanism with mechanical closing, without Remote trip alarm reset coil (RR), without 2nd shunt trip, without 1st Shunt trip | 326700 | 1 | Z\ | 1
3WA1236-3MG44-0AA0 |  | withdrawable circuit breaker, with guide frame, IEC 60947-2, size 2, 4-pole, N pole on left, In=3600 A up to 690 V AC 50/60 Hz, breaking capacity S Icu=66/50 kA at 500/690 V, tripping unit ETU600 LSIG Hi-Z upgradeable, color display, Bluetooth, USB interface, basic protection LT, ST, INST, GFx, with GF high-impedance input, including protection of the N conductor (internal neutral point sensor available), trip alarm switch (1 x CO), connection at rear flange, guide frame with shutter, without position signaling switch, with internal voltage tap on upper stab of circuit breaker, with voltage tap module VTM680 and power supply of ETU600, able to communication, integrated metering type PMF-2 Basic Power Monitoring, Voltage, Energy, Power, Power factor, Frequency, Unbalance, Temperature, Manual operating mechanism with mechanical closing, without Spring charging motor, Ready-to-close signal. switch, Auxiliary switches 2NO+2NC, without Closing coil (CC), manual operating mechanism with mechanical closing, without Remote trip alarm reset coil (RR), without 2nd shunt trip, without 1st Shunt trip | 415700 | 1 | Z\ | 1
3WA1236-3NE34-0AA0 |  | withdrawable circuit breaker, with guide frame, IEC 60947-2, size 2, 3-pole, In=3600 A up to 690 V AC 50/60 Hz, breaking capacity S Icu=66/50 kA at 500/690 V, tripping unit ETU600 LSI upgradeable, color display, Bluetooth, USB interface, basic protection LT, ST, INST, neutral conductor protection requires an external neutral point current sensor, trip alarm switch (1 x CO), connection at rear flange, guide frame with shutter, without position signaling switch, with internal voltage tap on upper stab of circuit breaker, with voltage tap module VTM680 and power supply of ETU600, able to communication, integrated metering type PMF-3 Advanced Power Monitor., Voltage, Energy, Power, Power factor, Frequency, Unbalance, Temperature, Power quality, Manual operating mechanism with mechanical closing, without Spring charging motor, Ready-to-close signal. switch, Auxiliary switches 2NO+2NC, without Closing coil (CC), manual operating mechanism with mechanical closing, without Remote trip alarm reset coil (RR), without 2nd shunt trip, without 1st Shunt trip | 301100 | 1 | Z\ | 1
3WA1236-3NE44-0AA0 |  | withdrawable circuit breaker, with guide frame, IEC 60947-2, size 2, 4-pole, N pole on left, In=3600 A up to 690 V AC 50/60 Hz, breaking capacity S Icu=66/50 kA at 500/690 V, tripping unit ETU600 LSI upgradeable, color display, Bluetooth, USB interface, basic protection LT, ST, INST, including protection of the N conductor (internal neutral point sensor available), trip alarm switch (1 x CO), connection at rear flange, guide frame with shutter, without position signaling switch, with internal voltage tap on upper stab of circuit breaker, with voltage tap module VTM680 and power supply of ETU600, able to communication, integrated metering type PMF-3 Advanced Power Monitor., Voltage, Energy, Power, Power factor, Frequency, Unbalance, Temperature, Power quality, Manual operating mechanism with mechanical closing, without Spring charging motor, Ready-to-close signal. switch, Auxiliary switches 2NO+2NC, without Closing coil (CC), manual operating mechanism with mechanical closing, without Remote trip alarm reset coil (RR), without 2nd shunt trip, without 1st Shunt trip | 390100 | 1 | Z\ | 1
3WA1236-3NF34-0AA0 |  | withdrawable circuit breaker, with guide frame, IEC 60947-2, size 2, 3-pole, In=3600 A up to 690 V AC 50/60 Hz, breaking capacity S Icu=66/50 kA at 500/690 V, tripping unit ETU600 LSIG upgradeable, color display, Bluetooth, USB interface, basic protection LT, ST, INST, GFx, neutral conductor protection requires an external neutral point current sensor, trip alarm switch (1 x CO), connection at rear flange, guide frame with shutter, without position signaling switch, with internal voltage tap on upper stab of circuit breaker, with voltage tap module VTM680 and power supply of ETU600, able to communication, integrated metering type PMF-3 Advanced Power Monitor., Voltage, Energy, Power, Power factor, Frequency, Unbalance, Temperature, Power quality, Manual operating mechanism with mechanical closing, without Spring charging motor, Ready-to-close signal. switch, Auxiliary switches 2NO+2NC, without Closing coil (CC), manual operating mechanism with mechanical closing, without Remote trip alarm reset coil (RR), without 2nd shunt trip, without 1st Shunt trip | 312100 | 1 | Z\ | 1
3WA1236-3NF44-0AA0 |  | withdrawable circuit breaker, with guide frame, IEC 60947-2, size 2, 4-pole, N pole on left, In=3600 A up to 690 V AC 50/60 Hz, breaking capacity S Icu=66/50 kA at 500/690 V, tripping unit ETU600 LSIG upgradeable, color display, Bluetooth, USB interface, basic protection LT, ST, INST, GFx, including protection of the N conductor (internal neutral point sensor available), trip alarm switch (1 x CO), connection at rear flange, guide frame with shutter, without position signaling switch, with internal voltage tap on upper stab of circuit breaker, with voltage tap module VTM680 and power supply of ETU600, able to communication, integrated metering type PMF-3 Advanced Power Monitor., Voltage, Energy, Power, Power factor, Frequency, Unbalance, Temperature, Power quality, Manual operating mechanism with mechanical closing, without Spring charging motor, Ready-to-close signal. switch, Auxiliary switches 2NO+2NC, without Closing coil (CC), manual operating mechanism with mechanical closing, without Remote trip alarm reset coil (RR), without 2nd shunt trip, without 1st Shunt trip | 401100 | 1 | Z\ | 1
3WA1236-3NG34-0AA0 |  | withdrawable circuit breaker, with guide frame, IEC 60947-2, size 2, 3-pole, In=3600 A up to 690 V AC 50/60 Hz, breaking capacity S Icu=66/50 kA at 500/690 V, tripping unit ETU600 LSIG Hi-Z upgradeable, color display, Bluetooth, USB interface, basic protection LT, ST, INST, GFx, with GF high-impedance input, neutral conductor protection requires an external neutral point current sensor, trip alarm switch (1 x CO), connection at rear flange, guide frame with shutter, without position signaling switch, with internal voltage tap on upper stab of circuit breaker, with voltage tap module VTM680 and power supply of ETU600, able to communication, integrated metering type PMF-3 Advanced Power Monitor., Voltage, Energy, Power, Power factor, Frequency, Unbalance, Temperature, Power quality, Manual operating mechanism with mechanical closing, without Spring charging motor, Ready-to-close signal. switch, Auxiliary switches 2NO+2NC, without Closing coil (CC), manual operating mechanism with mechanical closing, without Remote trip alarm reset coil (RR), without 2nd shunt trip, without 1st Shunt trip | 333100 | 1 | Z\ | 1
3WA1236-3NG44-0AA0 |  | withdrawable circuit breaker, with guide frame, IEC 60947-2, size 2, 4-pole, N pole on left, In=3600 A up to 690 V AC 50/60 Hz, breaking capacity S Icu=66/50 kA at 500/690 V, tripping unit ETU600 LSIG Hi-Z upgradeable, color display, Bluetooth, USB interface, basic protection LT, ST, INST, GFx, with GF high-impedance input, including protection of the N conductor (internal neutral point sensor available), trip alarm switch (1 x CO), connection at rear flange, guide frame with shutter, without position signaling switch, with internal voltage tap on upper stab of circuit breaker, with voltage tap module VTM680 and power supply of ETU600, able to communication, integrated metering type PMF-3 Advanced Power Monitor., Voltage, Energy, Power, Power factor, Frequency, Unbalance, Temperature, Power quality, Manual operating mechanism with mechanical closing, without Spring charging motor, Ready-to-close signal. switch, Auxiliary switches 2NO+2NC, without Closing coil (CC), manual operating mechanism with mechanical closing, without Remote trip alarm reset coil (RR), without 2nd shunt trip, without 1st Shunt trip | 422100 | 1 | Z\ | 1
3WA1236-4AA34-0AA0 |  | AC non-automatic air circuit breaker 3WA, withdrawable version, with guide frame, IEC 60947-2, size 2, 3-pole, In=3600 A up to 690 V AC 50/60 Hz, breaking capacity M, Icc=85/66 kA at 500/690 V, without electronic trip unit ETU, connection at rear flange, guide frame with shutter, without position signaling switch, without Com & metering function Manual operating mechanism with mechanical closing, without Spring charging motor, Ready-to-close signal. switch, Auxiliary switches 2NO+2NC, without Closing coil (CC), manual operating mechanism with mechanical closing, without Remote trip alarm reset coil (RR), without 2nd shunt trip, without 1st Shunt trip | 258000 | 1 | Z\ | 1
3WA1236-4AA44-0AA0 |  | AC non-automatic air circuit breaker 3WA, withdrawable version, with guide frame, IEC 60947-2, size 2, 4-pole, N pole on left, In=3600 A up to 690 V AC 50/60 Hz, breaking capacity M, Icc=85/66 kA at 500/690 V, without electronic trip unit ETU, connection at rear flange, guide frame with shutter, without position signaling switch, without Com & metering function Manual operating mechanism with mechanical closing, without Spring charging motor, Ready-to-close signal. switch, Auxiliary switches 2NO+2NC, without Closing coil (CC), manual operating mechanism with mechanical closing, without Remote trip alarm reset coil (RR), without 2nd shunt trip, without 1st Shunt trip | 341000 | 1 | Z\ | 1
3WA1236-4AB34-0AA0 |  | withdrawable circuit breaker, with guide frame, IEC 60947-2, size 1, 3-pole, In=3600 A up to 690 V AC 50/60 Hz, breaking capacity M Icu=85/66 kA at 500/690 V, tripping unit ETU300 LSI optimized for standard applications, without display, basic protection LT, ST, INST, neutral conductor protection requires an external neutral point current sensor, trip alarm switch (1 x CO), connection at rear flange, guide frame with shutter, without position signaling switch, without Com & metering function Manual operating mechanism with mechanical closing, without Spring charging motor, Ready-to-close signal. switch, Auxiliary switches 2NO+2NC, without Closing coil (CC), manual operating mechanism with mechanical closing, without Remote trip alarm reset coil (RR), without 2nd shunt trip, without 1st Shunt trip | 280000 | 1 | Z\ | 1
3WA1236-4AB44-0AA0 |  | withdrawable circuit breaker, with guide frame, IEC 60947-2, size 1, 4-pole, N pole on left, In=3600 A up to 690 V AC 50/60 Hz, breaking capacity M Icu=85/66 kA at 500/690 V, tripping unit ETU300 LSI optimized for standard applications, without display, basic protection LT, ST, INST, including protection of the N conductor (internal neutral point sensor available) trip alarm switch (1 x CO), connection at rear flange, guide frame with shutter, without position signaling switch, without Com & metering function Manual operating mechanism with mechanical closing, without Spring charging motor, Ready-to-close signal. switch, Auxiliary switches 2NO+2NC, without Closing coil (CC), manual operating mechanism with mechanical closing, without Remote trip alarm reset coil (RR), without 2nd shunt trip, without 1st Shunt trip | 371000 | 1 | Z\ | 1
3WA1236-4AC34-0AA0 |  | withdrawable circuit breaker, with guide frame, IEC 60947-2, size 1, 3-pole, In=3600 A up to 690 V AC 50/60 Hz, breaking capacity M Icu=85/66 kA at 500/690 V, tripping unit ETU300 LSI G optimized for standard applications, without display, basic protection LT, ST, INST, GF, neutral conductor protection requires an external neutral point current sensor, trip alarm switch (1 x CO), connection at rear flange, guide frame with shutter, without position signaling switch, without Com & metering function Manual operating mechanism with mechanical closing, without Spring charging motor, Ready-to-close signal. switch, Auxiliary switches 2NO+2NC, without Closing coil (CC), manual operating mechanism with mechanical closing, without Remote trip alarm reset coil (RR), without 2nd shunt trip, without 1st Shunt trip | 286000 | 1 | Z\ | 1
3WA1236-4AC44-0AA0 |  | withdrawable circuit breaker, with guide frame, IEC 60947-2, size 1, 4-pole, N pole on left, In=3600 A up to 690 V AC 50/60 Hz, breaking capacity M Icu=85/66 kA at 500/690 V, tripping unit ETU300 LSI G optimized for standard applications, without display, basic protection LT, ST, INST, GF, including protection of the N conductor (internal neutral point sensor available), trip alarm switch (1 x CO), connection at rear flange, guide frame with shutter, without position signaling switch, without Com & metering function Manual operating mechanism with mechanical closing, without Spring charging motor, Ready-to-close signal. switch, Auxiliary switches 2NO+2NC, without Closing coil (CC), manual operating mechanism with mechanical closing, without Remote trip alarm reset coil (RR), without 2nd shunt trip, without 1st Shunt trip | 377000 | 1 | Z\ | 1
3WA1236-4AE34-0AA0 |  | withdrawable circuit breaker, with guide frame, IEC 60947-2, size 2, 3-pole, In=3600 A up to 690 V AC 50/60 Hz, breaking capacity M Icu=85/66 kA at 500/690 V, tripping unit ETU600 LSI upgradeable, color display, Bluetooth, USB interface, basic protection LT, ST, INST, neutral conductor protection requires an external neutral point current sensor, trip alarm switch (1 x CO), connection at rear flange, guide frame with shutter, without position signaling switch, without Com & metering function Manual operating mechanism with mechanical closing, without Spring charging motor, Ready-to-close signal. switch, Auxiliary switches 2NO+2NC, without Closing coil (CC), manual operating mechanism with mechanical closing, without Remote trip alarm reset coil (RR), without 2nd shunt trip, without 1st Shunt trip | 285000 | 1 | Z\ | 1
3WA1236-4AE44-0AA0 |  | withdrawable circuit breaker, with guide frame, IEC 60947-2, size 2, 4-pole, N pole on left, In=3600 A up to 690 V AC 50/60 Hz, breaking capacity M Icu=85/66 kA at 500/690 V, tripping unit ETU600 LSI upgradeable, color display, Bluetooth, USB interface, basic protection LT, ST, INST, including protection of the N conductor (internal neutral point sensor available), trip alarm switch (1 x CO), connection at rear flange, guide frame with shutter, without position signaling switch, without Com & metering function Manual operating mechanism with mechanical closing, without Spring charging motor, Ready-to-close signal. switch, Auxiliary switches 2NO+2NC, without Closing coil (CC), manual operating mechanism with mechanical closing, without Remote trip alarm reset coil (RR), without 2nd shunt trip, without 1st Shunt trip | 376000 | 1 | Z\ | 1
3WA1236-4AF34-0AA0 |  | withdrawable circuit breaker, with guide frame, IEC 60947-2, size 2, 3-pole, In=3600 A up to 690 V AC 50/60 Hz, breaking capacity M Icu=85/66 kA at 500/690 V, tripping unit ETU600 LSIG upgradeable, color display, Bluetooth, USB interface, basic protection LT, ST, INST, GFx, neutral conductor protection requires an external neutral point current sensor, trip alarm switch (1 x CO), connection at rear flange, guide frame with shutter, without position signaling switch, without Com & metering function Manual operating mechanism with mechanical closing, without Spring charging motor, Ready-to-close signal. switch, Auxiliary switches 2NO+2NC, without Closing coil (CC), manual operating mechanism with mechanical closing, without Remote trip alarm reset coil (RR), without 2nd shunt trip, without 1st Shunt trip | 295000 | 1 | Z\ | 1
3WA1236-4AF44-0AA0 |  | withdrawable circuit breaker, with guide frame, IEC 60947-2, size 2, 4-pole, N pole on left, In=3600 A up to 690 V AC 50/60 Hz, breaking capacity M Icu=85/66 kA at 500/690 V, tripping unit ETU600 LSIG upgradeable, color display, Bluetooth, USB interface, basic protection LT, ST, INST, GFx, including protection of the N conductor (internal neutral point sensor available), trip alarm switch (1 x CO), connection at rear flange, guide frame with shutter, without position signaling switch, without Com & metering function Manual operating mechanism with mechanical closing, without Spring charging motor, Ready-to-close signal. switch, Auxiliary switches 2NO+2NC, without Closing coil (CC), manual operating mechanism with mechanical closing, without Remote trip alarm reset coil (RR), without 2nd shunt trip, without 1st Shunt trip | 386000 | 1 | Z\ | 1
3WA1236-4AG34-0AA0 |  | withdrawable circuit breaker, with guide frame, IEC 60947-2, size 2, 3-pole, In=3600 A up to 690 V AC 50/60 Hz, breaking capacity M Icu=85/66 kA at 500/690 V, tripping unit ETU600 LSIG Hi-Z upgradeable, color display, Bluetooth, USB interface, basic protection LT, ST, INST, GFx, with GF high-impedance input, neutral conductor protection requires an external neutral point current sensor, trip alarm switch (1 x CO), connection at rear flange, guide frame with shutter, without position signaling switch, without Com & metering function Manual operating mechanism with mechanical closing, without Spring charging motor, Ready-to-close signal. switch, Auxiliary switches 2NO+2NC, without Closing coil (CC), manual operating mechanism with mechanical closing, without Remote trip alarm reset coil (RR), without 2nd shunt trip, without 1st Shunt trip | 317000 | 1 | Z\ | 1
3WA1236-4AG44-0AA0 |  | withdrawable circuit breaker, with guide frame, IEC 60947-2, size 2, 4-pole, N pole on left, In=3600 A up to 690 V AC 50/60 Hz, breaking capacity M Icu=85/66 kA at 500/690 V, tripping unit ETU600 LSIG Hi-Z upgradeable, color display, Bluetooth, USB interface, basic protection LT, ST, INST, GFx, with GF high-impedance input, including protection of the N conductor (internal neutral point sensor available), trip alarm switch (1 x CO), connection at rear flange, guide frame with shutter, without position signaling switch, without Com & metering function Manual operating mechanism with mechanical closing, without Spring charging motor, Ready-to-close signal. switch, Auxiliary switches 2NO+2NC, without Closing coil (CC), manual operating mechanism with mechanical closing, without Remote trip alarm reset coil (RR), without 2nd shunt trip, without 1st Shunt trip | 408000 | 1 | Z\ | 1
3WA1236-4CA34-0AA0 |  | AC non-automatic air circuit breaker 3WA, withdrawable version, with guide frame, IEC 60947-2, size 2, 3-pole, In=3600 A up to 690 V AC 50/60 Hz, breaking capacity M, Icc=85/66 kA at 500/690 V, without electronic trip unit ETU, connection at rear flange, guide frame with shutter, without position signaling switch, able to communication, Manual operating mechanism with mechanical closing, without Spring charging motor, Ready-to-close signal. switch, Auxiliary switches 2NO+2NC, without Closing coil (CC), manual operating mechanism with mechanical closing, without Remote trip alarm reset coil (RR), without 2nd shunt trip, without 1st Shunt trip | 262430 | 1 | Z\ | 1
3WA1236-4CA44-0AA0 |  | AC non-automatic air circuit breaker 3WA, withdrawable version, with guide frame, IEC 60947-2, size 2, 4-pole, N pole on left, In=3600 A up to 690 V AC 50/60 Hz, breaking capacity M, Icc=85/66 kA at 500/690 V, without electronic trip unit ETU, connection at rear flange, guide frame with shutter, without position signaling switch, able to communication, Manual operating mechanism with mechanical closing, without Spring charging motor, Ready-to-close signal. switch, Auxiliary switches 2NO+2NC, without Closing coil (CC), manual operating mechanism with mechanical closing, without Remote trip alarm reset coil (RR), without 2nd shunt trip, without 1st Shunt trip | 345430 | 1 | Z\ | 1
3WA1236-4EE34-0AA0 |  | withdrawable circuit breaker, with guide frame, IEC 60947-2, size 2, 3-pole, In=3600 A up to 690 V AC 50/60 Hz, breaking capacity M Icu=85/66 kA at 500/690 V, tripping unit ETU600 LSI upgradeable, color display, Bluetooth, USB interface, basic protection LT, ST, INST, neutral conductor protection requires an external neutral point current sensor, trip alarm switch (1 x CO), connection at rear flange, guide frame with shutter, without position signaling switch, with internal voltage tap on lower stab of circuit breaker, with voltage tap module VTM680 and power supply of ETU600, able to communication, integrated metering type PMF-1 Energy Efficiency, Voltage, Active energy Ea Manual operating mechanism with mechanical closing, without Spring charging motor, Ready-to-close signal. switch, Auxiliary switches 2NO+2NC, without Closing coil (CC), manual operating mechanism with mechanical closing, without Remote trip alarm reset coil (RR), without 2nd shunt trip, without 1st Shunt trip | 293870 | 1 | Z\ | 1
3WA1236-4EE44-0AA0 |  | withdrawable circuit breaker, with guide frame, IEC 60947-2, size 2, 4-pole, N pole on left, In=3600 A up to 690 V AC 50/60 Hz, breaking capacity M Icu=85/66 kA at 500/690 V, tripping unit ETU600 LSI upgradeable, color display, Bluetooth, USB interface, basic protection LT, ST, INST, including protection of the N conductor (internal neutral point sensor available), trip alarm switch (1 x CO), connection at rear flange, guide frame with shutter, without position signaling switch, with internal voltage tap on lower stab of circuit breaker, with voltage tap module VTM680 and power supply of ETU600, able to communication, integrated metering type PMF-1 Energy Efficiency, Voltage, Active energy Ea Manual operating mechanism with mechanical closing, without Spring charging motor, Ready-to-close signal. switch, Auxiliary switches 2NO+2NC, without Closing coil (CC), manual operating mechanism with mechanical closing, without Remote trip alarm reset coil (RR), without 2nd shunt trip, without 1st Shunt trip | 384870 | 1 | Z\ | 1
3WA1236-4EF34-0AA0 |  | withdrawable circuit breaker, with guide frame, IEC 60947-2, size 2, 3-pole, In=3600 A up to 690 V AC 50/60 Hz, breaking capacity M Icu=85/66 kA at 500/690 V, tripping unit ETU600 LSIG upgradeable, color display, Bluetooth, USB interface, basic protection LT, ST, INST, GFx, neutral conductor protection requires an external neutral point current sensor, trip alarm switch (1 x CO), connection at rear flange, guide frame with shutter, without position signaling switch, with internal voltage tap on lower stab of circuit breaker, with voltage tap module VTM680 and power supply of ETU600, able to communication, integrated metering type PMF-1 Energy Efficiency, Voltage, Active energy Ea Manual operating mechanism with mechanical closing, without Spring charging motor, Ready-to-close signal. switch, Auxiliary switches 2NO+2NC, without Closing coil (CC), manual operating mechanism with mechanical closing, without Remote trip alarm reset coil (RR), without 2nd shunt trip, without 1st Shunt trip | 303870 | 1 | Z\ | 1
3WA1236-4EF44-0AA0 |  | withdrawable circuit breaker, with guide frame, IEC 60947-2, size 2, 4-pole, N pole on left, In=3600 A up to 690 V AC 50/60 Hz, breaking capacity M Icu=85/66 kA at 500/690 V, tripping unit ETU600 LSIG upgradeable, color display, Bluetooth, USB interface, basic protection LT, ST, INST, GFx, including protection of the N conductor (internal neutral point sensor available), trip alarm switch (1 x CO), connection at rear flange, guide frame with shutter, without position signaling switch, with internal voltage tap on lower stab of circuit breaker, with voltage tap module VTM680 and power supply of ETU600, able to communication, integrated metering type PMF-1 Energy Efficiency, Voltage, Active energy Ea Manual operating mechanism with mechanical closing, without Spring charging motor, Ready-to-close signal. switch, Auxiliary switches 2NO+2NC, without Closing coil (CC), manual operating mechanism with mechanical closing, without Remote trip alarm reset coil (RR), without 2nd shunt trip, without 1st Shunt trip | 394870 | 1 | Z\ | 1
3WA1236-4EG34-0AA0 |  | withdrawable circuit breaker, with guide frame, IEC 60947-2, size 2, 3-pole, In=3600 A up to 690 V AC 50/60 Hz, breaking capacity M Icu=85/66 kA at 500/690 V, tripping unit ETU600 LSIG Hi-Z upgradeable, color display, Bluetooth, USB interface, basic protection LT, ST, INST, GFx, with GF high-impedance input, neutral conductor protection requires an external neutral point current sensor, trip alarm switch (1 x CO), connection at rear flange, guide frame with shutter, without position signaling switch, with internal voltage tap on lower stab of circuit breaker, with voltage tap module VTM680 and power supply of ETU600, able to communication, integrated metering type PMF-1 Energy Efficiency, Voltage, Active energy Ea Manual operating mechanism with mechanical closing, without Spring charging motor, Ready-to-close signal. switch, Auxiliary switches 2NO+2NC, without Closing coil (CC), manual operating mechanism with mechanical closing, without Remote trip alarm reset coil (RR), without 2nd shunt trip, without 1st Shunt trip | 325870 | 1 | Z\ | 1
3WA1236-4EG44-0AA0 |  | withdrawable circuit breaker, with guide frame, IEC 60947-2, size 2, 4-pole, N pole on left, In=3600 A up to 690 V AC 50/60 Hz, breaking capacity M Icu=85/66 kA at 500/690 V, tripping unit ETU600 LSIG Hi-Z upgradeable, color display, Bluetooth, USB interface, basic protection LT, ST, INST, GFx, with GF high-impedance input, including protection of the N conductor (internal neutral point sensor available), trip alarm switch (1 x CO), connection at rear flange, guide frame with shutter, without position signaling switch, with internal voltage tap on lower stab of circuit breaker, with voltage tap module VTM680 and power supply of ETU600, able to communication, integrated metering type PMF-1 Energy Efficiency, Voltage, Active energy Ea Manual operating mechanism with mechanical closing, without Spring charging motor, Ready-to-close signal. switch, Auxiliary switches 2NO+2NC, without Closing coil (CC), manual operating mechanism with mechanical closing, without Remote trip alarm reset coil (RR), without 2nd shunt trip, without 1st Shunt trip | 416870 | 1 | Z\ | 1
3WA1236-4FE34-0AA0 |  | withdrawable circuit breaker, with guide frame, IEC 60947-2, size 2, 3-pole, In=3600 A up to 690 V AC 50/60 Hz, breaking capacity M Icu=85/66 kA at 500/690 V, tripping unit ETU600 LSI upgradeable, color display, Bluetooth, USB interface, basic protection LT, ST, INST, neutral conductor protection requires an external neutral point current sensor, trip alarm switch (1 x CO), connection at rear flange, guide frame with shutter, without position signaling switch, with internal voltage tap on lower stab of circuit breaker, with voltage tap module VTM680 and power supply of ETU600, able to communication, integrated metering type PMF-2 Basic Power Monitoring, Voltage, Energy, Power, Power factor, Frequency, Unbalance, Temperature, Manual operating mechanism with mechanical closing, without Spring charging motor, Ready-to-close signal. switch, Auxiliary switches 2NO+2NC, without Closing coil (CC), manual operating mechanism with mechanical closing, without Remote trip alarm reset coil (RR), without 2nd shunt trip, without 1st Shunt trip | 302700 | 1 | Z\ | 1
3WA1236-4FE44-0AA0 |  | withdrawable circuit breaker, with guide frame, IEC 60947-2, size 2, 4-pole, N pole on left, In=3600 A up to 690 V AC 50/60 Hz, breaking capacity M Icu=85/66 kA at 500/690 V, tripping unit ETU600 LSI upgradeable, color display, Bluetooth, USB interface, basic protection LT, ST, INST, including protection of the N conductor (internal neutral point sensor available), trip alarm switch (1 x CO), connection at rear flange, guide frame with shutter, without position signaling switch, with internal voltage tap on lower stab of circuit breaker, with voltage tap module VTM680 and power supply of ETU600, able to communication, integrated metering type PMF-2 Basic Power Monitoring, Voltage, Energy, Power, Power factor, Frequency, Unbalance, Temperature, Manual operating mechanism with mechanical closing, without Spring charging motor, Ready-to-close signal. switch, Auxiliary switches 2NO+2NC, without Closing coil (CC), manual operating mechanism with mechanical closing, without Remote trip alarm reset coil (RR), without 2nd shunt trip, without 1st Shunt trip | 393700 | 1 | Z\ | 1
3WA1236-4FF34-0AA0 |  | withdrawable circuit breaker, with guide frame, IEC 60947-2, size 2, 3-pole, In=3600 A up to 690 V AC 50/60 Hz, breaking capacity M Icu=85/66 kA at 500/690 V, tripping unit ETU600 LSIG upgradeable, color display, Bluetooth, USB interface, basic protection LT, ST, INST, GFx, neutral conductor protection requires an external neutral point current sensor, trip alarm switch (1 x CO), connection at rear flange, guide frame with shutter, without position signaling switch, with internal voltage tap on lower stab of circuit breaker, with voltage tap module VTM680 and power supply of ETU600, able to communication, integrated metering type PMF-2 Basic Power Monitoring, Voltage, Energy, Power, Power factor, Frequency, Unbalance, Temperature, Manual operating mechanism with mechanical closing, without Spring charging motor, Ready-to-close signal. switch, Auxiliary switches 2NO+2NC, without Closing coil (CC), manual operating mechanism with mechanical closing, without Remote trip alarm reset coil (RR), without 2nd shunt trip, without 1st Shunt trip | 312700 | 1 | Z\ | 1
3WA1236-4FF44-0AA0 |  | withdrawable circuit breaker, with guide frame, IEC 60947-2, size 2, 4-pole, N pole on left, In=3600 A up to 690 V AC 50/60 Hz, breaking capacity M Icu=85/66 kA at 500/690 V, tripping unit ETU600 LSIG upgradeable, color display, Bluetooth, USB interface, basic protection LT, ST, INST, GFx, including protection of the N conductor (internal neutral point sensor available), trip alarm switch (1 x CO), connection at rear flange, guide frame with shutter, without position signaling switch, with internal voltage tap on lower stab of circuit breaker, with voltage tap module VTM680 and power supply of ETU600, able to communication, integrated metering type PMF-2 Basic Power Monitoring, Voltage, Energy, Power, Power factor, Frequency, Unbalance, Temperature, Manual operating mechanism with mechanical closing, without Spring charging motor, Ready-to-close signal. switch, Auxiliary switches 2NO+2NC, without Closing coil (CC), manual operating mechanism with mechanical closing, without Remote trip alarm reset coil (RR), without 2nd shunt trip, without 1st Shunt trip | 403700 | 1 | Z\ | 1
3WA1236-4FG34-0AA0 |  | withdrawable circuit breaker, with guide frame, IEC 60947-2, size 2, 3-pole, In=3600 A up to 690 V AC 50/60 Hz, breaking capacity M Icu=85/66 kA at 500/690 V, tripping unit ETU600 LSIG Hi-Z upgradeable, color display, Bluetooth, USB interface, basic protection LT, ST, INST, GFx, with GF high-impedance input, neutral conductor protection requires an external neutral point current sensor, trip alarm switch (1 x CO), connection at rear flange, guide frame with shutter, without position signaling switch, with internal voltage tap on lower stab of circuit breaker, with voltage tap module VTM680 and power supply of ETU600, able to communication, integrated metering type PMF-2 Basic Power Monitoring, Voltage, Energy, Power, Power factor, Frequency, Unbalance, Temperature, Manual operating mechanism with mechanical closing, without Spring charging motor, Ready-to-close signal. switch, Auxiliary switches 2NO+2NC, without Closing coil (CC), manual operating mechanism with mechanical closing, without Remote trip alarm reset coil (RR), without 2nd shunt trip, without 1st Shunt trip | 334700 | 1 | Z\ | 1
3WA1236-4FG44-0AA0 |  | withdrawable circuit breaker, with guide frame, IEC 60947-2, size 2, 4-pole, N pole on left, In=3600 A up to 690 V AC 50/60 Hz, breaking capacity M Icu=85/66 kA at 500/690 V, tripping unit ETU600 LSIG Hi-Z upgradeable, color display, Bluetooth, USB interface, basic protection LT, ST, INST, GFx, with GF high-impedance input, including protection of the N conductor (internal neutral point sensor available), trip alarm switch (1 x CO), connection at rear flange, guide frame with shutter, without position signaling switch, with internal voltage tap on lower stab of circuit breaker, with voltage tap module VTM680 and power supply of ETU600, able to communication, integrated metering type PMF-2 Basic Power Monitoring, Voltage, Energy, Power, Power factor, Frequency, Unbalance, Temperature, Manual operating mechanism with mechanical closing, without Spring charging motor, Ready-to-close signal. switch, Auxiliary switches 2NO+2NC, without Closing coil (CC), manual operating mechanism with mechanical closing, without Remote trip alarm reset coil (RR), without 2nd shunt trip, without 1st Shunt trip | 425700 | 1 | Z\ | 1
3WA1236-4GE34-0AA0 |  | withdrawable circuit breaker, with guide frame, IEC 60947-2, size 2, 3-pole, In=3600 A up to 690 V AC 50/60 Hz, breaking capacity M Icu=85/66 kA at 500/690 V, tripping unit ETU600 LSI upgradeable, color display, Bluetooth, USB interface, basic protection LT, ST, INST, neutral conductor protection requires an external neutral point current sensor, trip alarm switch (1 x CO), connection at rear flange, guide frame with shutter, without position signaling switch, with internal voltage tap on lower stab of circuit breaker, with voltage tap module VTM680 and power supply of ETU600, able to communication, integrated metering type PMF-3 Advanced Power Monitor., Voltage, Energy, Power, Power factor, Frequency, Unbalance, Temperature, Power quality, Manual operating mechanism with mechanical closing, without Spring charging motor, Ready-to-close signal. switch, Auxiliary switches 2NO+2NC, without Closing coil (CC), manual operating mechanism with mechanical closing, without Remote trip alarm reset coil (RR), without 2nd shunt trip, without 1st Shunt trip | 309100 | 1 | Z\ | 1
3WA1236-4GE44-0AA0 |  | withdrawable circuit breaker, with guide frame, IEC 60947-2, size 2, 4-pole, N pole on left, In=3600 A up to 690 V AC 50/60 Hz, breaking capacity M Icu=85/66 kA at 500/690 V, tripping unit ETU600 LSI upgradeable, color display, Bluetooth, USB interface, basic protection LT, ST, INST, including protection of the N conductor (internal neutral point sensor available), trip alarm switch (1 x CO), connection at rear flange, guide frame with shutter, without position signaling switch, with internal voltage tap on lower stab of circuit breaker, with voltage tap module VTM680 and power supply of ETU600, able to communication, integrated metering type PMF-3 Advanced Power Monitor., Voltage, Energy, Power, Power factor, Frequency, Unbalance, Temperature, Power quality, Manual operating mechanism with mechanical closing, without Spring charging motor, Ready-to-close signal. switch, Auxiliary switches 2NO+2NC, without Closing coil (CC), manual operating mechanism with mechanical closing, without Remote trip alarm reset coil (RR), without 2nd shunt trip, without 1st Shunt trip | 400100 | 1 | Z\ | 1
3WA1236-4GF34-0AA0 |  | withdrawable circuit breaker, with guide frame, IEC 60947-2, size 2, 3-pole, In=3600 A up to 690 V AC 50/60 Hz, breaking capacity M Icu=85/66 kA at 500/690 V, tripping unit ETU600 LSIG upgradeable, color display, Bluetooth, USB interface, basic protection LT, ST, INST, GFx, neutral conductor protection requires an external neutral point current sensor, trip alarm switch (1 x CO), connection at rear flange, guide frame with shutter, without position signaling switch, with internal voltage tap on lower stab of circuit breaker, with voltage tap module VTM680 and power supply of ETU600, able to communication, integrated metering type PMF-3 Advanced Power Monitor., Voltage, Energy, Power, Power factor, Frequency, Unbalance, Temperature, Power quality, Manual operating mechanism with mechanical closing, without Spring charging motor, Ready-to-close signal. switch, Auxiliary switches 2NO+2NC, without Closing coil (CC), manual operating mechanism with mechanical closing, without Remote trip alarm reset coil (RR), without 2nd shunt trip, without 1st Shunt trip | 319100 | 1 | Z\ | 1
3WA1236-4GF44-0AA0 |  | withdrawable circuit breaker, with guide frame, IEC 60947-2, size 2, 4-pole, N pole on left, In=3600 A up to 690 V AC 50/60 Hz, breaking capacity M Icu=85/66 kA at 500/690 V, tripping unit ETU600 LSIG upgradeable, color display, Bluetooth, USB interface, basic protection LT, ST, INST, GFx, including protection of the N conductor (internal neutral point sensor available), trip alarm switch (1 x CO), connection at rear flange, guide frame with shutter, without position signaling switch, with internal voltage tap on lower stab of circuit breaker, with voltage tap module VTM680 and power supply of ETU600, able to communication, integrated metering type PMF-3 Advanced Power Monitor., Voltage, Energy, Power, Power factor, Frequency, Unbalance, Temperature, Power quality, Manual operating mechanism with mechanical closing, without Spring charging motor, Ready-to-close signal. switch, Auxiliary switches 2NO+2NC, without Closing coil (CC), manual operating mechanism with mechanical closing, without Remote trip alarm reset coil (RR), without 2nd shunt trip, without 1st Shunt trip | 410100 | 1 | Z\ | 1
3WA1236-4GG34-0AA0 |  | withdrawable circuit breaker, with guide frame, IEC 60947-2, size 2, 3-pole, In=3600 A up to 690 V AC 50/60 Hz, breaking capacity M Icu=85/66 kA at 500/690 V, tripping unit ETU600 LSIG Hi-Z upgradeable, color display, Bluetooth, USB interface, basic protection LT, ST, INST, GFx, with GF high-impedance input, neutral conductor protection requires an external neutral point current sensor, trip alarm switch (1 x CO), connection at rear flange, guide frame with shutter, without position signaling switch, with internal voltage tap on lower stab of circuit breaker, with voltage tap module VTM680 and power supply of ETU600, able to communication, integrated metering type PMF-3 Advanced Power Monitor., Voltage, Energy, Power, Power factor, Frequency, Unbalance, Temperature, Power quality, Manual operating mechanism with mechanical closing, without Spring charging motor, Ready-to-close signal. switch, Auxiliary switches 2NO+2NC, without Closing coil (CC), manual operating mechanism with mechanical closing, without Remote trip alarm reset coil (RR), without 2nd shunt trip, without 1st Shunt trip | 341100 | 1 | Z\ | 1
3WA1236-4GG44-0AA0 |  | withdrawable circuit breaker, with guide frame, IEC 60947-2, size 2, 4-pole, N pole on left, In=3600 A up to 690 V AC 50/60 Hz, breaking capacity M Icu=85/66 kA at 500/690 V, tripping unit ETU600 LSIG Hi-Z upgradeable, color display, Bluetooth, USB interface, basic protection LT, ST, INST, GFx, with GF high-impedance input, including protection of the N conductor (internal neutral point sensor available), trip alarm switch (1 x CO), connection at rear flange, guide frame with shutter, without position signaling switch, with internal voltage tap on lower stab of circuit breaker, with voltage tap module VTM680 and power supply of ETU600, able to communication, integrated metering type PMF-3 Advanced Power Monitor., Voltage, Energy, Power, Power factor, Frequency, Unbalance, Temperature, Power quality, Manual operating mechanism with mechanical closing, without Spring charging motor, Ready-to-close signal. switch, Auxiliary switches 2NO+2NC, without Closing coil (CC), manual operating mechanism with mechanical closing, without Remote trip alarm reset coil (RR), without 2nd shunt trip, without 1st Shunt trip | 432100 | 1 | Z\ | 1
3WA1236-4LE34-0AA0 |  | withdrawable circuit breaker, with guide frame, IEC 60947-2, size 2, 3-pole, In=3600 A up to 690 V AC 50/60 Hz, breaking capacity M Icu=85/66 kA at 500/690 V, tripping unit ETU600 LSI upgradeable, color display, Bluetooth, USB interface, basic protection LT, ST, INST, neutral conductor protection requires an external neutral point current sensor, trip alarm switch (1 x CO), connection at rear flange, guide frame with shutter, without position signaling switch, with internal voltage tap on upper stab of circuit breaker, with voltage tap module VTM680 and power supply of ETU600, able to communication, integrated metering type PMF-1 Energy Efficiency, Voltage, Active energy Ea Manual operating mechanism with mechanical closing, without Spring charging motor, Ready-to-close signal. switch, Auxiliary switches 2NO+2NC, without Closing coil (CC), manual operating mechanism with mechanical closing, without Remote trip alarm reset coil (RR), without 2nd shunt trip, without 1st Shunt trip | 293870 | 1 | Z\ | 1
3WA1236-4LE44-0AA0 |  | withdrawable circuit breaker, with guide frame, IEC 60947-2, size 2, 4-pole, N pole on left, In=3600 A up to 690 V AC 50/60 Hz, breaking capacity M Icu=85/66 kA at 500/690 V, tripping unit ETU600 LSI upgradeable, color display, Bluetooth, USB interface, basic protection LT, ST, INST, including protection of the N conductor (internal neutral point sensor available), trip alarm switch (1 x CO), connection at rear flange, guide frame with shutter, without position signaling switch, with internal voltage tap on upper stab of circuit breaker, with voltage tap module VTM680 and power supply of ETU600, able to communication, integrated metering type PMF-1 Energy Efficiency, Voltage, Active energy Ea Manual operating mechanism with mechanical closing, without Spring charging motor, Ready-to-close signal. switch, Auxiliary switches 2NO+2NC, without Closing coil (CC), manual operating mechanism with mechanical closing, without Remote trip alarm reset coil (RR), without 2nd shunt trip, without 1st Shunt trip | 384870 | 1 | Z\ | 1
3WA1236-4LF34-0AA0 |  | withdrawable circuit breaker, with guide frame, IEC 60947-2, size 2, 3-pole, In=3600 A up to 690 V AC 50/60 Hz, breaking capacity M Icu=85/66 kA at 500/690 V, tripping unit ETU600 LSIG upgradeable, color display, Bluetooth, USB interface, basic protection LT, ST, INST, GFx, neutral conductor protection requires an external neutral point current sensor, trip alarm switch (1 x CO), connection at rear flange, guide frame with shutter, without position signaling switch, with internal voltage tap on upper stab of circuit breaker, with voltage tap module VTM680 and power supply of ETU600, able to communication, integrated metering type PMF-1 Energy Efficiency, Voltage, Active energy Ea Manual operating mechanism with mechanical closing, without Spring charging motor, Ready-to-close signal. switch, Auxiliary switches 2NO+2NC, without Closing coil (CC), manual operating mechanism with mechanical closing, without Remote trip alarm reset coil (RR), without 2nd shunt trip, without 1st Shunt trip | 303870 | 1 | Z\ | 1
3WA1236-4LF44-0AA0 |  | withdrawable circuit breaker, with guide frame, IEC 60947-2, size 2, 4-pole, N pole on left, In=3600 A up to 690 V AC 50/60 Hz, breaking capacity M Icu=85/66 kA at 500/690 V, tripping unit ETU600 LSIG upgradeable, color display, Bluetooth, USB interface, basic protection LT, ST, INST, GFx, including protection of the N conductor (internal neutral point sensor available), trip alarm switch (1 x CO), connection at rear flange, guide frame with shutter, without position signaling switch, with internal voltage tap on upper stab of circuit breaker, with voltage tap module VTM680 and power supply of ETU600, able to communication, integrated metering type PMF-1 Energy Efficiency, Voltage, Active energy Ea Manual operating mechanism with mechanical closing, without Spring charging motor, Ready-to-close signal. switch, Auxiliary switches 2NO+2NC, without Closing coil (CC), manual operating mechanism with mechanical closing, without Remote trip alarm reset coil (RR), without 2nd shunt trip, without 1st Shunt trip | 394870 | 1 | Z\ | 1
3WA1236-4LG34-0AA0 |  | withdrawable circuit breaker, with guide frame, IEC 60947-2, size 2, 3-pole, In=3600 A up to 690 V AC 50/60 Hz, breaking capacity M Icu=85/66 kA at 500/690 V, tripping unit ETU600 LSIG Hi-Z upgradeable, color display, Bluetooth, USB interface, basic protection LT, ST, INST, GFx, with GF high-impedance input, neutral conductor protection requires an external neutral point current sensor, trip alarm switch (1 x CO), connection at rear flange, guide frame with shutter, without position signaling switch, with internal voltage tap on upper stab of circuit breaker, with voltage tap module VTM680 and power supply of ETU600, able to communication, integrated metering type PMF-1 Energy Efficiency, Voltage, Active energy Ea Manual operating mechanism with mechanical closing, without Spring charging motor, Ready-to-close signal. switch, Auxiliary switches 2NO+2NC, without Closing coil (CC), manual operating mechanism with mechanical closing, without Remote trip alarm reset coil (RR), without 2nd shunt trip, without 1st Shunt trip | 325870 | 1 | Z\ | 1
3WA1236-4LG44-0AA0 |  | withdrawable circuit breaker, with guide frame, IEC 60947-2, size 2, 4-pole, N pole on left, In=3600 A up to 690 V AC 50/60 Hz, breaking capacity M Icu=85/66 kA at 500/690 V, tripping unit ETU600 LSIG Hi-Z upgradeable, color display, Bluetooth, USB interface, basic protection LT, ST, INST, GFx, with GF high-impedance input, including protection of the N conductor (internal neutral point sensor available), trip alarm switch (1 x CO), connection at rear flange, guide frame with shutter, without position signaling switch, with internal voltage tap on upper stab of circuit breaker, with voltage tap module VTM680 and power supply of ETU600, able to communication, integrated metering type PMF-1 Energy Efficiency, Voltage, Active energy Ea Manual operating mechanism with mechanical closing, without Spring charging motor, Ready-to-close signal. switch, Auxiliary switches 2NO+2NC, without Closing coil (CC), manual operating mechanism with mechanical closing, without Remote trip alarm reset coil (RR), without 2nd shunt trip, without 1st Shunt trip | 416870 | 1 | Z\ | 1
3WA1236-4ME34-0AA0 |  | withdrawable circuit breaker, with guide frame, IEC 60947-2, size 2, 3-pole, In=3600 A up to 690 V AC 50/60 Hz, breaking capacity M Icu=85/66 kA at 500/690 V, tripping unit ETU600 LSI upgradeable, color display, Bluetooth, USB interface, basic protection LT, ST, INST, neutral conductor protection requires an external neutral point current sensor, trip alarm switch (1 x CO), connection at rear flange, guide frame with shutter, without position signaling switch, with internal voltage tap on upper stab of circuit breaker, with voltage tap module VTM680 and power supply of ETU600, able to communication, integrated metering type PMF-2 Basic Power Monitoring, Voltage, Energy, Power, Power factor, Frequency, Unbalance, Temperature, Manual operating mechanism with mechanical closing, without Spring charging motor, Ready-to-close signal. switch, Auxiliary switches 2NO+2NC, without Closing coil (CC), manual operating mechanism with mechanical closing, without Remote trip alarm reset coil (RR), without 2nd shunt trip, without 1st Shunt trip | 302700 | 1 | Z\ | 1
3WA1236-4ME44-0AA0 |  | withdrawable circuit breaker, with guide frame, IEC 60947-2, size 2, 4-pole, N pole on left, In=3600 A up to 690 V AC 50/60 Hz, breaking capacity M Icu=85/66 kA at 500/690 V, tripping unit ETU600 LSI upgradeable, color display, Bluetooth, USB interface, basic protection LT, ST, INST, including protection of the N conductor (internal neutral point sensor available), trip alarm switch (1 x CO), connection at rear flange, guide frame with shutter, without position signaling switch, with internal voltage tap on upper stab of circuit breaker, with voltage tap module VTM680 and power supply of ETU600, able to communication, integrated metering type PMF-2 Basic Power Monitoring, Voltage, Energy, Power, Power factor, Frequency, Unbalance, Temperature, Manual operating mechanism with mechanical closing, without Spring charging motor, Ready-to-close signal. switch, Auxiliary switches 2NO+2NC, without Closing coil (CC), manual operating mechanism with mechanical closing, without Remote trip alarm reset coil (RR), without 2nd shunt trip, without 1st Shunt trip | 393700 | 1 | Z\ | 1
3WA1236-4MF34-0AA0 |  | withdrawable circuit breaker, with guide frame, IEC 60947-2, size 2, 3-pole, In=3600 A up to 690 V AC 50/60 Hz, breaking capacity M Icu=85/66 kA at 500/690 V, tripping unit ETU600 LSIG upgradeable, color display, Bluetooth, USB interface, basic protection LT, ST, INST, GFx, neutral conductor protection requires an external neutral point current sensor, trip alarm switch (1 x CO), connection at rear flange, guide frame with shutter, without position signaling switch, with internal voltage tap on upper stab of circuit breaker, with voltage tap module VTM680 and power supply of ETU600, able to communication, integrated metering type PMF-2 Basic Power Monitoring, Voltage, Energy, Power, Power factor, Frequency, Unbalance, Temperature, Manual operating mechanism with mechanical closing, without Spring charging motor, Ready-to-close signal. switch, Auxiliary switches 2NO+2NC, without Closing coil (CC), manual operating mechanism with mechanical closing, without Remote trip alarm reset coil (RR), without 2nd shunt trip, without 1st Shunt trip | 312700 | 1 | Z\ | 1
3WA1236-4MF44-0AA0 |  | withdrawable circuit breaker, with guide frame, IEC 60947-2, size 2, 4-pole, N pole on left, In=3600 A up to 690 V AC 50/60 Hz, breaking capacity M Icu=85/66 kA at 500/690 V, tripping unit ETU600 LSIG upgradeable, color display, Bluetooth, USB interface, basic protection LT, ST, INST, GFx, including protection of the N conductor (internal neutral point sensor available), trip alarm switch (1 x CO), connection at rear flange, guide frame with shutter, without position signaling switch, with internal voltage tap on upper stab of circuit breaker, with voltage tap module VTM680 and power supply of ETU600, able to communication, integrated metering type PMF-2 Basic Power Monitoring, Voltage, Energy, Power, Power factor, Frequency, Unbalance, Temperature, Manual operating mechanism with mechanical closing, without Spring charging motor, Ready-to-close signal. switch, Auxiliary switches 2NO+2NC, without Closing coil (CC), manual operating mechanism with mechanical closing, without Remote trip alarm reset coil (RR), without 2nd shunt trip, without 1st Shunt trip | 403700 | 1 | Z\ | 1
3WA1236-4MG34-0AA0 |  | withdrawable circuit breaker, with guide frame, IEC 60947-2, size 2, 3-pole, In=3600 A up to 690 V AC 50/60 Hz, breaking capacity M Icu=85/66 kA at 500/690 V, tripping unit ETU600 LSIG Hi-Z upgradeable, color display, Bluetooth, USB interface, basic protection LT, ST, INST, GFx, with GF high-impedance input, neutral conductor protection requires an external neutral point current sensor, trip alarm switch (1 x CO), connection at rear flange, guide frame with shutter, without position signaling switch, with internal voltage tap on upper stab of circuit breaker, with voltage tap module VTM680 and power supply of ETU600, able to communication, integrated metering type PMF-2 Basic Power Monitoring, Voltage, Energy, Power, Power factor, Frequency, Unbalance, Temperature, Manual operating mechanism with mechanical closing, without Spring charging motor, Ready-to-close signal. switch, Auxiliary switches 2NO+2NC, without Closing coil (CC), manual operating mechanism with mechanical closing, without Remote trip alarm reset coil (RR), without 2nd shunt trip, without 1st Shunt trip | 334700 | 1 | Z\ | 1
3WA1236-4MG44-0AA0 |  | withdrawable circuit breaker, with guide frame, IEC 60947-2, size 2, 4-pole, N pole on left, In=3600 A up to 690 V AC 50/60 Hz, breaking capacity M Icu=85/66 kA at 500/690 V, tripping unit ETU600 LSIG Hi-Z upgradeable, color display, Bluetooth, USB interface, basic protection LT, ST, INST, GFx, with GF high-impedance input, including protection of the N conductor (internal neutral point sensor available), trip alarm switch (1 x CO), connection at rear flange, guide frame with shutter, without position signaling switch, with internal voltage tap on upper stab of circuit breaker, with voltage tap module VTM680 and power supply of ETU600, able to communication, integrated metering type PMF-2 Basic Power Monitoring, Voltage, Energy, Power, Power factor, Frequency, Unbalance, Temperature, Manual operating mechanism with mechanical closing, without Spring charging motor, Ready-to-close signal. switch, Auxiliary switches 2NO+2NC, without Closing coil (CC), manual operating mechanism with mechanical closing, without Remote trip alarm reset coil (RR), without 2nd shunt trip, without 1st Shunt trip | 425700 | 1 | Z\ | 1
3WA1236-4NE34-0AA0 |  | withdrawable circuit breaker, with guide frame, IEC 60947-2, size 2, 3-pole, In=3600 A up to 690 V AC 50/60 Hz, breaking capacity M Icu=85/66 kA at 500/690 V, tripping unit ETU600 LSI upgradeable, color display, Bluetooth, USB interface, basic protection LT, ST, INST, neutral conductor protection requires an external neutral point current sensor, trip alarm switch (1 x CO), connection at rear flange, guide frame with shutter, without position signaling switch, with internal voltage tap on upper stab of circuit breaker, with voltage tap module VTM680 and power supply of ETU600, able to communication, integrated metering type PMF-3 Advanced Power Monitor., Voltage, Energy, Power, Power factor, Frequency, Unbalance, Temperature, Power quality, Manual operating mechanism with mechanical closing, without Spring charging motor, Ready-to-close signal. switch, Auxiliary switches 2NO+2NC, without Closing coil (CC), manual operating mechanism with mechanical closing, without Remote trip alarm reset coil (RR), without 2nd shunt trip, without 1st Shunt trip | 309100 | 1 | Z\ | 1
3WA1236-4NE44-0AA0 |  | withdrawable circuit breaker, with guide frame, IEC 60947-2, size 2, 4-pole, N pole on left, In=3600 A up to 690 V AC 50/60 Hz, breaking capacity M Icu=85/66 kA at 500/690 V, tripping unit ETU600 LSI upgradeable, color display, Bluetooth, USB interface, basic protection LT, ST, INST, including protection of the N conductor (internal neutral point sensor available), trip alarm switch (1 x CO), connection at rear flange, guide frame with shutter, without position signaling switch, with internal voltage tap on upper stab of circuit breaker, with voltage tap module VTM680 and power supply of ETU600, able to communication, integrated metering type PMF-3 Advanced Power Monitor., Voltage, Energy, Power, Power factor, Frequency, Unbalance, Temperature, Power quality, Manual operating mechanism with mechanical closing, without Spring charging motor, Ready-to-close signal. switch, Auxiliary switches 2NO+2NC, without Closing coil (CC), manual operating mechanism with mechanical closing, without Remote trip alarm reset coil (RR), without 2nd shunt trip, without 1st Shunt trip | 400100 | 1 | Z\ | 1
3WA1236-4NF34-0AA0 |  | withdrawable circuit breaker, with guide frame, IEC 60947-2, size 2, 3-pole, In=3600 A up to 690 V AC 50/60 Hz, breaking capacity M Icu=85/66 kA at 500/690 V, tripping unit ETU600 LSIG upgradeable, color display, Bluetooth, USB interface, basic protection LT, ST, INST, GFx, neutral conductor protection requires an external neutral point current sensor, trip alarm switch (1 x CO), connection at rear flange, guide frame with shutter, without position signaling switch, with internal voltage tap on upper stab of circuit breaker, with voltage tap module VTM680 and power supply of ETU600, able to communication, integrated metering type PMF-3 Advanced Power Monitor., Voltage, Energy, Power, Power factor, Frequency, Unbalance, Temperature, Power quality, Manual operating mechanism with mechanical closing, without Spring charging motor, Ready-to-close signal. switch, Auxiliary switches 2NO+2NC, without Closing coil (CC), manual operating mechanism with mechanical closing, without Remote trip alarm reset coil (RR), without 2nd shunt trip, without 1st Shunt trip | 319100 | 1 | Z\ | 1
3WA1236-4NF44-0AA0 |  | withdrawable circuit breaker, with guide frame, IEC 60947-2, size 2, 4-pole, N pole on left, In=3600 A up to 690 V AC 50/60 Hz, breaking capacity M Icu=85/66 kA at 500/690 V, tripping unit ETU600 LSIG upgradeable, color display, Bluetooth, USB interface, basic protection LT, ST, INST, GFx, including protection of the N conductor (internal neutral point sensor available), trip alarm switch (1 x CO), connection at rear flange, guide frame with shutter, without position signaling switch, with internal voltage tap on upper stab of circuit breaker, with voltage tap module VTM680 and power supply of ETU600, able to communication, integrated metering type PMF-3 Advanced Power Monitor., Voltage, Energy, Power, Power factor, Frequency, Unbalance, Temperature, Power quality, Manual operating mechanism with mechanical closing, without Spring charging motor, Ready-to-close signal. switch, Auxiliary switches 2NO+2NC, without Closing coil (CC), manual operating mechanism with mechanical closing, without Remote trip alarm reset coil (RR), without 2nd shunt trip, without 1st Shunt trip | 410100 | 1 | Z\ | 1
3WA1236-4NG34-0AA0 |  | withdrawable circuit breaker, with guide frame, IEC 60947-2, size 2, 3-pole, In=3600 A up to 690 V AC 50/60 Hz, breaking capacity M Icu=85/66 kA at 500/690 V, tripping unit ETU600 LSIG Hi-Z upgradeable, color display, Bluetooth, USB interface, basic protection LT, ST, INST, GFx, with GF high-impedance input, neutral conductor protection requires an external neutral point current sensor, trip alarm switch (1 x CO), connection at rear flange, guide frame with shutter, without position signaling switch, with internal voltage tap on upper stab of circuit breaker, with voltage tap module VTM680 and power supply of ETU600, able to communication, integrated metering type PMF-3 Advanced Power Monitor., Voltage, Energy, Power, Power factor, Frequency, Unbalance, Temperature, Power quality, Manual operating mechanism with mechanical closing, without Spring charging motor, Ready-to-close signal. switch, Auxiliary switches 2NO+2NC, without Closing coil (CC), manual operating mechanism with mechanical closing, without Remote trip alarm reset coil (RR), without 2nd shunt trip, without 1st Shunt trip | 341100 | 1 | Z\ | 1
3WA1236-4NG44-0AA0 |  | withdrawable circuit breaker, with guide frame, IEC 60947-2, size 2, 4-pole, N pole on left, In=3600 A up to 690 V AC 50/60 Hz, breaking capacity M Icu=85/66 kA at 500/690 V, tripping unit ETU600 LSIG Hi-Z upgradeable, color display, Bluetooth, USB interface, basic protection LT, ST, INST, GFx, with GF high-impedance input, including protection of the N conductor (internal neutral point sensor available), trip alarm switch (1 x CO), connection at rear flange, guide frame with shutter, without position signaling switch, with internal voltage tap on upper stab of circuit breaker, with voltage tap module VTM680 and power supply of ETU600, able to communication, integrated metering type PMF-3 Advanced Power Monitor., Voltage, Energy, Power, Power factor, Frequency, Unbalance, Temperature, Power quality, Manual operating mechanism with mechanical closing, without Spring charging motor, Ready-to-close signal. switch, Auxiliary switches 2NO+2NC, without Closing coil (CC), manual operating mechanism with mechanical closing, without Remote trip alarm reset coil (RR), without 2nd shunt trip, without 1st Shunt trip | 432100 | 1 | Z\ | 1
3WA1236-5AA34-0AA0 |  | AC non-automatic air circuit breaker 3WA, withdrawable version, with guide frame, IEC 60947-2, size 2, 3-pole, In=3600 A up to 690 V AC 50/60 Hz, breaking capacity H, Icc=100/85 kA at 500/690 V, without electronic trip unit ETU, connection at rear flange, guide frame with shutter, without position signaling switch, without Com & metering function Manual operating mechanism with mechanical closing, without Spring charging motor, Ready-to-close signal. switch, Auxiliary switches 2NO+2NC, without Closing coil (CC), manual operating mechanism with mechanical closing, without Remote trip alarm reset coil (RR), without 2nd shunt trip, without 1st Shunt trip | 275000 | 1 | Z\ | 1
3WA1236-5AA44-0AA0 |  | AC non-automatic air circuit breaker 3WA, withdrawable version, with guide frame, IEC 60947-2, size 2, 4-pole, N pole on left, In=3600 A up to 690 V AC 50/60 Hz, breaking capacity H, Icc=100/85 kA at 500/690 V, without electronic trip unit ETU, connection at rear flange, guide frame with shutter, without position signaling switch, without Com & metering function Manual operating mechanism with mechanical closing, without Spring charging motor, Ready-to-close signal. switch, Auxiliary switches 2NO+2NC, without Closing coil (CC), manual operating mechanism with mechanical closing, without Remote trip alarm reset coil (RR), without 2nd shunt trip, without 1st Shunt trip | 363000 | 1 | Z\ | 1
3WA1236-5AB34-0AA0 |  | withdrawable circuit breaker, with guide frame, IEC 60947-2, size 1, 3-pole, In=3600 A up to 690 V AC 50/60 Hz, breaking capacity H Icu=100/85 kA at 500/690 V, tripping unit ETU300 LSI optimized for standard applications, without display, basic protection LT, ST, INST, neutral conductor protection requires an external neutral point current sensor, trip alarm switch (1 x CO), connection at rear flange, guide frame with shutter, without position signaling switch, without Com & metering function Manual operating mechanism with mechanical closing, without Spring charging motor, Ready-to-close signal. switch, Auxiliary switches 2NO+2NC, without Closing coil (CC), manual operating mechanism with mechanical closing, without Remote trip alarm reset coil (RR), without 2nd shunt trip, without 1st Shunt trip | 296000 | 1 | Z\ | 1
3WA1236-5AB44-0AA0 |  | withdrawable circuit breaker, with guide frame, IEC 60947-2, size 1, 4-pole, N pole on left, In=3600 A up to 690 V AC 50/60 Hz, breaking capacity H Icu=100/85 kA at 500/690 V, tripping unit ETU300 LSI optimized for standard applications, without display, basic protection LT, ST, INST, including protection of the N conductor (internal neutral point sensor available) trip alarm switch (1 x CO), connection at rear flange, guide frame with shutter, without position signaling switch, without Com & metering function Manual operating mechanism with mechanical closing, without Spring charging motor, Ready-to-close signal. switch, Auxiliary switches 2NO+2NC, without Closing coil (CC), manual operating mechanism with mechanical closing, without Remote trip alarm reset coil (RR), without 2nd shunt trip, without 1st Shunt trip | 393000 | 1 | Z\ | 1
3WA1236-5AC34-0AA0 |  | withdrawable circuit breaker, with guide frame, IEC 60947-2, size 1, 3-pole, In=3600 A up to 690 V AC 50/60 Hz, breaking capacity H Icu=100/85 kA at 500/690 V, tripping unit ETU300 LSI G optimized for standard applications, without display, basic protection LT, ST, INST, GF, neutral conductor protection requires an external neutral point current sensor, trip alarm switch (1 x CO), connection at rear flange, guide frame with shutter, without position signaling switch, without Com & metering function Manual operating mechanism with mechanical closing, without Spring charging motor, Ready-to-close signal. switch, Auxiliary switches 2NO+2NC, without Closing coil (CC), manual operating mechanism with mechanical closing, without Remote trip alarm reset coil (RR), without 2nd shunt trip, without 1st Shunt trip | 302000 | 1 | Z\ | 1
3WA1236-5AC44-0AA0 |  | withdrawable circuit breaker, with guide frame, IEC 60947-2, size 1, 4-pole, N pole on left, In=3600 A up to 690 V AC 50/60 Hz, breaking capacity H Icu=100/85 kA at 500/690 V, tripping unit ETU300 LSI G optimized for standard applications, without display, basic protection LT, ST, INST, GF, including protection of the N conductor (internal neutral point sensor available), trip alarm switch (1 x CO), connection at rear flange, guide frame with shutter, without position signaling switch, without Com & metering function Manual operating mechanism with mechanical closing, without Spring charging motor, Ready-to-close signal. switch, Auxiliary switches 2NO+2NC, without Closing coil (CC), manual operating mechanism with mechanical closing, without Remote trip alarm reset coil (RR), without 2nd shunt trip, without 1st Shunt trip | 399000 | 1 | Z\ | 1
3WA1236-5AE34-0AA0 |  | withdrawable circuit breaker, with guide frame, IEC 60947-2, size 2, 3-pole, In=3600 A up to 690 V AC 50/60 Hz, breaking capacity H Icu=100/85 kA at 500/690 V, tripping unit ETU600 LSI upgradeable, color display, Bluetooth, USB interface, basic protection LT, ST, INST, neutral conductor protection requires an external neutral point current sensor, trip alarm switch (1 x CO), connection at rear flange, guide frame with shutter, without position signaling switch, without Com & metering function Manual operating mechanism with mechanical closing, without Spring charging motor, Ready-to-close signal. switch, Auxiliary switches 2NO+2NC, without Closing coil (CC), manual operating mechanism with mechanical closing, without Remote trip alarm reset coil (RR), without 2nd shunt trip, without 1st Shunt trip | 301000 | 1 | Z\ | 1
3WA1236-5AE44-0AA0 |  | withdrawable circuit breaker, with guide frame, IEC 60947-2, size 2, 4-pole, N pole on left, In=3600 A up to 690 V AC 50/60 Hz, breaking capacity H Icu=100/85 kA at 500/690 V, tripping unit ETU600 LSI upgradeable, color display, Bluetooth, USB interface, basic protection LT, ST, INST, including protection of the N conductor (internal neutral point sensor available), trip alarm switch (1 x CO), connection at rear flange, guide frame with shutter, without position signaling switch, without Com & metering function Manual operating mechanism with mechanical closing, without Spring charging motor, Ready-to-close signal. switch, Auxiliary switches 2NO+2NC, without Closing coil (CC), manual operating mechanism with mechanical closing, without Remote trip alarm reset coil (RR), without 2nd shunt trip, without 1st Shunt trip | 398000 | 1 | Z\ | 1
3WA1236-5AF34-0AA0 |  | withdrawable circuit breaker, with guide frame, IEC 60947-2, size 2, 3-pole, In=3600 A up to 690 V AC 50/60 Hz, breaking capacity H Icu=100/85 kA at 500/690 V, tripping unit ETU600 LSIG upgradeable, color display, Bluetooth, USB interface, basic protection LT, ST, INST, GFx, neutral conductor protection requires an external neutral point current sensor, trip alarm switch (1 x CO), connection at rear flange, guide frame with shutter, without position signaling switch, without Com & metering function Manual operating mechanism with mechanical closing, without Spring charging motor, Ready-to-close signal. switch, Auxiliary switches 2NO+2NC, without Closing coil (CC), manual operating mechanism with mechanical closing, without Remote trip alarm reset coil (RR), without 2nd shunt trip, without 1st Shunt trip | 312000 | 1 | Z\ | 1
3WA1236-5AF44-0AA0 |  | withdrawable circuit breaker, with guide frame, IEC 60947-2, size 2, 4-pole, N pole on left, In=3600 A up to 690 V AC 50/60 Hz, breaking capacity H Icu=100/85 kA at 500/690 V, tripping unit ETU600 LSIG upgradeable, color display, Bluetooth, USB interface, basic protection LT, ST, INST, GFx, including protection of the N conductor (internal neutral point sensor available), trip alarm switch (1 x CO), connection at rear flange, guide frame with shutter, without position signaling switch, without Com & metering function Manual operating mechanism with mechanical closing, without Spring charging motor, Ready-to-close signal. switch, Auxiliary switches 2NO+2NC, without Closing coil (CC), manual operating mechanism with mechanical closing, without Remote trip alarm reset coil (RR), without 2nd shunt trip, without 1st Shunt trip | 408000 | 1 | Z\ | 1
3WA1236-5AG34-0AA0 |  | withdrawable circuit breaker, with guide frame, IEC 60947-2, size 2, 3-pole, In=3600 A up to 690 V AC 50/60 Hz, breaking capacity H Icu=100/85 kA at 500/690 V, tripping unit ETU600 LSIG Hi-Z upgradeable, color display, Bluetooth, USB interface, basic protection LT, ST, INST, GFx, with GF high-impedance input, neutral conductor protection requires an external neutral point current sensor, trip alarm switch (1 x CO), connection at rear flange, guide frame with shutter, without position signaling switch, without Com & metering function Manual operating mechanism with mechanical closing, without Spring charging motor, Ready-to-close signal. switch, Auxiliary switches 2NO+2NC, without Closing coil (CC), manual operating mechanism with mechanical closing, without Remote trip alarm reset coil (RR), without 2nd shunt trip, without 1st Shunt trip | 333000 | 1 | Z\ | 1
3WA1236-5AG44-0AA0 |  | withdrawable circuit breaker, with guide frame, IEC 60947-2, size 2, 4-pole, N pole on left, In=3600 A up to 690 V AC 50/60 Hz, breaking capacity H Icu=100/85 kA at 500/690 V, tripping unit ETU600 LSIG Hi-Z upgradeable, color display, Bluetooth, USB interface, basic protection LT, ST, INST, GFx, with GF high-impedance input, including protection of the N conductor (internal neutral point sensor available), trip alarm switch (1 x CO), connection at rear flange, guide frame with shutter, without position signaling switch, without Com & metering function Manual operating mechanism with mechanical closing, without Spring charging motor, Ready-to-close signal. switch, Auxiliary switches 2NO+2NC, without Closing coil (CC), manual operating mechanism with mechanical closing, without Remote trip alarm reset coil (RR), without 2nd shunt trip, without 1st Shunt trip | 430000 | 1 | Z\ | 1
3WA1236-5CA34-0AA0 |  | AC non-automatic air circuit breaker 3WA, withdrawable version, with guide frame, IEC 60947-2, size 2, 3-pole, In=3600 A up to 690 V AC 50/60 Hz, breaking capacity H, Icc=100/85 kA at 500/690 V, without electronic trip unit ETU, connection at rear flange, guide frame with shutter, without position signaling switch, able to communication, Manual operating mechanism with mechanical closing, without Spring charging motor, Ready-to-close signal. switch, Auxiliary switches 2NO+2NC, without Closing coil (CC), manual operating mechanism with mechanical closing, without Remote trip alarm reset coil (RR), without 2nd shunt trip, without 1st Shunt trip | 279430 | 1 | Z\ | 1
3WA1236-5CA44-0AA0 |  | AC non-automatic air circuit breaker 3WA, withdrawable version, with guide frame, IEC 60947-2, size 2, 4-pole, N pole on left, In=3600 A up to 690 V AC 50/60 Hz, breaking capacity H, Icc=100/85 kA at 500/690 V, without electronic trip unit ETU, connection at rear flange, guide frame with shutter, without position signaling switch, able to communication, Manual operating mechanism with mechanical closing, without Spring charging motor, Ready-to-close signal. switch, Auxiliary switches 2NO+2NC, without Closing coil (CC), manual operating mechanism with mechanical closing, without Remote trip alarm reset coil (RR), without 2nd shunt trip, without 1st Shunt trip | 367430 | 1 | Z\ | 1
3WA1236-5EE34-0AA0 |  | withdrawable circuit breaker, with guide frame, IEC 60947-2, size 2, 3-pole, In=3600 A up to 690 V AC 50/60 Hz, breaking capacity H Icu=100/85 kA at 500/690 V, tripping unit ETU600 LSI upgradeable, color display, Bluetooth, USB interface, basic protection LT, ST, INST, neutral conductor protection requires an external neutral point current sensor, trip alarm switch (1 x CO), connection at rear flange, guide frame with shutter, without position signaling switch, with internal voltage tap on lower stab of circuit breaker, with voltage tap module VTM680 and power supply of ETU600, able to communication, integrated metering type PMF-1 Energy Efficiency, Voltage, Active energy Ea Manual operating mechanism with mechanical closing, without Spring charging motor, Ready-to-close signal. switch, Auxiliary switches 2NO+2NC, without Closing coil (CC), manual operating mechanism with mechanical closing, without Remote trip alarm reset coil (RR), without 2nd shunt trip, without 1st Shunt trip | 309870 | 1 | Z\ | 1
3WA1236-5EE44-0AA0 |  | withdrawable circuit breaker, with guide frame, IEC 60947-2, size 2, 4-pole, N pole on left, In=3600 A up to 690 V AC 50/60 Hz, breaking capacity H Icu=100/85 kA at 500/690 V, tripping unit ETU600 LSI upgradeable, color display, Bluetooth, USB interface, basic protection LT, ST, INST, including protection of the N conductor (internal neutral point sensor available), trip alarm switch (1 x CO), connection at rear flange, guide frame with shutter, without position signaling switch, with internal voltage tap on lower stab of circuit breaker, with voltage tap module VTM680 and power supply of ETU600, able to communication, integrated metering type PMF-1 Energy Efficiency, Voltage, Active energy Ea Manual operating mechanism with mechanical closing, without Spring charging motor, Ready-to-close signal. switch, Auxiliary switches 2NO+2NC, without Closing coil (CC), manual operating mechanism with mechanical closing, without Remote trip alarm reset coil (RR), without 2nd shunt trip, without 1st Shunt trip | 406870 | 1 | Z\ | 1
3WA1236-5EF34-0AA0 |  | withdrawable circuit breaker, with guide frame, IEC 60947-2, size 2, 3-pole, In=3600 A up to 690 V AC 50/60 Hz, breaking capacity H Icu=100/85 kA at 500/690 V, tripping unit ETU600 LSIG upgradeable, color display, Bluetooth, USB interface, basic protection LT, ST, INST, GFx, neutral conductor protection requires an external neutral point current sensor, trip alarm switch (1 x CO), connection at rear flange, guide frame with shutter, without position signaling switch, with internal voltage tap on lower stab of circuit breaker, with voltage tap module VTM680 and power supply of ETU600, able to communication, integrated metering type PMF-1 Energy Efficiency, Voltage, Active energy Ea Manual operating mechanism with mechanical closing, without Spring charging motor, Ready-to-close signal. switch, Auxiliary switches 2NO+2NC, without Closing coil (CC), manual operating mechanism with mechanical closing, without Remote trip alarm reset coil (RR), without 2nd shunt trip, without 1st Shunt trip | 320870 | 1 | Z\ | 1
3WA1236-5EF44-0AA0 |  | withdrawable circuit breaker, with guide frame, IEC 60947-2, size 2, 4-pole, N pole on left, In=3600 A up to 690 V AC 50/60 Hz, breaking capacity H Icu=100/85 kA at 500/690 V, tripping unit ETU600 LSIG upgradeable, color display, Bluetooth, USB interface, basic protection LT, ST, INST, GFx, including protection of the N conductor (internal neutral point sensor available), trip alarm switch (1 x CO), connection at rear flange, guide frame with shutter, without position signaling switch, with internal voltage tap on lower stab of circuit breaker, with voltage tap module VTM680 and power supply of ETU600, able to communication, integrated metering type PMF-1 Energy Efficiency, Voltage, Active energy Ea Manual operating mechanism with mechanical closing, without Spring charging motor, Ready-to-close signal. switch, Auxiliary switches 2NO+2NC, without Closing coil (CC), manual operating mechanism with mechanical closing, without Remote trip alarm reset coil (RR), without 2nd shunt trip, without 1st Shunt trip | 416870 | 1 | Z\ | 1
3WA1236-5EG34-0AA0 |  | withdrawable circuit breaker, with guide frame, IEC 60947-2, size 2, 3-pole, In=3600 A up to 690 V AC 50/60 Hz, breaking capacity H Icu=100/85 kA at 500/690 V, tripping unit ETU600 LSIG Hi-Z upgradeable, color display, Bluetooth, USB interface, basic protection LT, ST, INST, GFx, with GF high-impedance input, neutral conductor protection requires an external neutral point current sensor, trip alarm switch (1 x CO), connection at rear flange, guide frame with shutter, without position signaling switch, with internal voltage tap on lower stab of circuit breaker, with voltage tap module VTM680 and power supply of ETU600, able to communication, integrated metering type PMF-1 Energy Efficiency, Voltage, Active energy Ea Manual operating mechanism with mechanical closing, without Spring charging motor, Ready-to-close signal. switch, Auxiliary switches 2NO+2NC, without Closing coil (CC), manual operating mechanism with mechanical closing, without Remote trip alarm reset coil (RR), without 2nd shunt trip, without 1st Shunt trip | 341870 | 1 | Z\ | 1
3WA1236-5EG44-0AA0 |  | withdrawable circuit breaker, with guide frame, IEC 60947-2, size 2, 4-pole, N pole on left, In=3600 A up to 690 V AC 50/60 Hz, breaking capacity H Icu=100/85 kA at 500/690 V, tripping unit ETU600 LSIG Hi-Z upgradeable, color display, Bluetooth, USB interface, basic protection LT, ST, INST, GFx, with GF high-impedance input, including protection of the N conductor (internal neutral point sensor available), trip alarm switch (1 x CO), connection at rear flange, guide frame with shutter, without position signaling switch, with internal voltage tap on lower stab of circuit breaker, with voltage tap module VTM680 and power supply of ETU600, able to communication, integrated metering type PMF-1 Energy Efficiency, Voltage, Active energy Ea Manual operating mechanism with mechanical closing, without Spring charging motor, Ready-to-close signal. switch, Auxiliary switches 2NO+2NC, without Closing coil (CC), manual operating mechanism with mechanical closing, without Remote trip alarm reset coil (RR), without 2nd shunt trip, without 1st Shunt trip | 438870 | 1 | Z\ | 1
3WA1236-5FE34-0AA0 |  | withdrawable circuit breaker, with guide frame, IEC 60947-2, size 2, 3-pole, In=3600 A up to 690 V AC 50/60 Hz, breaking capacity H Icu=100/85 kA at 500/690 V, tripping unit ETU600 LSI upgradeable, color display, Bluetooth, USB interface, basic protection LT, ST, INST, neutral conductor protection requires an external neutral point current sensor, trip alarm switch (1 x CO), connection at rear flange, guide frame with shutter, without position signaling switch, with internal voltage tap on lower stab of circuit breaker, with voltage tap module VTM680 and power supply of ETU600, able to communication, integrated metering type PMF-2 Basic Power Monitoring, Voltage, Energy, Power, Power factor, Frequency, Unbalance, Temperature, Manual operating mechanism with mechanical closing, without Spring charging motor, Ready-to-close signal. switch, Auxiliary switches 2NO+2NC, without Closing coil (CC), manual operating mechanism with mechanical closing, without Remote trip alarm reset coil (RR), without 2nd shunt trip, without 1st Shunt trip | 318700 | 1 | Z\ | 1
3WA1236-5FE44-0AA0 |  | withdrawable circuit breaker, with guide frame, IEC 60947-2, size 2, 4-pole, N pole on left, In=3600 A up to 690 V AC 50/60 Hz, breaking capacity H Icu=100/85 kA at 500/690 V, tripping unit ETU600 LSI upgradeable, color display, Bluetooth, USB interface, basic protection LT, ST, INST, including protection of the N conductor (internal neutral point sensor available), trip alarm switch (1 x CO), connection at rear flange, guide frame with shutter, without position signaling switch, with internal voltage tap on lower stab of circuit breaker, with voltage tap module VTM680 and power supply of ETU600, able to communication, integrated metering type PMF-2 Basic Power Monitoring, Voltage, Energy, Power, Power factor, Frequency, Unbalance, Temperature, Manual operating mechanism with mechanical closing, without Spring charging motor, Ready-to-close signal. switch, Auxiliary switches 2NO+2NC, without Closing coil (CC), manual operating mechanism with mechanical closing, without Remote trip alarm reset coil (RR), without 2nd shunt trip, without 1st Shunt trip | 415700 | 1 | Z\ | 1
3WA1236-5FF34-0AA0 |  | withdrawable circuit breaker, with guide frame, IEC 60947-2, size 2, 3-pole, In=3600 A up to 690 V AC 50/60 Hz, breaking capacity H Icu=100/85 kA at 500/690 V, tripping unit ETU600 LSIG upgradeable, color display, Bluetooth, USB interface, basic protection LT, ST, INST, GFx, neutral conductor protection requires an external neutral point current sensor, trip alarm switch (1 x CO), connection at rear flange, guide frame with shutter, without position signaling switch, with internal voltage tap on lower stab of circuit breaker, with voltage tap module VTM680 and power supply of ETU600, able to communication, integrated metering type PMF-2 Basic Power Monitoring, Voltage, Energy, Power, Power factor, Frequency, Unbalance, Temperature, Manual operating mechanism with mechanical closing, without Spring charging motor, Ready-to-close signal. switch, Auxiliary switches 2NO+2NC, without Closing coil (CC), manual operating mechanism with mechanical closing, without Remote trip alarm reset coil (RR), without 2nd shunt trip, without 1st Shunt trip | 329700 | 1 | Z\ | 1
3WA1236-5FF44-0AA0 |  | withdrawable circuit breaker, with guide frame, IEC 60947-2, size 2, 4-pole, N pole on left, In=3600 A up to 690 V AC 50/60 Hz, breaking capacity H Icu=100/85 kA at 500/690 V, tripping unit ETU600 LSIG upgradeable, color display, Bluetooth, USB interface, basic protection LT, ST, INST, GFx, including protection of the N conductor (internal neutral point sensor available), trip alarm switch (1 x CO), connection at rear flange, guide frame with shutter, without position signaling switch, with internal voltage tap on lower stab of circuit breaker, with voltage tap module VTM680 and power supply of ETU600, able to communication, integrated metering type PMF-2 Basic Power Monitoring, Voltage, Energy, Power, Power factor, Frequency, Unbalance, Temperature, Manual operating mechanism with mechanical closing, without Spring charging motor, Ready-to-close signal. switch, Auxiliary switches 2NO+2NC, without Closing coil (CC), manual operating mechanism with mechanical closing, without Remote trip alarm reset coil (RR), without 2nd shunt trip, without 1st Shunt trip | 425700 | 1 | Z\ | 1
3WA1236-5FG34-0AA0 |  | withdrawable circuit breaker, with guide frame, IEC 60947-2, size 2, 3-pole, In=3600 A up to 690 V AC 50/60 Hz, breaking capacity H Icu=100/85 kA at 500/690 V, tripping unit ETU600 LSIG Hi-Z upgradeable, color display, Bluetooth, USB interface, basic protection LT, ST, INST, GFx, with GF high-impedance input, neutral conductor protection requires an external neutral point current sensor, trip alarm switch (1 x CO), connection at rear flange, guide frame with shutter, without position signaling switch, with internal voltage tap on lower stab of circuit breaker, with voltage tap module VTM680 and power supply of ETU600, able to communication, integrated metering type PMF-2 Basic Power Monitoring, Voltage, Energy, Power, Power factor, Frequency, Unbalance, Temperature, Manual operating mechanism with mechanical closing, without Spring charging motor, Ready-to-close signal. switch, Auxiliary switches 2NO+2NC, without Closing coil (CC), manual operating mechanism with mechanical closing, without Remote trip alarm reset coil (RR), without 2nd shunt trip, without 1st Shunt trip | 350700 | 1 | Z\ | 1
3WA1236-5FG44-0AA0 |  | withdrawable circuit breaker, with guide frame, IEC 60947-2, size 2, 4-pole, N pole on left, In=3600 A up to 690 V AC 50/60 Hz, breaking capacity H Icu=100/85 kA at 500/690 V, tripping unit ETU600 LSIG Hi-Z upgradeable, color display, Bluetooth, USB interface, basic protection LT, ST, INST, GFx, with GF high-impedance input, including protection of the N conductor (internal neutral point sensor available), trip alarm switch (1 x CO), connection at rear flange, guide frame with shutter, without position signaling switch, with internal voltage tap on lower stab of circuit breaker, with voltage tap module VTM680 and power supply of ETU600, able to communication, integrated metering type PMF-2 Basic Power Monitoring, Voltage, Energy, Power, Power factor, Frequency, Unbalance, Temperature, Manual operating mechanism with mechanical closing, without Spring charging motor, Ready-to-close signal. switch, Auxiliary switches 2NO+2NC, without Closing coil (CC), manual operating mechanism with mechanical closing, without Remote trip alarm reset coil (RR), without 2nd shunt trip, without 1st Shunt trip | 447700 | 1 | Z\ | 1
3WA1236-5GE34-0AA0 |  | withdrawable circuit breaker, with guide frame, IEC 60947-2, size 2, 3-pole, In=3600 A up to 690 V AC 50/60 Hz, breaking capacity H Icu=100/85 kA at 500/690 V, tripping unit ETU600 LSI upgradeable, color display, Bluetooth, USB interface, basic protection LT, ST, INST, neutral conductor protection requires an external neutral point current sensor, trip alarm switch (1 x CO), connection at rear flange, guide frame with shutter, without position signaling switch, with internal voltage tap on lower stab of circuit breaker, with voltage tap module VTM680 and power supply of ETU600, able to communication, integrated metering type PMF-3 Advanced Power Monitor., Voltage, Energy, Power, Power factor, Frequency, Unbalance, Temperature, Power quality, Manual operating mechanism with mechanical closing, without Spring charging motor, Ready-to-close signal. switch, Auxiliary switches 2NO+2NC, without Closing coil (CC), manual operating mechanism with mechanical closing, without Remote trip alarm reset coil (RR), without 2nd shunt trip, without 1st Shunt trip | 325100 | 1 | Z\ | 1
3WA1236-5GE44-0AA0 |  | withdrawable circuit breaker, with guide frame, IEC 60947-2, size 2, 4-pole, N pole on left, In=3600 A up to 690 V AC 50/60 Hz, breaking capacity H Icu=100/85 kA at 500/690 V, tripping unit ETU600 LSI upgradeable, color display, Bluetooth, USB interface, basic protection LT, ST, INST, including protection of the N conductor (internal neutral point sensor available), trip alarm switch (1 x CO), connection at rear flange, guide frame with shutter, without position signaling switch, with internal voltage tap on lower stab of circuit breaker, with voltage tap module VTM680 and power supply of ETU600, able to communication, integrated metering type PMF-3 Advanced Power Monitor., Voltage, Energy, Power, Power factor, Frequency, Unbalance, Temperature, Power quality, Manual operating mechanism with mechanical closing, without Spring charging motor, Ready-to-close signal. switch, Auxiliary switches 2NO+2NC, without Closing coil (CC), manual operating mechanism with mechanical closing, without Remote trip alarm reset coil (RR), without 2nd shunt trip, without 1st Shunt trip | 422100 | 1 | Z\ | 1
3WA1236-5GF34-0AA0 |  | withdrawable circuit breaker, with guide frame, IEC 60947-2, size 2, 3-pole, In=3600 A up to 690 V AC 50/60 Hz, breaking capacity H Icu=100/85 kA at 500/690 V, tripping unit ETU600 LSIG upgradeable, color display, Bluetooth, USB interface, basic protection LT, ST, INST, GFx, neutral conductor protection requires an external neutral point current sensor, trip alarm switch (1 x CO), connection at rear flange, guide frame with shutter, without position signaling switch, with internal voltage tap on lower stab of circuit breaker, with voltage tap module VTM680 and power supply of ETU600, able to communication, integrated metering type PMF-3 Advanced Power Monitor., Voltage, Energy, Power, Power factor, Frequency, Unbalance, Temperature, Power quality, Manual operating mechanism with mechanical closing, without Spring charging motor, Ready-to-close signal. switch, Auxiliary switches 2NO+2NC, without Closing coil (CC), manual operating mechanism with mechanical closing, without Remote trip alarm reset coil (RR), without 2nd shunt trip, without 1st Shunt trip | 336100 | 1 | Z\ | 1
3WA1236-5GF44-0AA0 |  | withdrawable circuit breaker, with guide frame, IEC 60947-2, size 2, 4-pole, N pole on left, In=3600 A up to 690 V AC 50/60 Hz, breaking capacity H Icu=100/85 kA at 500/690 V, tripping unit ETU600 LSIG upgradeable, color display, Bluetooth, USB interface, basic protection LT, ST, INST, GFx, including protection of the N conductor (internal neutral point sensor available), trip alarm switch (1 x CO), connection at rear flange, guide frame with shutter, without position signaling switch, with internal voltage tap on lower stab of circuit breaker, with voltage tap module VTM680 and power supply of ETU600, able to communication, integrated metering type PMF-3 Advanced Power Monitor., Voltage, Energy, Power, Power factor, Frequency, Unbalance, Temperature, Power quality, Manual operating mechanism with mechanical closing, without Spring charging motor, Ready-to-close signal. switch, Auxiliary switches 2NO+2NC, without Closing coil (CC), manual operating mechanism with mechanical closing, without Remote trip alarm reset coil (RR), without 2nd shunt trip, without 1st Shunt trip | 432100 | 1 | Z\ | 1
3WA1236-5GG34-0AA0 |  | withdrawable circuit breaker, with guide frame, IEC 60947-2, size 2, 3-pole, In=3600 A up to 690 V AC 50/60 Hz, breaking capacity H Icu=100/85 kA at 500/690 V, tripping unit ETU600 LSIG Hi-Z upgradeable, color display, Bluetooth, USB interface, basic protection LT, ST, INST, GFx, with GF high-impedance input, neutral conductor protection requires an external neutral point current sensor, trip alarm switch (1 x CO), connection at rear flange, guide frame with shutter, without position signaling switch, with internal voltage tap on lower stab of circuit breaker, with voltage tap module VTM680 and power supply of ETU600, able to communication, integrated metering type PMF-3 Advanced Power Monitor., Voltage, Energy, Power, Power factor, Frequency, Unbalance, Temperature, Power quality, Manual operating mechanism with mechanical closing, without Spring charging motor, Ready-to-close signal. switch, Auxiliary switches 2NO+2NC, without Closing coil (CC), manual operating mechanism with mechanical closing, without Remote trip alarm reset coil (RR), without 2nd shunt trip, without 1st Shunt trip | 357100 | 1 | Z\ | 1
3WA1236-5GG44-0AA0 |  | withdrawable circuit breaker, with guide frame, IEC 60947-2, size 2, 4-pole, N pole on left, In=3600 A up to 690 V AC 50/60 Hz, breaking capacity H Icu=100/85 kA at 500/690 V, tripping unit ETU600 LSIG Hi-Z upgradeable, color display, Bluetooth, USB interface, basic protection LT, ST, INST, GFx, with GF high-impedance input, including protection of the N conductor (internal neutral point sensor available), trip alarm switch (1 x CO), connection at rear flange, guide frame with shutter, without position signaling switch, with internal voltage tap on lower stab of circuit breaker, with voltage tap module VTM680 and power supply of ETU600, able to communication, integrated metering type PMF-3 Advanced Power Monitor., Voltage, Energy, Power, Power factor, Frequency, Unbalance, Temperature, Power quality, Manual operating mechanism with mechanical closing, without Spring charging motor, Ready-to-close signal. switch, Auxiliary switches 2NO+2NC, without Closing coil (CC), manual operating mechanism with mechanical closing, without Remote trip alarm reset coil (RR), without 2nd shunt trip, without 1st Shunt trip | 454100 | 1 | Z\ | 1
3WA1236-5LE34-0AA0 |  | withdrawable circuit breaker, with guide frame, IEC 60947-2, size 2, 3-pole, In=3600 A up to 690 V AC 50/60 Hz, breaking capacity H Icu=100/85 kA at 500/690 V, tripping unit ETU600 LSI upgradeable, color display, Bluetooth, USB interface, basic protection LT, ST, INST, neutral conductor protection requires an external neutral point current sensor, trip alarm switch (1 x CO), connection at rear flange, guide frame with shutter, without position signaling switch, with internal voltage tap on upper stab of circuit breaker, with voltage tap module VTM680 and power supply of ETU600, able to communication, integrated metering type PMF-1 Energy Efficiency, Voltage, Active energy Ea Manual operating mechanism with mechanical closing, without Spring charging motor, Ready-to-close signal. switch, Auxiliary switches 2NO+2NC, without Closing coil (CC), manual operating mechanism with mechanical closing, without Remote trip alarm reset coil (RR), without 2nd shunt trip, without 1st Shunt trip | 309870 | 1 | Z\ | 1
3WA1236-5LE44-0AA0 |  | withdrawable circuit breaker, with guide frame, IEC 60947-2, size 2, 4-pole, N pole on left, In=3600 A up to 690 V AC 50/60 Hz, breaking capacity H Icu=100/85 kA at 500/690 V, tripping unit ETU600 LSI upgradeable, color display, Bluetooth, USB interface, basic protection LT, ST, INST, including protection of the N conductor (internal neutral point sensor available), trip alarm switch (1 x CO), connection at rear flange, guide frame with shutter, without position signaling switch, with internal voltage tap on upper stab of circuit breaker, with voltage tap module VTM680 and power supply of ETU600, able to communication, integrated metering type PMF-1 Energy Efficiency, Voltage, Active energy Ea Manual operating mechanism with mechanical closing, without Spring charging motor, Ready-to-close signal. switch, Auxiliary switches 2NO+2NC, without Closing coil (CC), manual operating mechanism with mechanical closing, without Remote trip alarm reset coil (RR), without 2nd shunt trip, without 1st Shunt trip | 406870 | 1 | Z\ | 1
3WA1236-5LF34-0AA0 |  | withdrawable circuit breaker, with guide frame, IEC 60947-2, size 2, 3-pole, In=3600 A up to 690 V AC 50/60 Hz, breaking capacity H Icu=100/85 kA at 500/690 V, tripping unit ETU600 LSIG upgradeable, color display, Bluetooth, USB interface, basic protection LT, ST, INST, GFx, neutral conductor protection requires an external neutral point current sensor, trip alarm switch (1 x CO), connection at rear flange, guide frame with shutter, without position signaling switch, with internal voltage tap on upper stab of circuit breaker, with voltage tap module VTM680 and power supply of ETU600, able to communication, integrated metering type PMF-1 Energy Efficiency, Voltage, Active energy Ea Manual operating mechanism with mechanical closing, without Spring charging motor, Ready-to-close signal. switch, Auxiliary switches 2NO+2NC, without Closing coil (CC), manual operating mechanism with mechanical closing, without Remote trip alarm reset coil (RR), without 2nd shunt trip, without 1st Shunt trip | 320870 | 1 | Z\ | 1
3WA1236-5LF44-0AA0 |  | withdrawable circuit breaker, with guide frame, IEC 60947-2, size 2, 4-pole, N pole on left, In=3600 A up to 690 V AC 50/60 Hz, breaking capacity H Icu=100/85 kA at 500/690 V, tripping unit ETU600 LSIG upgradeable, color display, Bluetooth, USB interface, basic protection LT, ST, INST, GFx, including protection of the N conductor (internal neutral point sensor available), trip alarm switch (1 x CO), connection at rear flange, guide frame with shutter, without position signaling switch, with internal voltage tap on upper stab of circuit breaker, with voltage tap module VTM680 and power supply of ETU600, able to communication, integrated metering type PMF-1 Energy Efficiency, Voltage, Active energy Ea Manual operating mechanism with mechanical closing, without Spring charging motor, Ready-to-close signal. switch, Auxiliary switches 2NO+2NC, without Closing coil (CC), manual operating mechanism with mechanical closing, without Remote trip alarm reset coil (RR), without 2nd shunt trip, without 1st Shunt trip | 416870 | 1 | Z\ | 1
3WA1236-5LG34-0AA0 |  | withdrawable circuit breaker, with guide frame, IEC 60947-2, size 2, 3-pole, In=3600 A up to 690 V AC 50/60 Hz, breaking capacity H Icu=100/85 kA at 500/690 V, tripping unit ETU600 LSIG Hi-Z upgradeable, color display, Bluetooth, USB interface, basic protection LT, ST, INST, GFx, with GF high-impedance input, neutral conductor protection requires an external neutral point current sensor, trip alarm switch (1 x CO), connection at rear flange, guide frame with shutter, without position signaling switch, with internal voltage tap on upper stab of circuit breaker, with voltage tap module VTM680 and power supply of ETU600, able to communication, integrated metering type PMF-1 Energy Efficiency, Voltage, Active energy Ea Manual operating mechanism with mechanical closing, without Spring charging motor, Ready-to-close signal. switch, Auxiliary switches 2NO+2NC, without Closing coil (CC), manual operating mechanism with mechanical closing, without Remote trip alarm reset coil (RR), without 2nd shunt trip, without 1st Shunt trip | 341870 | 1 | Z\ | 1
3WA1236-5LG44-0AA0 |  | withdrawable circuit breaker, with guide frame, IEC 60947-2, size 2, 4-pole, N pole on left, In=3600 A up to 690 V AC 50/60 Hz, breaking capacity H Icu=100/85 kA at 500/690 V, tripping unit ETU600 LSIG Hi-Z upgradeable, color display, Bluetooth, USB interface, basic protection LT, ST, INST, GFx, with GF high-impedance input, including protection of the N conductor (internal neutral point sensor available), trip alarm switch (1 x CO), connection at rear flange, guide frame with shutter, without position signaling switch, with internal voltage tap on upper stab of circuit breaker, with voltage tap module VTM680 and power supply of ETU600, able to communication, integrated metering type PMF-1 Energy Efficiency, Voltage, Active energy Ea Manual operating mechanism with mechanical closing, without Spring charging motor, Ready-to-close signal. switch, Auxiliary switches 2NO+2NC, without Closing coil (CC), manual operating mechanism with mechanical closing, without Remote trip alarm reset coil (RR), without 2nd shunt trip, without 1st Shunt trip | 438870 | 1 | Z\ | 1
3WA1236-5ME34-0AA0 |  | withdrawable circuit breaker, with guide frame, IEC 60947-2, size 2, 3-pole, In=3600 A up to 690 V AC 50/60 Hz, breaking capacity H Icu=100/85 kA at 500/690 V, tripping unit ETU600 LSI upgradeable, color display, Bluetooth, USB interface, basic protection LT, ST, INST, neutral conductor protection requires an external neutral point current sensor, trip alarm switch (1 x CO), connection at rear flange, guide frame with shutter, without position signaling switch, with internal voltage tap on upper stab of circuit breaker, with voltage tap module VTM680 and power supply of ETU600, able to communication, integrated metering type PMF-2 Basic Power Monitoring, Voltage, Energy, Power, Power factor, Frequency, Unbalance, Temperature, Manual operating mechanism with mechanical closing, without Spring charging motor, Ready-to-close signal. switch, Auxiliary switches 2NO+2NC, without Closing coil (CC), manual operating mechanism with mechanical closing, without Remote trip alarm reset coil (RR), without 2nd shunt trip, without 1st Shunt trip | 318700 | 1 | Z\ | 1
3WA1236-5ME44-0AA0 |  | withdrawable circuit breaker, with guide frame, IEC 60947-2, size 2, 4-pole, N pole on left, In=3600 A up to 690 V AC 50/60 Hz, breaking capacity H Icu=100/85 kA at 500/690 V, tripping unit ETU600 LSI upgradeable, color display, Bluetooth, USB interface, basic protection LT, ST, INST, including protection of the N conductor (internal neutral point sensor available), trip alarm switch (1 x CO), connection at rear flange, guide frame with shutter, without position signaling switch, with internal voltage tap on upper stab of circuit breaker, with voltage tap module VTM680 and power supply of ETU600, able to communication, integrated metering type PMF-2 Basic Power Monitoring, Voltage, Energy, Power, Power factor, Frequency, Unbalance, Temperature, Manual operating mechanism with mechanical closing, without Spring charging motor, Ready-to-close signal. switch, Auxiliary switches 2NO+2NC, without Closing coil (CC), manual operating mechanism with mechanical closing, without Remote trip alarm reset coil (RR), without 2nd shunt trip, without 1st Shunt trip | 415700 | 1 | Z\ | 1
3WA1236-5MF34-0AA0 |  | withdrawable circuit breaker, with guide frame, IEC 60947-2, size 2, 3-pole, In=3600 A up to 690 V AC 50/60 Hz, breaking capacity H Icu=100/85 kA at 500/690 V, tripping unit ETU600 LSIG upgradeable, color display, Bluetooth, USB interface, basic protection LT, ST, INST, GFx, neutral conductor protection requires an external neutral point current sensor, trip alarm switch (1 x CO), connection at rear flange, guide frame with shutter, without position signaling switch, with internal voltage tap on upper stab of circuit breaker, with voltage tap module VTM680 and power supply of ETU600, able to communication, integrated metering type PMF-2 Basic Power Monitoring, Voltage, Energy, Power, Power factor, Frequency, Unbalance, Temperature, Manual operating mechanism with mechanical closing, without Spring charging motor, Ready-to-close signal. switch, Auxiliary switches 2NO+2NC, without Closing coil (CC), manual operating mechanism with mechanical closing, without Remote trip alarm reset coil (RR), without 2nd shunt trip, without 1st Shunt trip | 329700 | 1 | Z\ | 1
3WA1236-5MF44-0AA0 |  | withdrawable circuit breaker, with guide frame, IEC 60947-2, size 2, 4-pole, N pole on left, In=3600 A up to 690 V AC 50/60 Hz, breaking capacity H Icu=100/85 kA at 500/690 V, tripping unit ETU600 LSIG upgradeable, color display, Bluetooth, USB interface, basic protection LT, ST, INST, GFx, including protection of the N conductor (internal neutral point sensor available), trip alarm switch (1 x CO), connection at rear flange, guide frame with shutter, without position signaling switch, with internal voltage tap on upper stab of circuit breaker, with voltage tap module VTM680 and power supply of ETU600, able to communication, integrated metering type PMF-2 Basic Power Monitoring, Voltage, Energy, Power, Power factor, Frequency, Unbalance, Temperature, Manual operating mechanism with mechanical closing, without Spring charging motor, Ready-to-close signal. switch, Auxiliary switches 2NO+2NC, without Closing coil (CC), manual operating mechanism with mechanical closing, without Remote trip alarm reset coil (RR), without 2nd shunt trip, without 1st Shunt trip | 425700 | 1 | Z\ | 1
3WA1236-5MG34-0AA0 |  | withdrawable circuit breaker, with guide frame, IEC 60947-2, size 2, 3-pole, In=3600 A up to 690 V AC 50/60 Hz, breaking capacity H Icu=100/85 kA at 500/690 V, tripping unit ETU600 LSIG Hi-Z upgradeable, color display, Bluetooth, USB interface, basic protection LT, ST, INST, GFx, with GF high-impedance input, neutral conductor protection requires an external neutral point current sensor, trip alarm switch (1 x CO), connection at rear flange, guide frame with shutter, without position signaling switch, with internal voltage tap on upper stab of circuit breaker, with voltage tap module VTM680 and power supply of ETU600, able to communication, integrated metering type PMF-2 Basic Power Monitoring, Voltage, Energy, Power, Power factor, Frequency, Unbalance, Temperature, Manual operating mechanism with mechanical closing, without Spring charging motor, Ready-to-close signal. switch, Auxiliary switches 2NO+2NC, without Closing coil (CC), manual operating mechanism with mechanical closing, without Remote trip alarm reset coil (RR), without 2nd shunt trip, without 1st Shunt trip | 350700 | 1 | Z\ | 1
3WA1236-5MG44-0AA0 |  | withdrawable circuit breaker, with guide frame, IEC 60947-2, size 2, 4-pole, N pole on left, In=3600 A up to 690 V AC 50/60 Hz, breaking capacity H Icu=100/85 kA at 500/690 V, tripping unit ETU600 LSIG Hi-Z upgradeable, color display, Bluetooth, USB interface, basic protection LT, ST, INST, GFx, with GF high-impedance input, including protection of the N conductor (internal neutral point sensor available), trip alarm switch (1 x CO), connection at rear flange, guide frame with shutter, without position signaling switch, with internal voltage tap on upper stab of circuit breaker, with voltage tap module VTM680 and power supply of ETU600, able to communication, integrated metering type PMF-2 Basic Power Monitoring, Voltage, Energy, Power, Power factor, Frequency, Unbalance, Temperature, Manual operating mechanism with mechanical closing, without Spring charging motor, Ready-to-close signal. switch, Auxiliary switches 2NO+2NC, without Closing coil (CC), manual operating mechanism with mechanical closing, without Remote trip alarm reset coil (RR), without 2nd shunt trip, without 1st Shunt trip | 447700 | 1 | Z\ | 1
3WA1236-5NE34-0AA0 |  | withdrawable circuit breaker, with guide frame, IEC 60947-2, size 2, 3-pole, In=3600 A up to 690 V AC 50/60 Hz, breaking capacity H Icu=100/85 kA at 500/690 V, tripping unit ETU600 LSI upgradeable, color display, Bluetooth, USB interface, basic protection LT, ST, INST, neutral conductor protection requires an external neutral point current sensor, trip alarm switch (1 x CO), connection at rear flange, guide frame with shutter, without position signaling switch, with internal voltage tap on upper stab of circuit breaker, with voltage tap module VTM680 and power supply of ETU600, able to communication, integrated metering type PMF-3 Advanced Power Monitor., Voltage, Energy, Power, Power factor, Frequency, Unbalance, Temperature, Power quality, Manual operating mechanism with mechanical closing, without Spring charging motor, Ready-to-close signal. switch, Auxiliary switches 2NO+2NC, without Closing coil (CC), manual operating mechanism with mechanical closing, without Remote trip alarm reset coil (RR), without 2nd shunt trip, without 1st Shunt trip | 325100 | 1 | Z\ | 1
3WA1236-5NE44-0AA0 |  | withdrawable circuit breaker, with guide frame, IEC 60947-2, size 2, 4-pole, N pole on left, In=3600 A up to 690 V AC 50/60 Hz, breaking capacity H Icu=100/85 kA at 500/690 V, tripping unit ETU600 LSI upgradeable, color display, Bluetooth, USB interface, basic protection LT, ST, INST, including protection of the N conductor (internal neutral point sensor available), trip alarm switch (1 x CO), connection at rear flange, guide frame with shutter, without position signaling switch, with internal voltage tap on upper stab of circuit breaker, with voltage tap module VTM680 and power supply of ETU600, able to communication, integrated metering type PMF-3 Advanced Power Monitor., Voltage, Energy, Power, Power factor, Frequency, Unbalance, Temperature, Power quality, Manual operating mechanism with mechanical closing, without Spring charging motor, Ready-to-close signal. switch, Auxiliary switches 2NO+2NC, without Closing coil (CC), manual operating mechanism with mechanical closing, without Remote trip alarm reset coil (RR), without 2nd shunt trip, without 1st Shunt trip | 422100 | 1 | Z\ | 1
3WA1236-5NF34-0AA0 |  | withdrawable circuit breaker, with guide frame, IEC 60947-2, size 2, 3-pole, In=3600 A up to 690 V AC 50/60 Hz, breaking capacity H Icu=100/85 kA at 500/690 V, tripping unit ETU600 LSIG upgradeable, color display, Bluetooth, USB interface, basic protection LT, ST, INST, GFx, neutral conductor protection requires an external neutral point current sensor, trip alarm switch (1 x CO), connection at rear flange, guide frame with shutter, without position signaling switch, with internal voltage tap on upper stab of circuit breaker, with voltage tap module VTM680 and power supply of ETU600, able to communication, integrated metering type PMF-3 Advanced Power Monitor., Voltage, Energy, Power, Power factor, Frequency, Unbalance, Temperature, Power quality, Manual operating mechanism with mechanical closing, without Spring charging motor, Ready-to-close signal. switch, Auxiliary switches 2NO+2NC, without Closing coil (CC), manual operating mechanism with mechanical closing, without Remote trip alarm reset coil (RR), without 2nd shunt trip, without 1st Shunt trip | 336100 | 1 | Z\ | 1
3WA1236-5NF44-0AA0 |  | withdrawable circuit breaker, with guide frame, IEC 60947-2, size 2, 4-pole, N pole on left, In=3600 A up to 690 V AC 50/60 Hz, breaking capacity H Icu=100/85 kA at 500/690 V, tripping unit ETU600 LSIG upgradeable, color display, Bluetooth, USB interface, basic protection LT, ST, INST, GFx, including protection of the N conductor (internal neutral point sensor available), trip alarm switch (1 x CO), connection at rear flange, guide frame with shutter, without position signaling switch, with internal voltage tap on upper stab of circuit breaker, with voltage tap module VTM680 and power supply of ETU600, able to communication, integrated metering type PMF-3 Advanced Power Monitor., Voltage, Energy, Power, Power factor, Frequency, Unbalance, Temperature, Power quality, Manual operating mechanism with mechanical closing, without Spring charging motor, Ready-to-close signal. switch, Auxiliary switches 2NO+2NC, without Closing coil (CC), manual operating mechanism with mechanical closing, without Remote trip alarm reset coil (RR), without 2nd shunt trip, without 1st Shunt trip | 432100 | 1 | Z\ | 1
3WA1236-5NG34-0AA0 |  | withdrawable circuit breaker, with guide frame, IEC 60947-2, size 2, 3-pole, In=3600 A up to 690 V AC 50/60 Hz, breaking capacity H Icu=100/85 kA at 500/690 V, tripping unit ETU600 LSIG Hi-Z upgradeable, color display, Bluetooth, USB interface, basic protection LT, ST, INST, GFx, with GF high-impedance input, neutral conductor protection requires an external neutral point current sensor, trip alarm switch (1 x CO), connection at rear flange, guide frame with shutter, without position signaling switch, with internal voltage tap on upper stab of circuit breaker, with voltage tap module VTM680 and power supply of ETU600, able to communication, integrated metering type PMF-3 Advanced Power Monitor., Voltage, Energy, Power, Power factor, Frequency, Unbalance, Temperature, Power quality, Manual operating mechanism with mechanical closing, without Spring charging motor, Ready-to-close signal. switch, Auxiliary switches 2NO+2NC, without Closing coil (CC), manual operating mechanism with mechanical closing, without Remote trip alarm reset coil (RR), without 2nd shunt trip, without 1st Shunt trip | 357100 | 1 | Z\ | 1
3WA1236-5NG44-0AA0 |  | withdrawable circuit breaker, with guide frame, IEC 60947-2, size 2, 4-pole, N pole on left, In=3600 A up to 690 V AC 50/60 Hz, breaking capacity H Icu=100/85 kA at 500/690 V, tripping unit ETU600 LSIG Hi-Z upgradeable, color display, Bluetooth, USB interface, basic protection LT, ST, INST, GFx, with GF high-impedance input, including protection of the N conductor (internal neutral point sensor available), trip alarm switch (1 x CO), connection at rear flange, guide frame with shutter, without position signaling switch, with internal voltage tap on upper stab of circuit breaker, with voltage tap module VTM680 and power supply of ETU600, able to communication, integrated metering type PMF-3 Advanced Power Monitor., Voltage, Energy, Power, Power factor, Frequency, Unbalance, Temperature, Power quality, Manual operating mechanism with mechanical closing, without Spring charging motor, Ready-to-close signal. switch, Auxiliary switches 2NO+2NC, without Closing coil (CC), manual operating mechanism with mechanical closing, without Remote trip alarm reset coil (RR), without 2nd shunt trip, without 1st Shunt trip | 454100 | 1 | Z\ | 1
3WA1236-8AA34-0AA0 |  | AC non-automatic air circuit breaker 3WA, withdrawable version, with guide frame, IEC 60947-2, size 2, 3-pole, In=3600 A up to 1150 V AC 50/60 Hz, breaking capacity E, Icu=85/50 kA at 1000/1150 V, without electronic trip unit ETU, connection at rear flange, guide frame with shutter, without position signaling switch, without Com & metering function Manual operating mechanism with mechanical closing, without Spring charging motor, Ready-to-close signal. switch, Auxiliary switches 2NO+2NC, without Closing coil (CC), manual operating mechanism with mechanical closing, without Remote trip alarm reset coil (RR), without 2nd shunt trip, without 1st Shunt trip | 316000 | 1 | Z\ | 1
3WA1236-8AA44-0AA0 |  | AC non-automatic air circuit breaker 3WA, withdrawable version, with guide frame, IEC 60947-2, size 2, 4-pole, N pole on left, In=3600 A up to 1150 V AC 50/60 Hz, breaking capacity E, Icu=85/50 kA at 1000/1150 V, without electronic trip unit ETU, connection at rear flange, guide frame with shutter, without position signaling switch, without Com & metering function Manual operating mechanism with mechanical closing, without Spring charging motor, Ready-to-close signal. switch, Auxiliary switches 2NO+2NC, without Closing coil (CC), manual operating mechanism with mechanical closing, without Remote trip alarm reset coil (RR), without 2nd shunt trip, without 1st Shunt trip | 417000 | 1 | Z\ | 1
3WA1236-8AB34-0AA0 |  | withdrawable circuit breaker, with guide frame, IEC 60947-2, size 1, 3-pole, In=3600 A, breaking capacity E, without internal voltage tap up to 1150 V AC 50/60 Hz, Icu=85/70 kA at 1000/1150 V, ETU300 LSI electronic trip unit optimized for standard applications, without display, basic protection LT, ST, INST, neutral conductor protection requires an external neutral point current sensor, trip alarm switch (1 x CO), connection at rear flange, guide frame with shutter, without position signaling switch without Com & metering function Manual operating mechanism with mechanical closing, without Spring charging motor, Ready-to-close signal. switch, Auxiliary switches 2NO+2NC, without Closing coil (CC), manual operating mechanism with mechanical closing, without Remote trip alarm reset coil (RR), without 2nd shunt trip, without 1st Shunt trip | 342000 | 1 | Z\ | 1
3WA1236-8AB44-0AA0 |  | withdrawable circuit breaker, with guide frame, IEC 60947-2, size 1, 4-pole, N pole on left, In=3600 A, breaking capacity E, without internal voltage tap up to 1150 V AC 50/60 Hz, Icu=85/70 kA at 1000/1150 V, ETU300 LSI electronic trip unit optimized for standard applications, without display, basic protection LT, ST, INST, including protection of the N conductor (internal neutral point sensor available) trip alarm switch (1 x CO), connection at rear flange, guide frame with shutter, without position signaling switch without Com & metering function Manual operating mechanism with mechanical closing, without Spring charging motor, Ready-to-close signal. switch, Auxiliary switches 2NO+2NC, without Closing coil (CC), manual operating mechanism with mechanical closing, without Remote trip alarm reset coil (RR), without 2nd shunt trip, without 1st Shunt trip | 452000 | 1 | Z\ | 1
3WA1236-8AC34-0AA0 |  | withdrawable circuit breaker, with guide frame, IEC 60947-2, size 1, 3-pole, In=3600 A, breaking capacity E, without internal voltage tap up to 1150 V AC 50/60 Hz, Icu=85/70 kA at 1000/1150 V, ETU300 LSI G electronic trip unit optimized for standard applications, without display, basic protection LT, ST, INST, GF, neutral conductor protection requires an external neutral point current sensor, trip alarm switch (1 x CO), connection at rear flange, guide frame with shutter, without position signaling switch without Com & metering function Manual operating mechanism with mechanical closing, without Spring charging motor, Ready-to-close signal. switch, Auxiliary switches 2NO+2NC, without Closing coil (CC), manual operating mechanism with mechanical closing, without Remote trip alarm reset coil (RR), without 2nd shunt trip, without 1st Shunt trip | 348000 | 1 | Z\ | 1
3WA1236-8AC44-0AA0 |  | withdrawable circuit breaker, with guide frame, IEC 60947-2, size 1, 4-pole, N pole on left, In=3600 A, breaking capacity E, without internal voltage tap up to 1150 V AC 50/60 Hz, Icu=85/70 kA at 1000/1150 V, ETU300 LSI G electronic trip unit optimized for standard applications, without display, basic protection LT, ST, INST, GF, including protection of the N conductor (internal neutral point sensor available), trip alarm switch (1 x CO), connection at rear flange, guide frame with shutter, without position signaling switch without Com & metering function Manual operating mechanism with mechanical closing, without Spring charging motor, Ready-to-close signal. switch, Auxiliary switches 2NO+2NC, without Closing coil (CC), manual operating mechanism with mechanical closing, without Remote trip alarm reset coil (RR), without 2nd shunt trip, without 1st Shunt trip | 459000 | 1 | Z\ | 1
3WA1236-8AE34-0AA0 |  | withdrawable circuit breaker, with guide frame, IEC 60947-2, size 2, 3-pole, In=3600 A, breaking capacity E, without internal voltage tap up to 1150 V AC 50/60 Hz, Icu=85/70 kA at 1000/1150 V, ETU600 LSI electronic trip unit upgradeable, color display, Bluetooth, USB interface, basic protection LT, ST, INST, neutral conductor protection requires an external neutral point current sensor, trip alarm switch (1 x CO), connection at rear flange, guide frame with shutter, without position signaling switch without Com & metering function Manual operating mechanism with mechanical closing, without Spring charging motor, Ready-to-close signal. switch, Auxiliary switches 2NO+2NC, without Closing coil (CC), manual operating mechanism with mechanical closing, without Remote trip alarm reset coil (RR), without 2nd shunt trip, without 1st Shunt trip | 347000 | 1 | Z\ | 1
3WA1236-8AE44-0AA0 |  | withdrawable circuit breaker, with guide frame, IEC 60947-2, size 2, 4-pole, N pole on left, In=3600 A, breaking capacity E, without internal voltage tap up to 1150 V AC 50/60 Hz, Icu=85/70 kA at 1000/1150 V, ETU600 LSI electronic trip unit upgradeable, color display, Bluetooth, USB interface, basic protection LT, ST, INST, including protection of the N conductor (internal neutral point sensor available), trip alarm switch (1 x CO), connection at rear flange, guide frame with shutter, without position signaling switch without Com & metering function Manual operating mechanism with mechanical closing, without Spring charging motor, Ready-to-close signal. switch, Auxiliary switches 2NO+2NC, without Closing coil (CC), manual operating mechanism with mechanical closing, without Remote trip alarm reset coil (RR), without 2nd shunt trip, without 1st Shunt trip | 457000 | 1 | Z\ | 1
3WA1236-8AF34-0AA0 |  | withdrawable circuit breaker, with guide frame, IEC 60947-2, size 2, 3-pole, In=3600 A, breaking capacity E, without internal voltage tap up to 1150 V AC 50/60 Hz, Icu=85/70 kA at 1000/1150 V, ETU600 LSIG electronic trip unit upgradeable, color display, Bluetooth, USB interface, basic protection LT, ST, INST, GFx, neutral conductor protection requires an external neutral point current sensor, trip alarm switch (1 x CO), connection at rear flange, guide frame with shutter, without position signaling switch without Com & metering function Manual operating mechanism with mechanical closing, without Spring charging motor, Ready-to-close signal. switch, Auxiliary switches 2NO+2NC, without Closing coil (CC), manual operating mechanism with mechanical closing, without Remote trip alarm reset coil (RR), without 2nd shunt trip, without 1st Shunt trip | 357000 | 1 | Z\ | 1
3WA1236-8AF44-0AA0 |  | withdrawable circuit breaker, with guide frame, IEC 60947-2, size 2, 4-pole, N pole on left, In=3600 A, breaking capacity E, without internal voltage tap up to 1150 V AC 50/60 Hz, Icu=85/70 kA at 1000/1150 V, ETU600 LSIG electronic trip unit upgradeable, color display, Bluetooth, USB interface, basic protection LT, ST, INST, GFx, including protection of the N conductor (internal neutral point sensor available), trip alarm switch (1 x CO), connection at rear flange, guide frame with shutter, without position signaling switch without Com & metering function Manual operating mechanism with mechanical closing, without Spring charging motor, Ready-to-close signal. switch, Auxiliary switches 2NO+2NC, without Closing coil (CC), manual operating mechanism with mechanical closing, without Remote trip alarm reset coil (RR), without 2nd shunt trip, without 1st Shunt trip | 468000 | 1 | Z\ | 1
3WA1236-8AG34-0AA0 |  | withdrawable circuit breaker, with guide frame, IEC 60947-2, size 2, 3-pole, In=3600 A, breaking capacity E, without internal voltage tap up to 1150 V AC 50/60 Hz, Icu=85/70 kA at 1000/1150 V, ETU600 LSIG Hi-Z electronic trip unit upgradeable, color display, Bluetooth, USB interface, basic protection LT, ST, INST, GFx, with GF high-impedance input, neutral conductor protection requires an external neutral point current sensor, trip alarm switch (1 x CO), connection at rear flange, guide frame with shutter, without position signaling switch without Com & metering function Manual operating mechanism with mechanical closing, without Spring charging motor, Ready-to-close signal. switch, Auxiliary switches 2NO+2NC, without Closing coil (CC), manual operating mechanism with mechanical closing, without Remote trip alarm reset coil (RR), without 2nd shunt trip, without 1st Shunt trip | 378000 | 1 | Z\ | 1
3WA1236-8AG44-0AA0 |  | withdrawable circuit breaker, with guide frame, IEC 60947-2, size 2, 4-pole, N pole on left, In=3600 A, breaking capacity E, without internal voltage tap up to 1150 V AC 50/60 Hz, Icu=85/70 kA at 1000/1150 V, ETU600 LSIG Hi-Z electronic trip unit upgradeable, color display, Bluetooth, USB interface, basic protection LT, ST, INST, GFx, with GF high-impedance input, including protection of the N conductor (internal neutral point sensor available), trip alarm switch (1 x CO), connection at rear flange, guide frame with shutter, without position signaling switch without Com & metering function Manual operating mechanism with mechanical closing, without Spring charging motor, Ready-to-close signal. switch, Auxiliary switches 2NO+2NC, without Closing coil (CC), manual operating mechanism with mechanical closing, without Remote trip alarm reset coil (RR), without 2nd shunt trip, without 1st Shunt trip | 489000 | 1 | Z\ | 1
3WA1236-8CA34-0AA0 |  | AC non-automatic air circuit breaker 3WA, withdrawable version, with guide frame, IEC 60947-2, size 2, 3-pole, In=3600 A up to 1150 V AC 50/60 Hz, breaking capacity E, Icu=85/50 kA at 1000/1150 V, without electronic trip unit ETU, connection at rear flange, guide frame with shutter, without position signaling switch, able to communication, Manual operating mechanism with mechanical closing, without Spring charging motor, Ready-to-close signal. switch, Auxiliary switches 2NO+2NC, without Closing coil (CC), manual operating mechanism with mechanical closing, without Remote trip alarm reset coil (RR), without 2nd shunt trip, without 1st Shunt trip | 320430 | 1 | Z\ | 1
3WA1236-8CA44-0AA0 |  | AC non-automatic air circuit breaker 3WA, withdrawable version, with guide frame, IEC 60947-2, size 2, 4-pole, N pole on left, In=3600 A up to 1150 V AC 50/60 Hz, breaking capacity E, Icu=85/50 kA at 1000/1150 V, without electronic trip unit ETU, connection at rear flange, guide frame with shutter, without position signaling switch, able to communication, Manual operating mechanism with mechanical closing, without Spring charging motor, Ready-to-close signal. switch, Auxiliary switches 2NO+2NC, without Closing coil (CC), manual operating mechanism with mechanical closing, without Remote trip alarm reset coil (RR), without 2nd shunt trip, without 1st Shunt trip | 421430 | 1 | Z\ | 1
3WA1240-1AU01-0AA0 |  | DC non-automatic ACB Fixed-mounted version, IEC 60947-2, frame size 2, 3-poles, In=4000A to 600V DC, Breaking capacity D Icc=35/30/25kA at 220/300/600V DC, without electr. trip unit ETU, rear connection vertical, without Com & metering function Manual operating mechanism with mechanical closing, without Spring charging motor, Ready-to-close signal. switch, Auxiliary switches 2NO+2NC, without Closing coil (CC), manual operating mechanism with mechanical closing, without Remote trip alarm reset coil (RR), without 2nd shunt trip, without 1st Shunt trip | 259000 | 1 | Z\ | 1
3WA1240-1AU11-0AA0 |  | DC non-automatic ACB Fixed-mounted version, IEC 60947-2, frame size 2, 4-poles, In=4000A to 600V DC, Breaking capacity D Icc=35/30/25kA at 220/300/600V DC, without electr. trip unit ETU, rear connection vertical, without Com & metering function Manual operating mechanism with mechanical closing, without Spring charging motor, Ready-to-close signal. switch, Auxiliary switches 2NO+2NC, without Closing coil (CC), manual operating mechanism with mechanical closing, without Remote trip alarm reset coil (RR), without 2nd shunt trip, without 1st Shunt trip | 342000 | 1 | Z\ | 1
3WA1240-1AU12-0AA0 |  | DC non-automatic ACB Fixed-mounted version, IEC 60947-2, frame size 2, 4-poles, In=4000A to 600V DC, Breaking capacity D Icc=35/30/25kA at 220/300/600V DC, without electr. trip unit ETU, rear connection horizontal, without Com & metering function Manual operating mechanism with mechanical closing, without Spring charging motor, Ready-to-close signal. switch, Auxiliary switches 2NO+2NC, without Closing coil (CC), manual operating mechanism with mechanical closing, without Remote trip alarm reset coil (RR), without 2nd shunt trip, without 1st Shunt trip | 333000 | 1 | Z\ | 1
3WA1240-1AU15-0AA0 |  | DC non-automatic ACB Fixed-mounted version, IEC 60947-2, frame size 2, 4-poles, In=4000A to 600V DC, Breaking capacity D Icc=35/30/25kA at 220/300/600V DC, without electr. trip unit ETU, rear connection, vertical top horizontal bottom, without Com & metering function Manual operating mechanism with mechanical closing, without Spring charging motor, Ready-to-close signal. switch, Auxiliary switches 2NO+2NC, without Closing coil (CC), manual operating mechanism with mechanical closing, without Remote trip alarm reset coil (RR), without 2nd shunt trip, without 1st Shunt trip | 337000 | 1 | Z\ | 1
3WA1240-1AU16-0AA0 |  | DC non-automatic ACB Fixed-mounted version, IEC 60947-2, frame size 2, 4-poles, In=4000A to 600V DC, Breaking capacity D Icc=35/30/25kA at 220/300/600V DC, without electr. trip unit ETU, rear connection, horizontal top vertical bottom, without Com & metering function Manual operating mechanism with mechanical closing, without Spring charging motor, Ready-to-close signal. switch, Auxiliary switches 2NO+2NC, without Closing coil (CC), manual operating mechanism with mechanical closing, without Remote trip alarm reset coil (RR), without 2nd shunt trip, without 1st Shunt trip | 337000 | 1 | Z\ | 1
3WA1240-1AU31-0AA0 |  | DC non-automatic ACB withdrawable version, with guide frame, IEC 60947-2, frame size 2, 3-poles, In=4000A to 600V DC, Breaking capacity D Icc=35/30/25kA at 220/300/600V DC, without electr. trip unit ETU, rear connection vertical, guide frame with shutter and w/o position signalling switch, without Com & metering function Manual operating mechanism with mechanical closing, without Spring charging motor, Ready-to-close signal. switch, Auxiliary switches 2NO+2NC, without Closing coil (CC), manual operating mechanism with mechanical closing, without Remote trip alarm reset coil (RR), without 2nd shunt trip, without 1st Shunt trip | 313000 | 1 | Z\ | 1
3WA1240-1AU32-0AA0 |  | DC non-automatic ACB withdrawable version, with guide frame, IEC 60947-2, frame size 2, 3-poles, In=4000A to 600V DC, Breaking capacity D Icc=35/30/25kA at 220/300/600V DC, without electr. trip unit ETU, rear connection horizontal, guide frame with shutter and w/o position signalling switch, without Com & metering function Manual operating mechanism with mechanical closing, without Spring charging motor, Ready-to-close signal. switch, Auxiliary switches 2NO+2NC, without Closing coil (CC), manual operating mechanism with mechanical closing, without Remote trip alarm reset coil (RR), without 2nd shunt trip, without 1st Shunt trip | 308000 | 1 | Z\ | 1
3WA1240-1AU34-0AA0 |  | DC non-automatic ACB withdrawable version, with guide frame, IEC 60947-2, frame size 2, 3-poles, In=4000A to 600V DC, Breaking capacity D Icc=35/30/25kA at 220/300/600V DC, without electr. trip unit ETU, rear connection flange, guide frame with shutter and w/o position signalling switch, without Com & metering function Manual operating mechanism with mechanical closing, without Spring charging motor, Ready-to-close signal. switch, Auxiliary switches 2NO+2NC, without Closing coil (CC), manual operating mechanism with mechanical closing, without Remote trip alarm reset coil (RR), without 2nd shunt trip, without 1st Shunt trip | 308000 | 1 | Z\ | 1
3WA1240-1AU41-0AA0 |  | DC non-automatic ACB withdrawable version, with guide frame, IEC 60947-2, frame size 2, 4-poles, In=4000A to 600V DC, Breaking capacity D Icc=35/30/25kA at 220/300/600V DC, without electr. trip unit ETU, rear connection vertical, guide frame with shutter and w/o position signalling switch, without Com & metering function Manual operating mechanism with mechanical closing, without Spring charging motor, Ready-to-close signal. switch, Auxiliary switches 2NO+2NC, without Closing coil (CC), manual operating mechanism with mechanical closing, without Remote trip alarm reset coil (RR), without 2nd shunt trip, without 1st Shunt trip | 414000 | 1 | Z\ | 1
3WA1240-1AU42-0AA0 |  | DC non-automatic ACB withdrawable version, with guide frame, IEC 60947-2, frame size 2, 4-poles, In=4000A to 600V DC, Breaking capacity D Icc=35/30/25kA at 220/300/600V DC, without electr. trip unit ETU, rear connection horizontal, guide frame with shutter and w/o position signalling switch, without Com & metering function Manual operating mechanism with mechanical closing, without Spring charging motor, Ready-to-close signal. switch, Auxiliary switches 2NO+2NC, without Closing coil (CC), manual operating mechanism with mechanical closing, without Remote trip alarm reset coil (RR), without 2nd shunt trip, without 1st Shunt trip | 407000 | 1 | Z\ | 1
3WA1240-1AU44-0AA0 |  | DC non-automatic ACB withdrawable version, with guide frame, IEC 60947-2, frame size 2, 4-poles, In=4000A to 600V DC, Breaking capacity D Icc=35/30/25kA at 220/300/600V DC, without electr. trip unit ETU, rear connection flange, guide frame with shutter and w/o position signalling switch, without Com & metering function Manual operating mechanism with mechanical closing, without Spring charging motor, Ready-to-close signal. switch, Auxiliary switches 2NO+2NC, without Closing coil (CC), manual operating mechanism with mechanical closing, without Remote trip alarm reset coil (RR), without 2nd shunt trip, without 1st Shunt trip | 407000 | 1 | Z\ | 1
3WA1240-3AA01-0AA0 |  | Non-automatic circuit breaker Fixed-mounted version, IEC 60947-2, frame size 2, 3-poles, In=4000A up to 690V AC 50/60Hz, breaking capacity S Icc=66/50kA at 500/690V, without electr. trip unit ETU, rear connection vertical, without Com & metering function Manual operating mechanism with mechanical closing, without Spring charging motor, Ready-to-close signal. switch, Auxiliary switches 2NO+2NC, without Closing coil (CC), manual operating mechanism with mechanical closing, without Remote trip alarm reset coil (RR), without 2nd shunt trip, without 1st Shunt trip | 219000 | 1 | Z\ | 1
3WA1240-3AA02-0AA0 |  | AC non-automatic air circuit breaker 3WA, fixed-mounted version, IEC 60947-2, size 2, 3-pole, In=4000 A up to 690 V AC 50/60 Hz, breaking capacity S, Icc=66/50 kA at 500/690 V, without electronic trip unit ETU, connection at rear horizontal without Com & metering function Manual operating mechanism with mechanical closing, without Spring charging motor, Ready-to-close signal. switch, Auxiliary switches 2NO+2NC, without Closing coil (CC), manual operating mechanism with mechanical closing, without Remote trip alarm reset coil (RR), without 2nd shunt trip, without 1st Shunt trip | 212000 | 1 | Z\ | 1
3WA1240-3AA11-0AA0 |  | Non-automatic circuit breaker Fixed-mounted version, IEC 60947-2, frame size 2, 4-poles, N-pole left, In=4000A up to 690V AC 50/60Hz, breaking capacity S Icc=66/50kA at 500/690V, without electr. trip unit ETU, rear connection vertical, without Com & metering function Manual operating mechanism with mechanical closing, without Spring charging motor, Ready-to-close signal. switch, Auxiliary switches 2NO+2NC, without Closing coil (CC), manual operating mechanism with mechanical closing, without Remote trip alarm reset coil (RR), without 2nd shunt trip, without 1st Shunt trip | 289000 | 1 | Z\ | 1
3WA1240-3AA12-0AA0 |  | AC non-automatic air circuit breaker 3WA, fixed-mounted version, IEC 60947-2, size 2, 4-pole, N pole on left, In=4000 A up to 690 V AC 50/60 Hz, breaking capacity S, Icc=66/50 kA at 500/690 V, without electronic trip unit ETU, connection at rear horizontal without Com & metering function Manual operating mechanism with mechanical closing, without Spring charging motor, Ready-to-close signal. switch, Auxiliary switches 2NO+2NC, without Closing coil (CC), manual operating mechanism with mechanical closing, without Remote trip alarm reset coil (RR), without 2nd shunt trip, without 1st Shunt trip | 280000 | 1 | Z\ | 1
3WA1240-3AA21-0AA0 |  | AC non-automatic air circuit breaker 3WA, fixed-mounted version, IEC 60947-2, size 2, 4-pole, N pole on right, In=4000 A up to 690 V AC 50/60 Hz, breaking capacity S, Icc=66/50 kA at 500/690 V, without electronic trip unit ETU, connection at rear vertical, without Com & metering function Manual operating mechanism with mechanical closing, without Spring charging motor, Ready-to-close signal. switch, Auxiliary switches 2NO+2NC, without Closing coil (CC), manual operating mechanism with mechanical closing, without Remote trip alarm reset coil (RR), without 2nd shunt trip, without 1st Shunt trip | 289000 | 1 | Z\ | 1
3WA1240-3AA22-0AA0 |  | AC non-automatic air circuit breaker 3WA, fixed-mounted version, IEC 60947-2, size 2, 4-pole, N pole on right, In=4000 A up to 690 V AC 50/60 Hz, breaking capacity S, Icc=66/50 kA at 500/690 V, without electronic trip unit ETU, connection at rear horizontal without Com & metering function Manual operating mechanism with mechanical closing, without Spring charging motor, Ready-to-close signal. switch, Auxiliary switches 2NO+2NC, without Closing coil (CC), manual operating mechanism with mechanical closing, without Remote trip alarm reset coil (RR), without 2nd shunt trip, without 1st Shunt trip | 280000 | 1 | Z\ | 1
3WA1240-3AA31-0AA0 |  | Non-automatic circuit breaker withdrawable version, with guide frame, IEC 60947-2, frame size 2, 3-poles, In=4000A up to 690V AC 50/60Hz, breaking capacity S Icc=66/50kA at 500/690V, without electr. trip unit ETU, rear connection vertical, guide frame with shutter and w/o position signalling switch, without Com & metering function Manual operating mechanism with mechanical closing, without Spring charging motor, Ready-to-close signal. switch, Auxiliary switches 2NO+2NC, without Closing coil (CC), manual operating mechanism with mechanical closing, without Remote trip alarm reset coil (RR), without 2nd shunt trip, without 1st Shunt trip | 281000 | 1 | Z\ | 1
3WA1240-3AA32-0AA0 |  | AC non-automatic air circuit breaker 3WA, withdrawable version, with guide frame, IEC 60947-2, size 2, 3-pole, In=4000 A up to 690 V AC 50/60 Hz, breaking capacity S, Icc=66/50 kA at 500/690 V, without electronic trip unit ETU, connection at rear horizontal guide frame with shutter, without position signaling switch, without Com & metering function Manual operating mechanism with mechanical closing, without Spring charging motor, Ready-to-close signal. switch, Auxiliary switches 2NO+2NC, without Closing coil (CC), manual operating mechanism with mechanical closing, without Remote trip alarm reset coil (RR), without 2nd shunt trip, without 1st Shunt trip | 280000 | 1 | Z\ | 1
3WA1240-3AA41-0AA0 |  | Non-automatic circuit breaker withdrawable version, with guide frame, IEC 60947-2, frame size 2, 4-poles, N-pole left, In=4000A up to 690V AC 50/60Hz, breaking capacity S Icc=66/50kA at 500/690V, without electr. trip unit ETU, rear connection vertical, guide frame with shutter and w/o position signalling switch, without Com & metering function Manual operating mechanism with mechanical closing, without Spring charging motor, Ready-to-close signal. switch, Auxiliary switches 2NO+2NC, without Closing coil (CC), manual operating mechanism with mechanical closing, without Remote trip alarm reset coil (RR), without 2nd shunt trip, without 1st Shunt trip | 371000 | 1 | Z\ | 1
3WA1240-3AA42-0AA0 |  | AC non-automatic air circuit breaker 3WA, withdrawable version, with guide frame, IEC 60947-2, size 2, 4-pole, N pole on left, In=4000 A up to 690 V AC 50/60 Hz, breaking capacity S, Icc=66/50 kA at 500/690 V, without electronic trip unit ETU, connection at rear horizontal guide frame with shutter, without position signaling switch, without Com & metering function Manual operating mechanism with mechanical closing, without Spring charging motor, Ready-to-close signal. switch, Auxiliary switches 2NO+2NC, without Closing coil (CC), manual operating mechanism with mechanical closing, without Remote trip alarm reset coil (RR), without 2nd shunt trip, without 1st Shunt trip | 369000 | 1 | Z\ | 1
3WA1240-3AB01-0AA0 |  | Fixed-mounted circuit breaker IEC 60947-2, frame size 2, 3-poles, In=4000A up to 690V AC 50/60Hz, breaking capacity S Icu=66/50kA at 500/690V, Trip unit ETU300 LSI optimized for standard applica- tions, without display Protection LT, ST, INST, N-protection required an external N-sensor, incl. trip alarm switch (1xCO), rear connection vertical, without Com & metering function Manual operating mechanism with mechanical closing, without Spring charging motor, Ready-to-close signal. switch, Auxiliary switches 2NO+2NC, without Closing coil (CC), manual operating mechanism with mechanical closing, without Remote trip alarm reset coil (RR), without 2nd shunt trip, without 1st Shunt trip | 236000 | 1 | Z\ | 1
3WA1240-3AB02-0AA0 |  | fixed-mounted circuit breaker, IEC 60947-2, size 1, 3-pole, In=4000 A up to 690 V AC 50/60 Hz, breaking capacity S Icu=66/50 kA at 500/690 V, tripping unit ETU300 LSI optimized for standard applications, without display, basic protection LT, ST, INST, neutral conductor protection requires an external neutral point current sensor, trip alarm switch (1 x CO), connection at rear horizontal without Com & metering function Manual operating mechanism with mechanical closing, without Spring charging motor, Ready-to-close signal. switch, Auxiliary switches 2NO+2NC, without Closing coil (CC), manual operating mechanism with mechanical closing, without Remote trip alarm reset coil (RR), without 2nd shunt trip, without 1st Shunt trip | 229000 | 1 | Z\ | 1
3WA1240-3AB11-0AA0 |  | Fixed-mounted circuit breaker IEC 60947-2, frame size 2, 4-poles, N-pole left, In=4000A up to 690V AC 50/60Hz, breaking capacity S Icu=66/50kA at 500/690V, Trip unit ETU300 LSI optimized for standard applica- tions, without display Protection LT, ST, INST, include N-protection, (internal N-sensor available), incl. trip alarm switch (1xCO), rear connection vertical, without Com & metering function Manual operating mechanism with mechanical closing, without Spring charging motor, Ready-to-close signal. switch, Auxiliary switches 2NO+2NC, without Closing coil (CC), manual operating mechanism with mechanical closing, without Remote trip alarm reset coil (RR), without 2nd shunt trip, without 1st Shunt trip | 313000 | 1 | Z\ | 1
3WA1240-3AB12-0AA0 |  | fixed-mounted circuit breaker, IEC 60947-2, size 1, 4-pole, N pole on left, In=4000 A up to 690 V AC 50/60 Hz, breaking capacity S Icu=66/50 kA at 500/690 V, tripping unit ETU300 LSI optimized for standard applications, without display, basic protection LT, ST, INST, including protection of the N conductor (internal neutral point sensor available) trip alarm switch (1 x CO), connection at rear horizontal without Com & metering function Manual operating mechanism with mechanical closing, without Spring charging motor, Ready-to-close signal. switch, Auxiliary switches 2NO+2NC, without Closing coil (CC), manual operating mechanism with mechanical closing, without Remote trip alarm reset coil (RR), without 2nd shunt trip, without 1st Shunt trip | 304000 | 1 | Z\ | 1
3WA1240-3AB21-0AA0 |  | fixed-mounted circuit breaker, IEC 60947-2, size 1, 4-pole, N pole on right, In=4000 A up to 690 V AC 50/60 Hz, breaking capacity S Icu=66/50 kA at 500/690 V, tripping unit ETU300 LSI optimized for standard applications, without display, basic protection LT, ST, INST, including protection of the N conductor (internal neutral point sensor available) trip alarm switch (1 x CO), connection at rear vertical, without Com & metering function Manual operating mechanism with mechanical closing, without Spring charging motor, Ready-to-close signal. switch, Auxiliary switches 2NO+2NC, without Closing coil (CC), manual operating mechanism with mechanical closing, without Remote trip alarm reset coil (RR), without 2nd shunt trip, without 1st Shunt trip | 313000 | 1 | Z\ | 1
3WA1240-3AB22-0AA0 |  | fixed-mounted circuit breaker, IEC 60947-2, size 1, 4-pole, N pole on right, In=4000 A up to 690 V AC 50/60 Hz, breaking capacity S Icu=66/50 kA at 500/690 V, tripping unit ETU300 LSI optimized for standard applications, without display, basic protection LT, ST, INST, including protection of the N conductor (internal neutral point sensor available) trip alarm switch (1 x CO), connection at rear horizontal without Com & metering function Manual operating mechanism with mechanical closing, without Spring charging motor, Ready-to-close signal. switch, Auxiliary switches 2NO+2NC, without Closing coil (CC), manual operating mechanism with mechanical closing, without Remote trip alarm reset coil (RR), without 2nd shunt trip, without 1st Shunt trip | 304000 | 1 | Z\ | 1
3WA1240-3AB31-0AA0 |  | Withdrawable circuit breaker with guide frame, IEC 60947-2, frame size 2, 3-poles, In=4000A up to 690V AC 50/60Hz, breaking capacity S Icu=66/50kA at 500/690V, Trip unit ETU300 LSI optimized for standard applica- tions, without display Protection LT, ST, INST, N-protection required an external N-sensor, incl. trip alarm switch (1xCO), rear connection vertical, guide frame with shutter and w/o position signalling switch, without Com & metering function Manual operating mechanism with mechanical closing, without Spring charging motor, Ready-to-close signal. switch, Auxiliary switches 2NO+2NC, without Closing coil (CC), manual operating mechanism with mechanical closing, without Remote trip alarm reset coil (RR), without 2nd shunt trip, without 1st Shunt trip | 304000 | 1 | Z\ | 1
3WA1240-3AB31-0AA0-Z | T40 | Withdrawable circuit breaker with guide frame, IEC 60947-2, frame size 2, 3-poles, In=4000A up to 690V AC 50/60Hz, breaking capacity S Icu=66/50kA at 500/690V, Trip unit ETU300 LSI optimized for standard applica- tions, without display Protection LT, ST, INST, N-protection required an external N-sensor, incl. trip alarm switch (1xCO), rear connection vertical, guide frame with shutter and w/o position signalling switch, without Com & metering function Manual operating mechanism with mechanical closing, without Spring charging motor, Ready-to-close signal. switch, Auxiliary switches 2NO+2NC, without Closing coil (CC), manual operating mechanism with mechanical closing, without Remote trip alarm reset coil (RR), without 2nd shunt trip, without 1st Shunt trip Option T40 = Door sealing frame IP41 | 306640 | 1 | Z\ | 1
3WA1240-3AB32-0AA0 |  | withdrawable circuit breaker, with guide frame, IEC 60947-2, size 1, 3-pole, In=4000 A up to 690 V AC 50/60 Hz, breaking capacity S Icu=66/50 kA at 500/690 V, tripping unit ETU300 LSI optimized for standard applications, without display, basic protection LT, ST, INST, neutral conductor protection requires an external neutral point current sensor, trip alarm switch (1 x CO), connection at rear horizontal guide frame with shutter, without position signaling switch, without Com & metering function Manual operating mechanism with mechanical closing, without Spring charging motor, Ready-to-close signal. switch, Auxiliary switches 2NO+2NC, without Closing coil (CC), manual operating mechanism with mechanical closing, without Remote trip alarm reset coil (RR), without 2nd shunt trip, without 1st Shunt trip | 303000 | 1 | Z\ | 1
3WA1240-3AB41-0AA0 |  | Withdrawable circuit breaker with guide frame, IEC 60947-2, frame size 2, 4-poles, N-pole left, In=4000A up to 690V AC 50/60Hz, breaking capacity S Icu=66/50kA at 500/690V, Trip unit ETU300 LSI optimized for standard applica- tions, without display Protection LT, ST, INST, include N-protection, (internal N-sensor available), incl. trip alarm switch (1xCO), rear connection vertical, guide frame with shutter and w/o position signalling switch, without Com & metering function Manual operating mechanism with mechanical closing, without Spring charging motor, Ready-to-close signal. switch, Auxiliary switches 2NO+2NC, without Closing coil (CC), manual operating mechanism with mechanical closing, without Remote trip alarm reset coil (RR), without 2nd shunt trip, without 1st Shunt trip | 404000 | 1 | Z\ | 1
3WA1240-3AB42-0AA0 |  | withdrawable circuit breaker, with guide frame, IEC 60947-2, size 1, 4-pole, N pole on left, In=4000 A up to 690 V AC 50/60 Hz, breaking capacity S Icu=66/50 kA at 500/690 V, tripping unit ETU300 LSI optimized for standard applications, without display, basic protection LT, ST, INST, including protection of the N conductor (internal neutral point sensor available) trip alarm switch (1 x CO), connection at rear horizontal guide frame with shutter, without position signaling switch, without Com & metering function Manual operating mechanism with mechanical closing, without Spring charging motor, Ready-to-close signal. switch, Auxiliary switches 2NO+2NC, without Closing coil (CC), manual operating mechanism with mechanical closing, without Remote trip alarm reset coil (RR), without 2nd shunt trip, without 1st Shunt trip | 402000 | 1 | Z\ | 1
3WA1240-3AC01-0AA0 |  | Fixed-mounted circuit breaker IEC 60947-2, frame size 2, 3-poles, In=4000A up to 690V AC 50/60Hz, breaking capacity S Icu=66/50kA at 500/690V, Trip unit ETU300 LSIG optimized for standard applica- tions, without display Protection LT, ST, INST, GF, N-protection required an external N-sensor, incl. trip alarm switch (1xCO), rear connection vertical, without Com & metering function Manual operating mechanism with mechanical closing, without Spring charging motor, Ready-to-close signal. switch, Auxiliary switches 2NO+2NC, without Closing coil (CC), manual operating mechanism with mechanical closing, without Remote trip alarm reset coil (RR), without 2nd shunt trip, without 1st Shunt trip | 242000 | 1 | Z\ | 1
3WA1240-3AC02-0AA0 |  | fixed-mounted circuit breaker, IEC 60947-2, size 1, 3-pole, In=4000 A up to 690 V AC 50/60 Hz, breaking capacity S Icu=66/50 kA at 500/690 V, tripping unit ETU300 LSI G optimized for standard applications, without display, basic protection LT, ST, INST, GF, neutral conductor protection requires an external neutral point current sensor, trip alarm switch (1 x CO), connection at rear horizontal without Com & metering function Manual operating mechanism with mechanical closing, without Spring charging motor, Ready-to-close signal. switch, Auxiliary switches 2NO+2NC, without Closing coil (CC), manual operating mechanism with mechanical closing, without Remote trip alarm reset coil (RR), without 2nd shunt trip, without 1st Shunt trip | 235000 | 1 | Z\ | 1
3WA1240-3AC11-0AA0 |  | Fixed-mounted circuit breaker IEC 60947-2, frame size 2, 4-poles, N-pole left, In=4000A up to 690V AC 50/60Hz, breaking capacity S Icu=66/50kA at 500/690V, Trip unit ETU300 LSIG optimized for standard applica- tions, without display Protection LT, ST, INST, GF, include N-protection, (internal N-sensor available), incl. trip alarm switch (1xCO), rear connection vertical, without Com & metering function Manual operating mechanism with mechanical closing, without Spring charging motor, Ready-to-close signal. switch, Auxiliary switches 2NO+2NC, without Closing coil (CC), manual operating mechanism with mechanical closing, without Remote trip alarm reset coil (RR), without 2nd shunt trip, without 1st Shunt trip | 319000 | 1 | Z\ | 1
3WA1240-3AC12-0AA0 |  | fixed-mounted circuit breaker, IEC 60947-2, size 1, 4-pole, N pole on left, In=4000 A up to 690 V AC 50/60 Hz, breaking capacity S Icu=66/50 kA at 500/690 V, tripping unit ETU300 LSI G optimized for standard applications, without display, basic protection LT, ST, INST, GF, including protection of the N conductor (internal neutral point sensor available), trip alarm switch (1 x CO), connection at rear horizontal without Com & metering function Manual operating mechanism with mechanical closing, without Spring charging motor, Ready-to-close signal. switch, Auxiliary switches 2NO+2NC, without Closing coil (CC), manual operating mechanism with mechanical closing, without Remote trip alarm reset coil (RR), without 2nd shunt trip, without 1st Shunt trip | 310000 | 1 | Z\ | 1
3WA1240-3AC21-0AA0 |  | fixed-mounted circuit breaker, IEC 60947-2, size 1, 4-pole, N pole on right, In=4000 A up to 690 V AC 50/60 Hz, breaking capacity S Icu=66/50 kA at 500/690 V, tripping unit ETU300 LSI G optimized for standard applications, without display, basic protection LT, ST, INST, GF, including protection of the N conductor (internal neutral point sensor available), trip alarm switch (1 x CO), connection at rear vertical, without Com & metering function Manual operating mechanism with mechanical closing, without Spring charging motor, Ready-to-close signal. switch, Auxiliary switches 2NO+2NC, without Closing coil (CC), manual operating mechanism with mechanical closing, without Remote trip alarm reset coil (RR), without 2nd shunt trip, without 1st Shunt trip | 319000 | 1 | Z\ | 1
3WA1240-3AC22-0AA0 |  | fixed-mounted circuit breaker, IEC 60947-2, size 1, 4-pole, N pole on right, In=4000 A up to 690 V AC 50/60 Hz, breaking capacity S Icu=66/50 kA at 500/690 V, tripping unit ETU300 LSI G optimized for standard applications, without display, basic protection LT, ST, INST, GF, including protection of the N conductor (internal neutral point sensor available), trip alarm switch (1 x CO), connection at rear horizontal without Com & metering function Manual operating mechanism with mechanical closing, without Spring charging motor, Ready-to-close signal. switch, Auxiliary switches 2NO+2NC, without Closing coil (CC), manual operating mechanism with mechanical closing, without Remote trip alarm reset coil (RR), without 2nd shunt trip, without 1st Shunt trip | 310000 | 1 | Z\ | 1
3WA1240-3AC31-0AA0 |  | Withdrawable circuit breaker with guide frame, IEC 60947-2, frame size 2, 3-poles, In=4000A up to 690V AC 50/60Hz, breaking capacity S Icu=66/50kA at 500/690V, Trip unit ETU300 LSIG optimized for standard applica- tions, without display Protection LT, ST, INST, GF, N-protection required an external N-sensor, incl. trip alarm switch (1xCO), rear connection vertical, guide frame with shutter and w/o position signalling switch, without Com & metering function Manual operating mechanism with mechanical closing, without Spring charging motor, Ready-to-close signal. switch, Auxiliary switches 2NO+2NC, without Closing coil (CC), manual operating mechanism with mechanical closing, without Remote trip alarm reset coil (RR), without 2nd shunt trip, without 1st Shunt trip | 311000 | 1 | Z\ | 1
3WA1240-3AC31-4EA4-Z | R40S07T40 | Withdrawable circuit breaker with guide frame, IEC 60947-2, frame size 2, 3-poles, In=4000A up to 690V AC 50/60Hz, breaking capacity S Icu=66/50kA at 500/690V, Trip unit ETU300 LSIG optimized for standard applica- tions, without display Protection LT, ST, INST, GF, N-protection required an external N-sensor, incl. trip alarm switch (1xCO), rear connection vertical, guide frame with shutter and w/o position signalling switch, without Com & metering function with manual and motorized operating mechanism (M) 208-240 V AC / 220-250 V DC, Storage status and ready-to- close signaling switches, Auxiliary switches 2NO+2NC, Closing coil (CC) 100% OP 208-240 V AC / 220-250 V DC, applicable for continuous duty, without Remote trip alarm reset coil (RR), without 2nd shunt trip, Shunt trip (ST) 100% OP 208-240 V AC / 220-250 V DC, suitable for continuous duty, Option R40 = Mechanical interlock to prevent switching on of the circuit breaker for withdrawable design, if the circuit breaker compartment door is open. Not possible in combination with R50, R81, R85, R86 Option S07 = Locking provision against unauthorized closing Secured Open; for padlock device Padlocks are not included. Option T40 = Door sealing frame IP41 | 338810 | 1 | Z\ | 1
3WA1240-3AC32-0AA0 |  | withdrawable circuit breaker, with guide frame, IEC 60947-2, size 1, 3-pole, In=4000 A up to 690 V AC 50/60 Hz, breaking capacity S Icu=66/50 kA at 500/690 V, tripping unit ETU300 LSI G optimized for standard applications, without display, basic protection LT, ST, INST, GF, neutral conductor protection requires an external neutral point current sensor, trip alarm switch (1 x CO), connection at rear horizontal guide frame with shutter, without position signaling switch, without Com & metering function Manual operating mechanism with mechanical closing, without Spring charging motor, Ready-to-close signal. switch, Auxiliary switches 2NO+2NC, without Closing coil (CC), manual operating mechanism with mechanical closing, without Remote trip alarm reset coil (RR), without 2nd shunt trip, without 1st Shunt trip | 309000 | 1 | Z\ | 1
3WA1240-3AC41-0AA0 |  | Withdrawable circuit breaker with guide frame, IEC 60947-2, frame size 2, 4-poles, N-pole left, In=4000A up to 690V AC 50/60Hz, breaking capacity S Icu=66/50kA at 500/690V, Trip unit ETU300 LSIG optimized for standard applica- tions, without display Protection LT, ST, INST, GF, include N-protection, (internal N-sensor available), incl. trip alarm switch (1xCO), rear connection vertical, guide frame with shutter and w/o position signalling switch, without Com & metering function Manual operating mechanism with mechanical closing, without Spring charging motor, Ready-to-close signal. switch, Auxiliary switches 2NO+2NC, without Closing coil (CC), manual operating mechanism with mechanical closing, without Remote trip alarm reset coil (RR), without 2nd shunt trip, without 1st Shunt trip | 410000 | 1 | Z\ | 1
3WA1240-3AC42-0AA0 |  | withdrawable circuit breaker, with guide frame, IEC 60947-2, size 1, 4-pole, N pole on left, In=4000 A up to 690 V AC 50/60 Hz, breaking capacity S Icu=66/50 kA at 500/690 V, tripping unit ETU300 LSI G optimized for standard applications, without display, basic protection LT, ST, INST, GF, including protection of the N conductor (internal neutral point sensor available), trip alarm switch (1 x CO), connection at rear horizontal guide frame with shutter, without position signaling switch, without Com & metering function Manual operating mechanism with mechanical closing, without Spring charging motor, Ready-to-close signal. switch, Auxiliary switches 2NO+2NC, without Closing coil (CC), manual operating mechanism with mechanical closing, without Remote trip alarm reset coil (RR), without 2nd shunt trip, without 1st Shunt trip | 408000 | 1 | Z\ | 1
3WA1240-3AE01-0AA0 |  | Fixed-mounted circuit breaker IEC 60947-2, frame size 2, 3-poles, In=4000A up to 690V AC 50/60Hz, breaking capacity S Icu=66/50kA at 500/690V, Trip unit ETU600 LSI upgrade ready , colordisplay, bluetooth and USB interface, Protection LT, ST, INST, N-protection required an external N-sensor, incl. trip alarm switch (1xCO), rear connection vertical, without Com & metering function Manual operating mechanism with mechanical closing, without Spring charging motor, Ready-to-close signal. switch, Auxiliary switches 2NO+2NC, without Closing coil (CC), manual operating mechanism with mechanical closing, without Remote trip alarm reset coil (RR), without 2nd shunt trip, without 1st Shunt trip | 241000 | 1 | Z\ | 1
3WA1240-3AE02-0AA0 |  | fixed-mounted circuit breaker, IEC 60947-2, size 2, 3-pole, In=4000 A up to 690 V AC 50/60 Hz, breaking capacity S Icu=66/50 kA at 500/690 V, tripping unit ETU600 LSI upgradeable, color display, Bluetooth, USB interface, basic protection LT, ST, INST, neutral conductor protection requires an external neutral point current sensor, trip alarm switch (1 x CO), connection at rear horizontal without Com & metering function Manual operating mechanism with mechanical closing, without Spring charging motor, Ready-to-close signal. switch, Auxiliary switches 2NO+2NC, without Closing coil (CC), manual operating mechanism with mechanical closing, without Remote trip alarm reset coil (RR), without 2nd shunt trip, without 1st Shunt trip | 234000 | 1 | Z\ | 1
3WA1240-3AE11-0AA0 |  | Fixed-mounted circuit breaker IEC 60947-2, frame size 2, 4-poles, N-pole left, In=4000A up to 690V AC 50/60Hz, breaking capacity S Icu=66/50kA at 500/690V, Trip unit ETU600 LSI upgrade ready , colordisplay, bluetooth and USB interface, Protection LT, ST, INST, include N-protection, (internal N-sensor available), incl. trip alarm switch (1xCO), rear connection vertical, without Com & metering function Manual operating mechanism with mechanical closing, without Spring charging motor, Ready-to-close signal. switch, Auxiliary switches 2NO+2NC, without Closing coil (CC), manual operating mechanism with mechanical closing, without Remote trip alarm reset coil (RR), without 2nd shunt trip, without 1st Shunt trip | 318000 | 1 | Z\ | 1
3WA1240-3AE12-0AA0 |  | fixed-mounted circuit breaker, IEC 60947-2, size 2, 4-pole, N pole on left, In=4000 A up to 690 V AC 50/60 Hz, breaking capacity S Icu=66/50 kA at 500/690 V, tripping unit ETU600 LSI upgradeable, color display, Bluetooth, USB interface, basic protection LT, ST, INST, including protection of the N conductor (internal neutral point sensor available), trip alarm switch (1 x CO), connection at rear horizontal without Com & metering function Manual operating mechanism with mechanical closing, without Spring charging motor, Ready-to-close signal. switch, Auxiliary switches 2NO+2NC, without Closing coil (CC), manual operating mechanism with mechanical closing, without Remote trip alarm reset coil (RR), without 2nd shunt trip, without 1st Shunt trip | 309000 | 1 | Z\ | 1
3WA1240-3AE21-0AA0 |  | fixed-mounted circuit breaker, IEC 60947-2, size 2, 4-pole, N pole on right, In=4000 A up to 690 V AC 50/60 Hz, breaking capacity S Icu=66/50 kA at 500/690 V, tripping unit ETU600 LSI upgradeable, color display, Bluetooth, USB interface, basic protection LT, ST, INST, including protection of the N conductor (internal neutral point sensor available), trip alarm switch (1 x CO), connection at rear vertical, without Com & metering function Manual operating mechanism with mechanical closing, without Spring charging motor, Ready-to-close signal. switch, Auxiliary switches 2NO+2NC, without Closing coil (CC), manual operating mechanism with mechanical closing, without Remote trip alarm reset coil (RR), without 2nd shunt trip, without 1st Shunt trip | 318000 | 1 | Z\ | 1
3WA1240-3AE22-0AA0 |  | fixed-mounted circuit breaker, IEC 60947-2, size 2, 4-pole, N pole on right, In=4000 A up to 690 V AC 50/60 Hz, breaking capacity S Icu=66/50 kA at 500/690 V, tripping unit ETU600 LSI upgradeable, color display, Bluetooth, USB interface, basic protection LT, ST, INST, including protection of the N conductor (internal neutral point sensor available), trip alarm switch (1 x CO), connection at rear horizontal without Com & metering function Manual operating mechanism with mechanical closing, without Spring charging motor, Ready-to-close signal. switch, Auxiliary switches 2NO+2NC, without Closing coil (CC), manual operating mechanism with mechanical closing, without Remote trip alarm reset coil (RR), without 2nd shunt trip, without 1st Shunt trip | 309000 | 1 | Z\ | 1
3WA1240-3AE31-0AA0 |  | Withdrawable circuit breaker with guide frame, IEC 60947-2, frame size 2, 3-poles, In=4000A up to 690V AC 50/60Hz, breaking capacity S Icu=66/50kA at 500/690V, Trip unit ETU600 LSI upgrade ready , colordisplay, bluetooth and USB interface, Protection LT, ST, INST, N-protection required an external N-sensor, incl. trip alarm switch (1xCO), rear connection vertical, guide frame with shutter and w/o position signalling switch, without Com & metering function Manual operating mechanism with mechanical closing, without Spring charging motor, Ready-to-close signal. switch, Auxiliary switches 2NO+2NC, without Closing coil (CC), manual operating mechanism with mechanical closing, without Remote trip alarm reset coil (RR), without 2nd shunt trip, without 1st Shunt trip | 310000 | 1 | Z\ | 1
3WA1240-3AE32-0AA0 |  | withdrawable circuit breaker, with guide frame, IEC 60947-2, size 2, 3-pole, In=4000 A up to 690 V AC 50/60 Hz, breaking capacity S Icu=66/50 kA at 500/690 V, tripping unit ETU600 LSI upgradeable, color display, Bluetooth, USB interface, basic protection LT, ST, INST, neutral conductor protection requires an external neutral point current sensor, trip alarm switch (1 x CO), connection at rear horizontal guide frame with shutter, without position signaling switch, without Com & metering function Manual operating mechanism with mechanical closing, without Spring charging motor, Ready-to-close signal. switch, Auxiliary switches 2NO+2NC, without Closing coil (CC), manual operating mechanism with mechanical closing, without Remote trip alarm reset coil (RR), without 2nd shunt trip, without 1st Shunt trip | 308000 | 1 | Z\ | 1
3WA1240-3AE41-0AA0 |  | Withdrawable circuit breaker with guide frame, IEC 60947-2, frame size 2, 4-poles, N-pole left, In=4000A up to 690V AC 50/60Hz, breaking capacity S Icu=66/50kA at 500/690V, Trip unit ETU600 LSI upgrade ready , colordisplay, bluetooth and USB interface, Protection LT, ST, INST, include N-protection, (internal N-sensor available), incl. trip alarm switch (1xCO), rear connection vertical, guide frame with shutter and w/o position signalling switch, without Com & metering function Manual operating mechanism with mechanical closing, without Spring charging motor, Ready-to-close signal. switch, Auxiliary switches 2NO+2NC, without Closing coil (CC), manual operating mechanism with mechanical closing, without Remote trip alarm reset coil (RR), without 2nd shunt trip, without 1st Shunt trip | 409000 | 1 | Z\ | 1
3WA1240-3AE42-0AA0 |  | withdrawable circuit breaker, with guide frame, IEC 60947-2, size 2, 4-pole, N pole on left, In=4000 A up to 690 V AC 50/60 Hz, breaking capacity S Icu=66/50 kA at 500/690 V, tripping unit ETU600 LSI upgradeable, color display, Bluetooth, USB interface, basic protection LT, ST, INST, including protection of the N conductor (internal neutral point sensor available), trip alarm switch (1 x CO), connection at rear horizontal guide frame with shutter, without position signaling switch, without Com & metering function Manual operating mechanism with mechanical closing, without Spring charging motor, Ready-to-close signal. switch, Auxiliary switches 2NO+2NC, without Closing coil (CC), manual operating mechanism with mechanical closing, without Remote trip alarm reset coil (RR), without 2nd shunt trip, without 1st Shunt trip | 407000 | 1 | Z\ | 1
3WA1240-3AF01-0AA0 |  | Fixed-mounted circuit breaker IEC 60947-2, frame size 2, 3-poles, In=4000A up to 690V AC 50/60Hz, breaking capacity S Icu=66/50kA at 500/690V, Trip unit ETU600 LSIG upgrade ready , colordisplay, bluetooth and USB interface, Protection LT, ST, INST, GFx, N-protection required an external N-sensor, incl. trip alarm switch (1xCO), rear connection vertical, without Com & metering function Manual operating mechanism with mechanical closing, without Spring charging motor, Ready-to-close signal. switch, Auxiliary switches 2NO+2NC, without Closing coil (CC), manual operating mechanism with mechanical closing, without Remote trip alarm reset coil (RR), without 2nd shunt trip, without 1st Shunt trip | 251000 | 1 | Z\ | 1
3WA1240-3AF02-0AA0 |  | fixed-mounted circuit breaker, IEC 60947-2, size 2, 3-pole, In=4000 A up to 690 V AC 50/60 Hz, breaking capacity S Icu=66/50 kA at 500/690 V, tripping unit ETU600 LSIG upgradeable, color display, Bluetooth, USB interface, basic protection LT, ST, INST, GFx, neutral conductor protection requires an external neutral point current sensor, trip alarm switch (1 x CO), connection at rear horizontal without Com & metering function Manual operating mechanism with mechanical closing, without Spring charging motor, Ready-to-close signal. switch, Auxiliary switches 2NO+2NC, without Closing coil (CC), manual operating mechanism with mechanical closing, without Remote trip alarm reset coil (RR), without 2nd shunt trip, without 1st Shunt trip | 244000 | 1 | Z\ | 1
3WA1240-3AF11-0AA0 |  | Fixed-mounted circuit breaker IEC 60947-2, frame size 2, 4-poles, N-pole left, In=4000A up to 690V AC 50/60Hz, breaking capacity S Icu=66/50kA at 500/690V, Trip unit ETU600 LSIG upgrade ready , colordisplay, bluetooth and USB interface, Protection LT, ST, INST, GFx, include N-protection, (internal N-sensor available), incl. trip alarm switch (1xCO), rear connection vertical, without Com & metering function Manual operating mechanism with mechanical closing, without Spring charging motor, Ready-to-close signal. switch, Auxiliary switches 2NO+2NC, without Closing coil (CC), manual operating mechanism with mechanical closing, without Remote trip alarm reset coil (RR), without 2nd shunt trip, without 1st Shunt trip | 329000 | 1 | Z\ | 1
3WA1240-3AF12-0AA0 |  | fixed-mounted circuit breaker, IEC 60947-2, size 2, 4-pole, N pole on left, In=4000 A up to 690 V AC 50/60 Hz, breaking capacity S Icu=66/50 kA at 500/690 V, tripping unit ETU600 LSIG upgradeable, color display, Bluetooth, USB interface, basic protection LT, ST, INST, GFx, including protection of the N conductor (internal neutral point sensor available), trip alarm switch (1 x CO), connection at rear horizontal without Com & metering function Manual operating mechanism with mechanical closing, without Spring charging motor, Ready-to-close signal. switch, Auxiliary switches 2NO+2NC, without Closing coil (CC), manual operating mechanism with mechanical closing, without Remote trip alarm reset coil (RR), without 2nd shunt trip, without 1st Shunt trip | 319000 | 1 | Z\ | 1
3WA1240-3AF21-0AA0 |  | fixed-mounted circuit breaker, IEC 60947-2, size 2, 4-pole, N pole on right, In=4000 A up to 690 V AC 50/60 Hz, breaking capacity S Icu=66/50 kA at 500/690 V, tripping unit ETU600 LSIG upgradeable, color display, Bluetooth, USB interface, basic protection LT, ST, INST, GFx, including protection of the N conductor (internal neutral point sensor available), trip alarm switch (1 x CO), connection at rear vertical, without Com & metering function Manual operating mechanism with mechanical closing, without Spring charging motor, Ready-to-close signal. switch, Auxiliary switches 2NO+2NC, without Closing coil (CC), manual operating mechanism with mechanical closing, without Remote trip alarm reset coil (RR), without 2nd shunt trip, without 1st Shunt trip | 329000 | 1 | Z\ | 1
3WA1240-3AF22-0AA0 |  | fixed-mounted circuit breaker, IEC 60947-2, size 2, 4-pole, N pole on right, In=4000 A up to 690 V AC 50/60 Hz, breaking capacity S Icu=66/50 kA at 500/690 V, tripping unit ETU600 LSIG upgradeable, color display, Bluetooth, USB interface, basic protection LT, ST, INST, GFx, including protection of the N conductor (internal neutral point sensor available), trip alarm switch (1 x CO), connection at rear horizontal without Com & metering function Manual operating mechanism with mechanical closing, without Spring charging motor, Ready-to-close signal. switch, Auxiliary switches 2NO+2NC, without Closing coil (CC), manual operating mechanism with mechanical closing, without Remote trip alarm reset coil (RR), without 2nd shunt trip, without 1st Shunt trip | 319000 | 1 | Z\ | 1
3WA1240-3AF31-0AA0 |  | Withdrawable circuit breaker with guide frame, IEC 60947-2, frame size 2, 3-poles, In=4000A up to 690V AC 50/60Hz, breaking capacity S Icu=66/50kA at 500/690V, Trip unit ETU600 LSIG upgrade ready , colordisplay, bluetooth and USB interface, Protection LT, ST, INST, GFx, N-protection required an external N-sensor, incl. trip alarm switch (1xCO), rear connection vertical, guide frame with shutter and w/o position signalling switch, without Com & metering function Manual operating mechanism with mechanical closing, without Spring charging motor, Ready-to-close signal. switch, Auxiliary switches 2NO+2NC, without Closing coil (CC), manual operating mechanism with mechanical closing, without Remote trip alarm reset coil (RR), without 2nd shunt trip, without 1st Shunt trip | 320000 | 1 | Z\ | 1
3WA1240-3AF32-0AA0 |  | withdrawable circuit breaker, with guide frame, IEC 60947-2, size 2, 3-pole, In=4000 A up to 690 V AC 50/60 Hz, breaking capacity S Icu=66/50 kA at 500/690 V, tripping unit ETU600 LSIG upgradeable, color display, Bluetooth, USB interface, basic protection LT, ST, INST, GFx, neutral conductor protection requires an external neutral point current sensor, trip alarm switch (1 x CO), connection at rear horizontal guide frame with shutter, without position signaling switch, without Com & metering function Manual operating mechanism with mechanical closing, without Spring charging motor, Ready-to-close signal. switch, Auxiliary switches 2NO+2NC, without Closing coil (CC), manual operating mechanism with mechanical closing, without Remote trip alarm reset coil (RR), without 2nd shunt trip, without 1st Shunt trip | 319000 | 1 | Z\ | 1
3WA1240-3AF41-0AA0 |  | Withdrawable circuit breaker with guide frame, IEC 60947-2, frame size 2, 4-poles, N-pole left, In=4000A up to 690V AC 50/60Hz, breaking capacity S Icu=66/50kA at 500/690V, Trip unit ETU600 LSIG upgrade ready , colordisplay, bluetooth and USB interface, Protection LT, ST, INST, GFx, include N-protection, (internal N-sensor available), incl. trip alarm switch (1xCO), rear connection vertical, guide frame with shutter and w/o position signalling switch, without Com & metering function Manual operating mechanism with mechanical closing, without Spring charging motor, Ready-to-close signal. switch, Auxiliary switches 2NO+2NC, without Closing coil (CC), manual operating mechanism with mechanical closing, without Remote trip alarm reset coil (RR), without 2nd shunt trip, without 1st Shunt trip | 419000 | 1 | Z\ | 1
3WA1240-3AF42-0AA0 |  | withdrawable circuit breaker, with guide frame, IEC 60947-2, size 2, 4-pole, N pole on left, In=4000 A up to 690 V AC 50/60 Hz, breaking capacity S Icu=66/50 kA at 500/690 V, tripping unit ETU600 LSIG upgradeable, color display, Bluetooth, USB interface, basic protection LT, ST, INST, GFx, including protection of the N conductor (internal neutral point sensor available), trip alarm switch (1 x CO), connection at rear horizontal guide frame with shutter, without position signaling switch, without Com & metering function Manual operating mechanism with mechanical closing, without Spring charging motor, Ready-to-close signal. switch, Auxiliary switches 2NO+2NC, without Closing coil (CC), manual operating mechanism with mechanical closing, without Remote trip alarm reset coil (RR), without 2nd shunt trip, without 1st Shunt trip | 417000 | 1 | Z\ | 1
3WA1240-3AG01-0AA0 |  | Fixed-mounted circuit breaker IEC 60947-2, frame size 2, 3-poles, In=4000A up to 690V AC 50/60Hz, breaking capacity S Icu=66/50kA at 500/690V, Trip unit ETU600 LSIG Hi-Z upgrade ready , colordisplay, bluetooth and USB interface, Protection LT, ST, INST, GFx, with GF highimpedance-input N-protection required an external N-sensor, incl. trip alarm switch (1xCO), rear connection vertical, without Com & metering function Manual operating mechanism with mechanical closing, without Spring charging motor, Ready-to-close signal. switch, Auxiliary switches 2NO+2NC, without Closing coil (CC), manual operating mechanism with mechanical closing, without Remote trip alarm reset coil (RR), without 2nd shunt trip, without 1st Shunt trip | 273000 | 1 | Z\ | 1
3WA1240-3AG02-0AA0 |  | fixed-mounted circuit breaker, IEC 60947-2, size 2, 3-pole, In=4000 A up to 690 V AC 50/60 Hz, breaking capacity S Icu=66/50 kA at 500/690 V, tripping unit ETU600 LSIG Hi-Z upgradeable, color display, Bluetooth, USB interface, basic protection LT, ST, INST, GFx, with GF high-impedance input, neutral conductor protection requires an external neutral point current sensor, trip alarm switch (1 x CO), connection at rear horizontal without Com & metering function Manual operating mechanism with mechanical closing, without Spring charging motor, Ready-to-close signal. switch, Auxiliary switches 2NO+2NC, without Closing coil (CC), manual operating mechanism with mechanical closing, without Remote trip alarm reset coil (RR), without 2nd shunt trip, without 1st Shunt trip | 266000 | 1 | Z\ | 1
3WA1240-3AG11-0AA0 |  | Fixed-mounted circuit breaker IEC 60947-2, frame size 2, 4-poles, N-pole left, In=4000A up to 690V AC 50/60Hz, breaking capacity S Icu=66/50kA at 500/690V, Trip unit ETU600 LSIG Hi-Z upgrade ready , colordisplay, bluetooth and USB interface, Protection LT, ST, INST, GFx, with GF highimpedance-input include N-protection, (internal N-sensor available), incl. trip alarm switch (1xCO), rear connection vertical, without Com & metering function Manual operating mechanism with mechanical closing, without Spring charging motor, Ready-to-close signal. switch, Auxiliary switches 2NO+2NC, without Closing coil (CC), manual operating mechanism with mechanical closing, without Remote trip alarm reset coil (RR), without 2nd shunt trip, without 1st Shunt trip | 350000 | 1 | Z\ | 1
3WA1240-3AG12-0AA0 |  | fixed-mounted circuit breaker, IEC 60947-2, size 2, 4-pole, N pole on left, In=4000 A up to 690 V AC 50/60 Hz, breaking capacity S Icu=66/50 kA at 500/690 V, tripping unit ETU600 LSIG Hi-Z upgradeable, color display, Bluetooth, USB interface, basic protection LT, ST, INST, GFx, with GF high-impedance input, including protection of the N conductor (internal neutral point sensor available), trip alarm switch (1 x CO), connection at rear horizontal without Com & metering function Manual operating mechanism with mechanical closing, without Spring charging motor, Ready-to-close signal. switch, Auxiliary switches 2NO+2NC, without Closing coil (CC), manual operating mechanism with mechanical closing, without Remote trip alarm reset coil (RR), without 2nd shunt trip, without 1st Shunt trip | 341000 | 1 | Z\ | 1
3WA1240-3AG21-0AA0 |  | fixed-mounted circuit breaker, IEC 60947-2, size 2, 4-pole, N pole on right, In=4000 A up to 690 V AC 50/60 Hz, breaking capacity S Icu=66/50 kA at 500/690 V, tripping unit ETU600 LSIG Hi-Z upgradeable, color display, Bluetooth, USB interface, basic protection LT, ST, INST, GFx, with GF high-impedance input, including protection of the N conductor (internal neutral point sensor available), trip alarm switch (1 x CO), connection at rear vertical, without Com & metering function Manual operating mechanism with mechanical closing, without Spring charging motor, Ready-to-close signal. switch, Auxiliary switches 2NO+2NC, without Closing coil (CC), manual operating mechanism with mechanical closing, without Remote trip alarm reset coil (RR), without 2nd shunt trip, without 1st Shunt trip | 350000 | 1 | Z\ | 1
3WA1240-3AG22-0AA0 |  | fixed-mounted circuit breaker, IEC 60947-2, size 2, 4-pole, N pole on right, In=4000 A up to 690 V AC 50/60 Hz, breaking capacity S Icu=66/50 kA at 500/690 V, tripping unit ETU600 LSIG Hi-Z upgradeable, color display, Bluetooth, USB interface, basic protection LT, ST, INST, GFx, with GF high-impedance input, including protection of the N conductor (internal neutral point sensor available), trip alarm switch (1 x CO), connection at rear horizontal without Com & metering function Manual operating mechanism with mechanical closing, without Spring charging motor, Ready-to-close signal. switch, Auxiliary switches 2NO+2NC, without Closing coil (CC), manual operating mechanism with mechanical closing, without Remote trip alarm reset coil (RR), without 2nd shunt trip, without 1st Shunt trip | 341000 | 1 | Z\ | 1
3WA1240-3AG31-0AA0 |  | Withdrawable circuit breaker with guide frame, IEC 60947-2, frame size 2, 3-poles, In=4000A up to 690V AC 50/60Hz, breaking capacity S Icu=66/50kA at 500/690V, Trip unit ETU600 LSIG Hi-Z upgrade ready , colordisplay, bluetooth and USB interface, Protection LT, ST, INST, GFx, with GF highimpedance-input N-protection required an external N-sensor, incl. trip alarm switch (1xCO), rear connection vertical, guide frame with shutter and w/o position signalling switch, without Com & metering function Manual operating mechanism with mechanical closing, without Spring charging motor, Ready-to-close signal. switch, Auxiliary switches 2NO+2NC, without Closing coil (CC), manual operating mechanism with mechanical closing, without Remote trip alarm reset coil (RR), without 2nd shunt trip, without 1st Shunt trip | 341000 | 1 | Z\ | 1
3WA1240-3AG32-0AA0 |  | withdrawable circuit breaker, with guide frame, IEC 60947-2, size 2, 3-pole, In=4000 A up to 690 V AC 50/60 Hz, breaking capacity S Icu=66/50 kA at 500/690 V, tripping unit ETU600 LSIG Hi-Z upgradeable, color display, Bluetooth, USB interface, basic protection LT, ST, INST, GFx, with GF high-impedance input, neutral conductor protection requires an external neutral point current sensor, trip alarm switch (1 x CO), connection at rear horizontal guide frame with shutter, without position signaling switch, without Com & metering function Manual operating mechanism with mechanical closing, without Spring charging motor, Ready-to-close signal. switch, Auxiliary switches 2NO+2NC, without Closing coil (CC), manual operating mechanism with mechanical closing, without Remote trip alarm reset coil (RR), without 2nd shunt trip, without 1st Shunt trip | 340000 | 1 | Z\ | 1
3WA1240-3AG41-0AA0 |  | Withdrawable circuit breaker with guide frame, IEC 60947-2, frame size 2, 4-poles, N-pole left, In=4000A up to 690V AC 50/60Hz, breaking capacity S Icu=66/50kA at 500/690V, Trip unit ETU600 LSIG Hi-Z upgrade ready , colordisplay, bluetooth and USB interface, Protection LT, ST, INST, GFx, with GF highimpedance-input include N-protection, (internal N-sensor available), incl. trip alarm switch (1xCO), rear connection vertical, guide frame with shutter and w/o position signalling switch, without Com & metering function Manual operating mechanism with mechanical closing, without Spring charging motor, Ready-to-close signal. switch, Auxiliary switches 2NO+2NC, without Closing coil (CC), manual operating mechanism with mechanical closing, without Remote trip alarm reset coil (RR), without 2nd shunt trip, without 1st Shunt trip | 441000 | 1 | Z\ | 1
3WA1240-3AG42-0AA0 |  | withdrawable circuit breaker, with guide frame, IEC 60947-2, size 2, 4-pole, N pole on left, In=4000 A up to 690 V AC 50/60 Hz, breaking capacity S Icu=66/50 kA at 500/690 V, tripping unit ETU600 LSIG Hi-Z upgradeable, color display, Bluetooth, USB interface, basic protection LT, ST, INST, GFx, with GF high-impedance input, including protection of the N conductor (internal neutral point sensor available), trip alarm switch (1 x CO), connection at rear horizontal guide frame with shutter, without position signaling switch, without Com & metering function Manual operating mechanism with mechanical closing, without Spring charging motor, Ready-to-close signal. switch, Auxiliary switches 2NO+2NC, without Closing coil (CC), manual operating mechanism with mechanical closing, without Remote trip alarm reset coil (RR), without 2nd shunt trip, without 1st Shunt trip | 439000 | 1 | Z\ | 1
3WA1240-3CA01-0AA0 |  | Non-automatic circuit breaker Fixed-mounted version, IEC 60947-2, frame size 2, 3-poles, In=4000A up to 690V AC 50/60Hz, breaking capacity S Icc=66/50kA at 500/690V, without electr. trip unit ETU, rear connection vertical, able to communication, Manual operating mechanism with mechanical closing, without Spring charging motor, Ready-to-close signal. switch, Auxiliary switches 2NO+2NC, without Closing coil (CC), manual operating mechanism with mechanical closing, without Remote trip alarm reset coil (RR), without 2nd shunt trip, without 1st Shunt trip | 223430 | 1 | Z\ | 1
3WA1240-3CA02-0AA0 |  | AC non-automatic air circuit breaker 3WA, fixed-mounted version, IEC 60947-2, size 2, 3-pole, In=4000 A up to 690 V AC 50/60 Hz, breaking capacity S, Icc=66/50 kA at 500/690 V, without electronic trip unit ETU, connection at rear horizontal able to communication, Manual operating mechanism with mechanical closing, without Spring charging motor, Ready-to-close signal. switch, Auxiliary switches 2NO+2NC, without Closing coil (CC), manual operating mechanism with mechanical closing, without Remote trip alarm reset coil (RR), without 2nd shunt trip, without 1st Shunt trip | 216430 | 1 | Z\ | 1
3WA1240-3CA11-0AA0 |  | Non-automatic circuit breaker Fixed-mounted version, IEC 60947-2, frame size 2, 4-poles, N-pole left, In=4000A up to 690V AC 50/60Hz, breaking capacity S Icc=66/50kA at 500/690V, without electr. trip unit ETU, rear connection vertical, able to communication, Manual operating mechanism with mechanical closing, without Spring charging motor, Ready-to-close signal. switch, Auxiliary switches 2NO+2NC, without Closing coil (CC), manual operating mechanism with mechanical closing, without Remote trip alarm reset coil (RR), without 2nd shunt trip, without 1st Shunt trip | 293430 | 1 | Z\ | 1
3WA1240-3CA12-0AA0 |  | AC non-automatic air circuit breaker 3WA, fixed-mounted version, IEC 60947-2, size 2, 4-pole, N pole on left, In=4000 A up to 690 V AC 50/60 Hz, breaking capacity S, Icc=66/50 kA at 500/690 V, without electronic trip unit ETU, connection at rear horizontal able to communication, Manual operating mechanism with mechanical closing, without Spring charging motor, Ready-to-close signal. switch, Auxiliary switches 2NO+2NC, without Closing coil (CC), manual operating mechanism with mechanical closing, without Remote trip alarm reset coil (RR), without 2nd shunt trip, without 1st Shunt trip | 284430 | 1 | Z\ | 1
3WA1240-3CA21-0AA0 |  | AC non-automatic air circuit breaker 3WA, fixed-mounted version, IEC 60947-2, size 2, 4-pole, N pole on right, In=4000 A up to 690 V AC 50/60 Hz, breaking capacity S, Icc=66/50 kA at 500/690 V, without electronic trip unit ETU, connection at rear vertical, able to communication, Manual operating mechanism with mechanical closing, without Spring charging motor, Ready-to-close signal. switch, Auxiliary switches 2NO+2NC, without Closing coil (CC), manual operating mechanism with mechanical closing, without Remote trip alarm reset coil (RR), without 2nd shunt trip, without 1st Shunt trip | 293430 | 1 | Z\ | 1
3WA1240-3CA22-0AA0 |  | AC non-automatic air circuit breaker 3WA, fixed-mounted version, IEC 60947-2, size 2, 4-pole, N pole on right, In=4000 A up to 690 V AC 50/60 Hz, breaking capacity S, Icc=66/50 kA at 500/690 V, without electronic trip unit ETU, connection at rear horizontal able to communication, Manual operating mechanism with mechanical closing, without Spring charging motor, Ready-to-close signal. switch, Auxiliary switches 2NO+2NC, without Closing coil (CC), manual operating mechanism with mechanical closing, without Remote trip alarm reset coil (RR), without 2nd shunt trip, without 1st Shunt trip | 284430 | 1 | Z\ | 1
3WA1240-3CA31-0AA0 |  | Non-automatic circuit breaker withdrawable version, with guide frame, IEC 60947-2, frame size 2, 3-poles, In=4000A up to 690V AC 50/60Hz, breaking capacity S Icc=66/50kA at 500/690V, without electr. trip unit ETU, rear connection vertical, guide frame with shutter and w/o position signalling switch, able to communication, Manual operating mechanism with mechanical closing, without Spring charging motor, Ready-to-close signal. switch, Auxiliary switches 2NO+2NC, without Closing coil (CC), manual operating mechanism with mechanical closing, without Remote trip alarm reset coil (RR), without 2nd shunt trip, without 1st Shunt trip | 285430 | 1 | Z\ | 1
3WA1240-3CA32-0AA0 |  | AC non-automatic air circuit breaker 3WA, withdrawable version, with guide frame, IEC 60947-2, size 2, 3-pole, In=4000 A up to 690 V AC 50/60 Hz, breaking capacity S, Icc=66/50 kA at 500/690 V, without electronic trip unit ETU, connection at rear horizontal guide frame with shutter, without position signaling switch, able to communication, Manual operating mechanism with mechanical closing, without Spring charging motor, Ready-to-close signal. switch, Auxiliary switches 2NO+2NC, without Closing coil (CC), manual operating mechanism with mechanical closing, without Remote trip alarm reset coil (RR), without 2nd shunt trip, without 1st Shunt trip | 284430 | 1 | Z\ | 1
3WA1240-3CA41-0AA0 |  | Non-automatic circuit breaker withdrawable version, with guide frame, IEC 60947-2, frame size 2, 4-poles, N-pole left, In=4000A up to 690V AC 50/60Hz, breaking capacity S Icc=66/50kA at 500/690V, without electr. trip unit ETU, rear connection vertical, guide frame with shutter and w/o position signalling switch, able to communication, Manual operating mechanism with mechanical closing, without Spring charging motor, Ready-to-close signal. switch, Auxiliary switches 2NO+2NC, without Closing coil (CC), manual operating mechanism with mechanical closing, without Remote trip alarm reset coil (RR), without 2nd shunt trip, without 1st Shunt trip | 375430 | 1 | Z\ | 1
3WA1240-3CA42-0AA0 |  | AC non-automatic air circuit breaker 3WA, withdrawable version, with guide frame, IEC 60947-2, size 2, 4-pole, N pole on left, In=4000 A up to 690 V AC 50/60 Hz, breaking capacity S, Icc=66/50 kA at 500/690 V, without electronic trip unit ETU, connection at rear horizontal guide frame with shutter, without position signaling switch, able to communication, Manual operating mechanism with mechanical closing, without Spring charging motor, Ready-to-close signal. switch, Auxiliary switches 2NO+2NC, without Closing coil (CC), manual operating mechanism with mechanical closing, without Remote trip alarm reset coil (RR), without 2nd shunt trip, without 1st Shunt trip | 373430 | 1 | Z\ | 1
3WA1240-3EE01-0AA0 |  | Fixed-mounted circuit breaker IEC 60947-2, frame size 2, 3-poles, In=4000A up to 690V AC 50/60Hz, breaking capacity S Icu=66/50kA at 500/690V, Trip unit ETU600 LSI upgrade ready , colordisplay, bluetooth and USB interface, Protection LT, ST, INST, N-protection required an external N-sensor, incl. trip alarm switch (1xCO), rear connection vertical, with internal voltage tap on lower stab of circuit breaker, with voltage tap module VTM680 and power supply of ETU600, able to communication, integrated metering type PMF-1 Energy Efficiency, Voltage, Active energy Ea Manual operating mechanism with mechanical closing, without Spring charging motor, Ready-to-close signal. switch, Auxiliary switches 2NO+2NC, without Closing coil (CC), manual operating mechanism with mechanical closing, without Remote trip alarm reset coil (RR), without 2nd shunt trip, without 1st Shunt trip | 249870 | 1 | Z\ | 1
3WA1240-3EE02-0AA0 |  | fixed-mounted circuit breaker, IEC 60947-2, size 2, 3-pole, In=4000 A up to 690 V AC 50/60 Hz, breaking capacity S Icu=66/50 kA at 500/690 V, tripping unit ETU600 LSI upgradeable, color display, Bluetooth, USB interface, basic protection LT, ST, INST, neutral conductor protection requires an external neutral point current sensor, trip alarm switch (1 x CO), connection at rear horizontal with internal voltage tap on lower stab of circuit breaker, with voltage tap module VTM680 and power supply of ETU600, able to communication, integrated metering type PMF-1 Energy Efficiency, Voltage, Active energy Ea Manual operating mechanism with mechanical closing, without Spring charging motor, Ready-to-close signal. switch, Auxiliary switches 2NO+2NC, without Closing coil (CC), manual operating mechanism with mechanical closing, without Remote trip alarm reset coil (RR), without 2nd shunt trip, without 1st Shunt trip | 242870 | 1 | Z\ | 1
3WA1240-3EE11-0AA0 |  | Fixed-mounted circuit breaker IEC 60947-2, frame size 2, 4-poles, N-pole left, In=4000A up to 690V AC 50/60Hz, breaking capacity S Icu=66/50kA at 500/690V, Trip unit ETU600 LSI upgrade ready , colordisplay, bluetooth and USB interface, Protection LT, ST, INST, include N-protection, (internal N-sensor available), incl. trip alarm switch (1xCO), rear connection vertical, with internal voltage tap on lower stab of circuit breaker, with voltage tap module VTM680 and power supply of ETU600, able to communication, integrated metering type PMF-1 Energy Efficiency, Voltage, Active energy Ea Manual operating mechanism with mechanical closing, without Spring charging motor, Ready-to-close signal. switch, Auxiliary switches 2NO+2NC, without Closing coil (CC), manual operating mechanism with mechanical closing, without Remote trip alarm reset coil (RR), without 2nd shunt trip, without 1st Shunt trip | 326870 | 1 | Z\ | 1
3WA1240-3EE12-0AA0 |  | fixed-mounted circuit breaker, IEC 60947-2, size 2, 4-pole, N pole on left, In=4000 A up to 690 V AC 50/60 Hz, breaking capacity S Icu=66/50 kA at 500/690 V, tripping unit ETU600 LSI upgradeable, color display, Bluetooth, USB interface, basic protection LT, ST, INST, including protection of the N conductor (internal neutral point sensor available), trip alarm switch (1 x CO), connection at rear horizontal with internal voltage tap on lower stab of circuit breaker, with voltage tap module VTM680 and power supply of ETU600, able to communication, integrated metering type PMF-1 Energy Efficiency, Voltage, Active energy Ea Manual operating mechanism with mechanical closing, without Spring charging motor, Ready-to-close signal. switch, Auxiliary switches 2NO+2NC, without Closing coil (CC), manual operating mechanism with mechanical closing, without Remote trip alarm reset coil (RR), without 2nd shunt trip, without 1st Shunt trip | 317870 | 1 | Z\ | 1
3WA1240-3EE21-0AA0 |  | fixed-mounted circuit breaker, IEC 60947-2, size 2, 4-pole, N pole on right, In=4000 A up to 690 V AC 50/60 Hz, breaking capacity S Icu=66/50 kA at 500/690 V, tripping unit ETU600 LSI upgradeable, color display, Bluetooth, USB interface, basic protection LT, ST, INST, including protection of the N conductor (internal neutral point sensor available), trip alarm switch (1 x CO), connection at rear vertical, with internal voltage tap on lower stab of circuit breaker, with voltage tap module VTM680 and power supply of ETU600, able to communication, integrated metering type PMF-1 Energy Efficiency, Voltage, Active energy Ea Manual operating mechanism with mechanical closing, without Spring charging motor, Ready-to-close signal. switch, Auxiliary switches 2NO+2NC, without Closing coil (CC), manual operating mechanism with mechanical closing, without Remote trip alarm reset coil (RR), without 2nd shunt trip, without 1st Shunt trip | 326870 | 1 | Z\ | 1
3WA1240-3EE22-0AA0 |  | fixed-mounted circuit breaker, IEC 60947-2, size 2, 4-pole, N pole on right, In=4000 A up to 690 V AC 50/60 Hz, breaking capacity S Icu=66/50 kA at 500/690 V, tripping unit ETU600 LSI upgradeable, color display, Bluetooth, USB interface, basic protection LT, ST, INST, including protection of the N conductor (internal neutral point sensor available), trip alarm switch (1 x CO), connection at rear horizontal with internal voltage tap on lower stab of circuit breaker, with voltage tap module VTM680 and power supply of ETU600, able to communication, integrated metering type PMF-1 Energy Efficiency, Voltage, Active energy Ea Manual operating mechanism with mechanical closing, without Spring charging motor, Ready-to-close signal. switch, Auxiliary switches 2NO+2NC, without Closing coil (CC), manual operating mechanism with mechanical closing, without Remote trip alarm reset coil (RR), without 2nd shunt trip, without 1st Shunt trip | 317870 | 1 | Z\ | 1
3WA1240-3EE31-0AA0 |  | Withdrawable circuit breaker with guide frame, IEC 60947-2, frame size 2, 3-poles, In=4000A up to 690V AC 50/60Hz, breaking capacity S Icu=66/50kA at 500/690V, Trip unit ETU600 LSI upgrade ready , colordisplay, bluetooth and USB interface, Protection LT, ST, INST, N-protection required an external N-sensor, incl. trip alarm switch (1xCO), rear connection vertical, guide frame with shutter and w/o position signalling switch, with internal voltage tap on lower stab of circuit breaker, with voltage tap module VTM680 and power supply of ETU600, able to communication, integrated metering type PMF-1 Energy Efficiency, Voltage, Active energy Ea Manual operating mechanism with mechanical closing, without Spring charging motor, Ready-to-close signal. switch, Auxiliary switches 2NO+2NC, without Closing coil (CC), manual operating mechanism with mechanical closing, without Remote trip alarm reset coil (RR), without 2nd shunt trip, without 1st Shunt trip | 318870 | 1 | Z\ | 1
3WA1240-3EE32-0AA0 |  | withdrawable circuit breaker, with guide frame, IEC 60947-2, size 2, 3-pole, In=4000 A up to 690 V AC 50/60 Hz, breaking capacity S Icu=66/50 kA at 500/690 V, tripping unit ETU600 LSI upgradeable, color display, Bluetooth, USB interface, basic protection LT, ST, INST, neutral conductor protection requires an external neutral point current sensor, trip alarm switch (1 x CO), connection at rear horizontal guide frame with shutter, without position signaling switch, with internal voltage tap on lower stab of circuit breaker, with voltage tap module VTM680 and power supply of ETU600, able to communication, integrated metering type PMF-1 Energy Efficiency, Voltage, Active energy Ea Manual operating mechanism with mechanical closing, without Spring charging motor, Ready-to-close signal. switch, Auxiliary switches 2NO+2NC, without Closing coil (CC), manual operating mechanism with mechanical closing, without Remote trip alarm reset coil (RR), without 2nd shunt trip, without 1st Shunt trip | 316870 | 1 | Z\ | 1
3WA1240-3EE41-0AA0 |  | Withdrawable circuit breaker with guide frame, IEC 60947-2, frame size 2, 4-poles, N-pole left, In=4000A up to 690V AC 50/60Hz, breaking capacity S Icu=66/50kA at 500/690V, Trip unit ETU600 LSI upgrade ready , colordisplay, bluetooth and USB interface, Protection LT, ST, INST, include N-protection, (internal N-sensor available), incl. trip alarm switch (1xCO), rear connection vertical, guide frame with shutter and w/o position signalling switch, with internal voltage tap on lower stab of circuit breaker, with voltage tap module VTM680 and power supply of ETU600, able to communication, integrated metering type PMF-1 Energy Efficiency, Voltage, Active energy Ea Manual operating mechanism with mechanical closing, without Spring charging motor, Ready-to-close signal. switch, Auxiliary switches 2NO+2NC, without Closing coil (CC), manual operating mechanism with mechanical closing, without Remote trip alarm reset coil (RR), without 2nd shunt trip, without 1st Shunt trip | 417870 | 1 | Z\ | 1
3WA1240-3EE42-0AA0 |  | withdrawable circuit breaker, with guide frame, IEC 60947-2, size 2, 4-pole, N pole on left, In=4000 A up to 690 V AC 50/60 Hz, breaking capacity S Icu=66/50 kA at 500/690 V, tripping unit ETU600 LSI upgradeable, color display, Bluetooth, USB interface, basic protection LT, ST, INST, including protection of the N conductor (internal neutral point sensor available), trip alarm switch (1 x CO), connection at rear horizontal guide frame with shutter, without position signaling switch, with internal voltage tap on lower stab of circuit breaker, with voltage tap module VTM680 and power supply of ETU600, able to communication, integrated metering type PMF-1 Energy Efficiency, Voltage, Active energy Ea Manual operating mechanism with mechanical closing, without Spring charging motor, Ready-to-close signal. switch, Auxiliary switches 2NO+2NC, without Closing coil (CC), manual operating mechanism with mechanical closing, without Remote trip alarm reset coil (RR), without 2nd shunt trip, without 1st Shunt trip | 415870 | 1 | Z\ | 1
3WA1240-3EF01-0AA0 |  | Fixed-mounted circuit breaker IEC 60947-2, frame size 2, 3-poles, In=4000A up to 690V AC 50/60Hz, breaking capacity S Icu=66/50kA at 500/690V, Trip unit ETU600 LSIG upgrade ready , colordisplay, bluetooth and USB interface, Protection LT, ST, INST, GFx, N-protection required an external N-sensor, incl. trip alarm switch (1xCO), rear connection vertical, with internal voltage tap on lower stab of circuit breaker, with voltage tap module VTM680 and power supply of ETU600, able to communication, integrated metering type PMF-1 Energy Efficiency, Voltage, Active energy Ea Manual operating mechanism with mechanical closing, without Spring charging motor, Ready-to-close signal. switch, Auxiliary switches 2NO+2NC, without Closing coil (CC), manual operating mechanism with mechanical closing, without Remote trip alarm reset coil (RR), without 2nd shunt trip, without 1st Shunt trip | 259870 | 1 | Z\ | 1
3WA1240-3EF02-0AA0 |  | fixed-mounted circuit breaker, IEC 60947-2, size 2, 3-pole, In=4000 A up to 690 V AC 50/60 Hz, breaking capacity S Icu=66/50 kA at 500/690 V, tripping unit ETU600 LSIG upgradeable, color display, Bluetooth, USB interface, basic protection LT, ST, INST, GFx, neutral conductor protection requires an external neutral point current sensor, trip alarm switch (1 x CO), connection at rear horizontal with internal voltage tap on lower stab of circuit breaker, with voltage tap module VTM680 and power supply of ETU600, able to communication, integrated metering type PMF-1 Energy Efficiency, Voltage, Active energy Ea Manual operating mechanism with mechanical closing, without Spring charging motor, Ready-to-close signal. switch, Auxiliary switches 2NO+2NC, without Closing coil (CC), manual operating mechanism with mechanical closing, without Remote trip alarm reset coil (RR), without 2nd shunt trip, without 1st Shunt trip | 252870 | 1 | Z\ | 1
3WA1240-3EF11-0AA0 |  | Fixed-mounted circuit breaker IEC 60947-2, frame size 2, 4-poles, N-pole left, In=4000A up to 690V AC 50/60Hz, breaking capacity S Icu=66/50kA at 500/690V, Trip unit ETU600 LSIG upgrade ready , colordisplay, bluetooth and USB interface, Protection LT, ST, INST, GFx, include N-protection, (internal N-sensor available), incl. trip alarm switch (1xCO), rear connection vertical, with internal voltage tap on lower stab of circuit breaker, with voltage tap module VTM680 and power supply of ETU600, able to communication, integrated metering type PMF-1 Energy Efficiency, Voltage, Active energy Ea Manual operating mechanism with mechanical closing, without Spring charging motor, Ready-to-close signal. switch, Auxiliary switches 2NO+2NC, without Closing coil (CC), manual operating mechanism with mechanical closing, without Remote trip alarm reset coil (RR), without 2nd shunt trip, without 1st Shunt trip | 337870 | 1 | Z\ | 1
3WA1240-3EF12-0AA0 |  | fixed-mounted circuit breaker, IEC 60947-2, size 2, 4-pole, N pole on left, In=4000 A up to 690 V AC 50/60 Hz, breaking capacity S Icu=66/50 kA at 500/690 V, tripping unit ETU600 LSIG upgradeable, color display, Bluetooth, USB interface, basic protection LT, ST, INST, GFx, including protection of the N conductor (internal neutral point sensor available), trip alarm switch (1 x CO), connection at rear horizontal with internal voltage tap on lower stab of circuit breaker, with voltage tap module VTM680 and power supply of ETU600, able to communication, integrated metering type PMF-1 Energy Efficiency, Voltage, Active energy Ea Manual operating mechanism with mechanical closing, without Spring charging motor, Ready-to-close signal. switch, Auxiliary switches 2NO+2NC, without Closing coil (CC), manual operating mechanism with mechanical closing, without Remote trip alarm reset coil (RR), without 2nd shunt trip, without 1st Shunt trip | 327870 | 1 | Z\ | 1
3WA1240-3EF21-0AA0 |  | fixed-mounted circuit breaker, IEC 60947-2, size 2, 4-pole, N pole on right, In=4000 A up to 690 V AC 50/60 Hz, breaking capacity S Icu=66/50 kA at 500/690 V, tripping unit ETU600 LSIG upgradeable, color display, Bluetooth, USB interface, basic protection LT, ST, INST, GFx, including protection of the N conductor (internal neutral point sensor available), trip alarm switch (1 x CO), connection at rear vertical, with internal voltage tap on lower stab of circuit breaker, with voltage tap module VTM680 and power supply of ETU600, able to communication, integrated metering type PMF-1 Energy Efficiency, Voltage, Active energy Ea Manual operating mechanism with mechanical closing, without Spring charging motor, Ready-to-close signal. switch, Auxiliary switches 2NO+2NC, without Closing coil (CC), manual operating mechanism with mechanical closing, without Remote trip alarm reset coil (RR), without 2nd shunt trip, without 1st Shunt trip | 337870 | 1 | Z\ | 1
3WA1240-3EF22-0AA0 |  | fixed-mounted circuit breaker, IEC 60947-2, size 2, 4-pole, N pole on right, In=4000 A up to 690 V AC 50/60 Hz, breaking capacity S Icu=66/50 kA at 500/690 V, tripping unit ETU600 LSIG upgradeable, color display, Bluetooth, USB interface, basic protection LT, ST, INST, GFx, including protection of the N conductor (internal neutral point sensor available), trip alarm switch (1 x CO), connection at rear horizontal with internal voltage tap on lower stab of circuit breaker, with voltage tap module VTM680 and power supply of ETU600, able to communication, integrated metering type PMF-1 Energy Efficiency, Voltage, Active energy Ea Manual operating mechanism with mechanical closing, without Spring charging motor, Ready-to-close signal. switch, Auxiliary switches 2NO+2NC, without Closing coil (CC), manual operating mechanism with mechanical closing, without Remote trip alarm reset coil (RR), without 2nd shunt trip, without 1st Shunt trip | 327870 | 1 | Z\ | 1
3WA1240-3EF31-0AA0 |  | Withdrawable circuit breaker with guide frame, IEC 60947-2, frame size 2, 3-poles, In=4000A up to 690V AC 50/60Hz, breaking capacity S Icu=66/50kA at 500/690V, Trip unit ETU600 LSIG upgrade ready , colordisplay, bluetooth and USB interface, Protection LT, ST, INST, GFx, N-protection required an external N-sensor, incl. trip alarm switch (1xCO), rear connection vertical, guide frame with shutter and w/o position signalling switch, with internal voltage tap on lower stab of circuit breaker, with voltage tap module VTM680 and power supply of ETU600, able to communication, integrated metering type PMF-1 Energy Efficiency, Voltage, Active energy Ea Manual operating mechanism with mechanical closing, without Spring charging motor, Ready-to-close signal. switch, Auxiliary switches 2NO+2NC, without Closing coil (CC), manual operating mechanism with mechanical closing, without Remote trip alarm reset coil (RR), without 2nd shunt trip, without 1st Shunt trip | 328870 | 1 | Z\ | 1
3WA1240-3EF32-0AA0 |  | withdrawable circuit breaker, with guide frame, IEC 60947-2, size 2, 3-pole, In=4000 A up to 690 V AC 50/60 Hz, breaking capacity S Icu=66/50 kA at 500/690 V, tripping unit ETU600 LSIG upgradeable, color display, Bluetooth, USB interface, basic protection LT, ST, INST, GFx, neutral conductor protection requires an external neutral point current sensor, trip alarm switch (1 x CO), connection at rear horizontal guide frame with shutter, without position signaling switch, with internal voltage tap on lower stab of circuit breaker, with voltage tap module VTM680 and power supply of ETU600, able to communication, integrated metering type PMF-1 Energy Efficiency, Voltage, Active energy Ea Manual operating mechanism with mechanical closing, without Spring charging motor, Ready-to-close signal. switch, Auxiliary switches 2NO+2NC, without Closing coil (CC), manual operating mechanism with mechanical closing, without Remote trip alarm reset coil (RR), without 2nd shunt trip, without 1st Shunt trip | 327870 | 1 | Z\ | 1
3WA1240-3EF41-0AA0 |  | Withdrawable circuit breaker with guide frame, IEC 60947-2, frame size 2, 4-poles, N-pole left, In=4000A up to 690V AC 50/60Hz, breaking capacity S Icu=66/50kA at 500/690V, Trip unit ETU600 LSIG upgrade ready , colordisplay, bluetooth and USB interface, Protection LT, ST, INST, GFx, include N-protection, (internal N-sensor available), incl. trip alarm switch (1xCO), rear connection vertical, guide frame with shutter and w/o position signalling switch, with internal voltage tap on lower stab of circuit breaker, with voltage tap module VTM680 and power supply of ETU600, able to communication, integrated metering type PMF-1 Energy Efficiency, Voltage, Active energy Ea Manual operating mechanism with mechanical closing, without Spring charging motor, Ready-to-close signal. switch, Auxiliary switches 2NO+2NC, without Closing coil (CC), manual operating mechanism with mechanical closing, without Remote trip alarm reset coil (RR), without 2nd shunt trip, without 1st Shunt trip | 427870 | 1 | Z\ | 1
3WA1240-3EF42-0AA0 |  | withdrawable circuit breaker, with guide frame, IEC 60947-2, size 2, 4-pole, N pole on left, In=4000 A up to 690 V AC 50/60 Hz, breaking capacity S Icu=66/50 kA at 500/690 V, tripping unit ETU600 LSIG upgradeable, color display, Bluetooth, USB interface, basic protection LT, ST, INST, GFx, including protection of the N conductor (internal neutral point sensor available), trip alarm switch (1 x CO), connection at rear horizontal guide frame with shutter, without position signaling switch, with internal voltage tap on lower stab of circuit breaker, with voltage tap module VTM680 and power supply of ETU600, able to communication, integrated metering type PMF-1 Energy Efficiency, Voltage, Active energy Ea Manual operating mechanism with mechanical closing, without Spring charging motor, Ready-to-close signal. switch, Auxiliary switches 2NO+2NC, without Closing coil (CC), manual operating mechanism with mechanical closing, without Remote trip alarm reset coil (RR), without 2nd shunt trip, without 1st Shunt trip | 425870 | 1 | Z\ | 1
3WA1240-3EG01-0AA0 |  | Fixed-mounted circuit breaker IEC 60947-2, frame size 2, 3-poles, In=4000A up to 690V AC 50/60Hz, breaking capacity S Icu=66/50kA at 500/690V, Trip unit ETU600 LSIG Hi-Z upgrade ready , colordisplay, bluetooth and USB interface, Protection LT, ST, INST, GFx, with GF highimpedance-input N-protection required an external N-sensor, incl. trip alarm switch (1xCO), rear connection vertical, with internal voltage tap on lower stab of circuit breaker, with voltage tap module VTM680 and power supply of ETU600, able to communication, integrated metering type PMF-1 Energy Efficiency, Voltage, Active energy Ea Manual operating mechanism with mechanical closing, without Spring charging motor, Ready-to-close signal. switch, Auxiliary switches 2NO+2NC, without Closing coil (CC), manual operating mechanism with mechanical closing, without Remote trip alarm reset coil (RR), without 2nd shunt trip, without 1st Shunt trip | 281870 | 1 | Z\ | 1
3WA1240-3EG02-0AA0 |  | fixed-mounted circuit breaker, IEC 60947-2, size 2, 3-pole, In=4000 A up to 690 V AC 50/60 Hz, breaking capacity S Icu=66/50 kA at 500/690 V, tripping unit ETU600 LSIG Hi-Z upgradeable, color display, Bluetooth, USB interface, basic protection LT, ST, INST, GFx, with GF high-impedance input, neutral conductor protection requires an external neutral point current sensor, trip alarm switch (1 x CO), connection at rear horizontal with internal voltage tap on lower stab of circuit breaker, with voltage tap module VTM680 and power supply of ETU600, able to communication, integrated metering type PMF-1 Energy Efficiency, Voltage, Active energy Ea Manual operating mechanism with mechanical closing, without Spring charging motor, Ready-to-close signal. switch, Auxiliary switches 2NO+2NC, without Closing coil (CC), manual operating mechanism with mechanical closing, without Remote trip alarm reset coil (RR), without 2nd shunt trip, without 1st Shunt trip | 274870 | 1 | Z\ | 1
3WA1240-3EG11-0AA0 |  | Fixed-mounted circuit breaker IEC 60947-2, frame size 2, 4-poles, N-pole left, In=4000A up to 690V AC 50/60Hz, breaking capacity S Icu=66/50kA at 500/690V, Trip unit ETU600 LSIG Hi-Z upgrade ready , colordisplay, bluetooth and USB interface, Protection LT, ST, INST, GFx, with GF highimpedance-input include N-protection, (internal N-sensor available), incl. trip alarm switch (1xCO), rear connection vertical, with internal voltage tap on lower stab of circuit breaker, with voltage tap module VTM680 and power supply of ETU600, able to communication, integrated metering type PMF-1 Energy Efficiency, Voltage, Active energy Ea Manual operating mechanism with mechanical closing, without Spring charging motor, Ready-to-close signal. switch, Auxiliary switches 2NO+2NC, without Closing coil (CC), manual operating mechanism with mechanical closing, without Remote trip alarm reset coil (RR), without 2nd shunt trip, without 1st Shunt trip | 358870 | 1 | Z\ | 1
3WA1240-3EG12-0AA0 |  | fixed-mounted circuit breaker, IEC 60947-2, size 2, 4-pole, N pole on left, In=4000 A up to 690 V AC 50/60 Hz, breaking capacity S Icu=66/50 kA at 500/690 V, tripping unit ETU600 LSIG Hi-Z upgradeable, color display, Bluetooth, USB interface, basic protection LT, ST, INST, GFx, with GF high-impedance input, including protection of the N conductor (internal neutral point sensor available), trip alarm switch (1 x CO), connection at rear horizontal with internal voltage tap on lower stab of circuit breaker, with voltage tap module VTM680 and power supply of ETU600, able to communication, integrated metering type PMF-1 Energy Efficiency, Voltage, Active energy Ea Manual operating mechanism with mechanical closing, without Spring charging motor, Ready-to-close signal. switch, Auxiliary switches 2NO+2NC, without Closing coil (CC), manual operating mechanism with mechanical closing, without Remote trip alarm reset coil (RR), without 2nd shunt trip, without 1st Shunt trip | 349870 | 1 | Z\ | 1
3WA1240-3EG21-0AA0 |  | fixed-mounted circuit breaker, IEC 60947-2, size 2, 4-pole, N pole on right, In=4000 A up to 690 V AC 50/60 Hz, breaking capacity S Icu=66/50 kA at 500/690 V, tripping unit ETU600 LSIG Hi-Z upgradeable, color display, Bluetooth, USB interface, basic protection LT, ST, INST, GFx, with GF high-impedance input, including protection of the N conductor (internal neutral point sensor available), trip alarm switch (1 x CO), connection at rear vertical, with internal voltage tap on lower stab of circuit breaker, with voltage tap module VTM680 and power supply of ETU600, able to communication, integrated metering type PMF-1 Energy Efficiency, Voltage, Active energy Ea Manual operating mechanism with mechanical closing, without Spring charging motor, Ready-to-close signal. switch, Auxiliary switches 2NO+2NC, without Closing coil (CC), manual operating mechanism with mechanical closing, without Remote trip alarm reset coil (RR), without 2nd shunt trip, without 1st Shunt trip | 358870 | 1 | Z\ | 1
3WA1240-3EG22-0AA0 |  | fixed-mounted circuit breaker, IEC 60947-2, size 2, 4-pole, N pole on right, In=4000 A up to 690 V AC 50/60 Hz, breaking capacity S Icu=66/50 kA at 500/690 V, tripping unit ETU600 LSIG Hi-Z upgradeable, color display, Bluetooth, USB interface, basic protection LT, ST, INST, GFx, with GF high-impedance input, including protection of the N conductor (internal neutral point sensor available), trip alarm switch (1 x CO), connection at rear horizontal with internal voltage tap on lower stab of circuit breaker, with voltage tap module VTM680 and power supply of ETU600, able to communication, integrated metering type PMF-1 Energy Efficiency, Voltage, Active energy Ea Manual operating mechanism with mechanical closing, without Spring charging motor, Ready-to-close signal. switch, Auxiliary switches 2NO+2NC, without Closing coil (CC), manual operating mechanism with mechanical closing, without Remote trip alarm reset coil (RR), without 2nd shunt trip, without 1st Shunt trip | 349870 | 1 | Z\ | 1
3WA1240-3EG31-0AA0 |  | Withdrawable circuit breaker with guide frame, IEC 60947-2, frame size 2, 3-poles, In=4000A up to 690V AC 50/60Hz, breaking capacity S Icu=66/50kA at 500/690V, Trip unit ETU600 LSIG Hi-Z upgrade ready , colordisplay, bluetooth and USB interface, Protection LT, ST, INST, GFx, with GF highimpedance-input N-protection required an external N-sensor, incl. trip alarm switch (1xCO), rear connection vertical, guide frame with shutter and w/o position signalling switch, with internal voltage tap on lower stab of circuit breaker, with voltage tap module VTM680 and power supply of ETU600, able to communication, integrated metering type PMF-1 Energy Efficiency, Voltage, Active energy Ea Manual operating mechanism with mechanical closing, without Spring charging motor, Ready-to-close signal. switch, Auxiliary switches 2NO+2NC, without Closing coil (CC), manual operating mechanism with mechanical closing, without Remote trip alarm reset coil (RR), without 2nd shunt trip, without 1st Shunt trip | 349870 | 1 | Z\ | 1
3WA1240-3EG32-0AA0 |  | withdrawable circuit breaker, with guide frame, IEC 60947-2, size 2, 3-pole, In=4000 A up to 690 V AC 50/60 Hz, breaking capacity S Icu=66/50 kA at 500/690 V, tripping unit ETU600 LSIG Hi-Z upgradeable, color display, Bluetooth, USB interface, basic protection LT, ST, INST, GFx, with GF high-impedance input, neutral conductor protection requires an external neutral point current sensor, trip alarm switch (1 x CO), connection at rear horizontal guide frame with shutter, without position signaling switch, with internal voltage tap on lower stab of circuit breaker, with voltage tap module VTM680 and power supply of ETU600, able to communication, integrated metering type PMF-1 Energy Efficiency, Voltage, Active energy Ea Manual operating mechanism with mechanical closing, without Spring charging motor, Ready-to-close signal. switch, Auxiliary switches 2NO+2NC, without Closing coil (CC), manual operating mechanism with mechanical closing, without Remote trip alarm reset coil (RR), without 2nd shunt trip, without 1st Shunt trip | 348870 | 1 | Z\ | 1
3WA1240-3EG41-0AA0 |  | Withdrawable circuit breaker with guide frame, IEC 60947-2, frame size 2, 4-poles, N-pole left, In=4000A up to 690V AC 50/60Hz, breaking capacity S Icu=66/50kA at 500/690V, Trip unit ETU600 LSIG Hi-Z upgrade ready , colordisplay, bluetooth and USB interface, Protection LT, ST, INST, GFx, with GF highimpedance-input include N-protection, (internal N-sensor available), incl. trip alarm switch (1xCO), rear connection vertical, guide frame with shutter and w/o position signalling switch, with internal voltage tap on lower stab of circuit breaker, with voltage tap module VTM680 and power supply of ETU600, able to communication, integrated metering type PMF-1 Energy Efficiency, Voltage, Active energy Ea Manual operating mechanism with mechanical closing, without Spring charging motor, Ready-to-close signal. switch, Auxiliary switches 2NO+2NC, without Closing coil (CC), manual operating mechanism with mechanical closing, without Remote trip alarm reset coil (RR), without 2nd shunt trip, without 1st Shunt trip | 449870 | 1 | Z\ | 1
3WA1240-3EG42-0AA0 |  | withdrawable circuit breaker, with guide frame, IEC 60947-2, size 2, 4-pole, N pole on left, In=4000 A up to 690 V AC 50/60 Hz, breaking capacity S Icu=66/50 kA at 500/690 V, tripping unit ETU600 LSIG Hi-Z upgradeable, color display, Bluetooth, USB interface, basic protection LT, ST, INST, GFx, with GF high-impedance input, including protection of the N conductor (internal neutral point sensor available), trip alarm switch (1 x CO), connection at rear horizontal guide frame with shutter, without position signaling switch, with internal voltage tap on lower stab of circuit breaker, with voltage tap module VTM680 and power supply of ETU600, able to communication, integrated metering type PMF-1 Energy Efficiency, Voltage, Active energy Ea Manual operating mechanism with mechanical closing, without Spring charging motor, Ready-to-close signal. switch, Auxiliary switches 2NO+2NC, without Closing coil (CC), manual operating mechanism with mechanical closing, without Remote trip alarm reset coil (RR), without 2nd shunt trip, without 1st Shunt trip | 447870 | 1 | Z\ | 1
3WA1240-3FE01-0AA0 |  | Fixed-mounted circuit breaker IEC 60947-2, frame size 2, 3-poles, In=4000A up to 690V AC 50/60Hz, breaking capacity S Icu=66/50kA at 500/690V, Trip unit ETU600 LSI upgrade ready , colordisplay, bluetooth and USB interface, Protection LT, ST, INST, N-protection required an external N-sensor, incl. trip alarm switch (1xCO), rear connection vertical, with internal voltage tap on lower stab of circuit breaker, with voltage tap module VTM680 and power supply of ETU600, able to communication, integrated metering type PMF-2 Basic Power Monitoring, Voltage, Energy, Power, Power factor, Frequency, Unbalance, Temperature, Manual operating mechanism with mechanical closing, without Spring charging motor, Ready-to-close signal. switch, Auxiliary switches 2NO+2NC, without Closing coil (CC), manual operating mechanism with mechanical closing, without Remote trip alarm reset coil (RR), without 2nd shunt trip, without 1st Shunt trip | 258700 | 1 | Z\ | 1
3WA1240-3FE02-0AA0 |  | fixed-mounted circuit breaker, IEC 60947-2, size 2, 3-pole, In=4000 A up to 690 V AC 50/60 Hz, breaking capacity S Icu=66/50 kA at 500/690 V, tripping unit ETU600 LSI upgradeable, color display, Bluetooth, USB interface, basic protection LT, ST, INST, neutral conductor protection requires an external neutral point current sensor, trip alarm switch (1 x CO), connection at rear horizontal with internal voltage tap on lower stab of circuit breaker, with voltage tap module VTM680 and power supply of ETU600, able to communication, integrated metering type PMF-2 Basic Power Monitoring, Voltage, Energy, Power, Power factor, Frequency, Unbalance, Temperature, Manual operating mechanism with mechanical closing, without Spring charging motor, Ready-to-close signal. switch, Auxiliary switches 2NO+2NC, without Closing coil (CC), manual operating mechanism with mechanical closing, without Remote trip alarm reset coil (RR), without 2nd shunt trip, without 1st Shunt trip | 251700 | 1 | Z\ | 1
3WA1240-3FE11-0AA0 |  | Fixed-mounted circuit breaker IEC 60947-2, frame size 2, 4-poles, N-pole left, In=4000A up to 690V AC 50/60Hz, breaking capacity S Icu=66/50kA at 500/690V, Trip unit ETU600 LSI upgrade ready , colordisplay, bluetooth and USB interface, Protection LT, ST, INST, include N-protection, (internal N-sensor available), incl. trip alarm switch (1xCO), rear connection vertical, with internal voltage tap on lower stab of circuit breaker, with voltage tap module VTM680 and power supply of ETU600, able to communication, integrated metering type PMF-2 Basic Power Monitoring, Voltage, Energy, Power, Power factor, Frequency, Unbalance, Temperature, Manual operating mechanism with mechanical closing, without Spring charging motor, Ready-to-close signal. switch, Auxiliary switches 2NO+2NC, without Closing coil (CC), manual operating mechanism with mechanical closing, without Remote trip alarm reset coil (RR), without 2nd shunt trip, without 1st Shunt trip | 335700 | 1 | Z\ | 1
3WA1240-3FE12-0AA0 |  | fixed-mounted circuit breaker, IEC 60947-2, size 2, 4-pole, N pole on left, In=4000 A up to 690 V AC 50/60 Hz, breaking capacity S Icu=66/50 kA at 500/690 V, tripping unit ETU600 LSI upgradeable, color display, Bluetooth, USB interface, basic protection LT, ST, INST, including protection of the N conductor (internal neutral point sensor available), trip alarm switch (1 x CO), connection at rear horizontal with internal voltage tap on lower stab of circuit breaker, with voltage tap module VTM680 and power supply of ETU600, able to communication, integrated metering type PMF-2 Basic Power Monitoring, Voltage, Energy, Power, Power factor, Frequency, Unbalance, Temperature, Manual operating mechanism with mechanical closing, without Spring charging motor, Ready-to-close signal. switch, Auxiliary switches 2NO+2NC, without Closing coil (CC), manual operating mechanism with mechanical closing, without Remote trip alarm reset coil (RR), without 2nd shunt trip, without 1st Shunt trip | 326700 | 1 | Z\ | 1
3WA1240-3FE21-0AA0 |  | fixed-mounted circuit breaker, IEC 60947-2, size 2, 4-pole, N pole on right, In=4000 A up to 690 V AC 50/60 Hz, breaking capacity S Icu=66/50 kA at 500/690 V, tripping unit ETU600 LSI upgradeable, color display, Bluetooth, USB interface, basic protection LT, ST, INST, including protection of the N conductor (internal neutral point sensor available), trip alarm switch (1 x CO), connection at rear vertical, with internal voltage tap on lower stab of circuit breaker, with voltage tap module VTM680 and power supply of ETU600, able to communication, integrated metering type PMF-2 Basic Power Monitoring, Voltage, Energy, Power, Power factor, Frequency, Unbalance, Temperature, Manual operating mechanism with mechanical closing, without Spring charging motor, Ready-to-close signal. switch, Auxiliary switches 2NO+2NC, without Closing coil (CC), manual operating mechanism with mechanical closing, without Remote trip alarm reset coil (RR), without 2nd shunt trip, without 1st Shunt trip | 335700 | 1 | Z\ | 1
3WA1240-3FE22-0AA0 |  | fixed-mounted circuit breaker, IEC 60947-2, size 2, 4-pole, N pole on right, In=4000 A up to 690 V AC 50/60 Hz, breaking capacity S Icu=66/50 kA at 500/690 V, tripping unit ETU600 LSI upgradeable, color display, Bluetooth, USB interface, basic protection LT, ST, INST, including protection of the N conductor (internal neutral point sensor available), trip alarm switch (1 x CO), connection at rear horizontal with internal voltage tap on lower stab of circuit breaker, with voltage tap module VTM680 and power supply of ETU600, able to communication, integrated metering type PMF-2 Basic Power Monitoring, Voltage, Energy, Power, Power factor, Frequency, Unbalance, Temperature, Manual operating mechanism with mechanical closing, without Spring charging motor, Ready-to-close signal. switch, Auxiliary switches 2NO+2NC, without Closing coil (CC), manual operating mechanism with mechanical closing, without Remote trip alarm reset coil (RR), without 2nd shunt trip, without 1st Shunt trip | 326700 | 1 | Z\ | 1
3WA1240-3FE31-0AA0 |  | Withdrawable circuit breaker with guide frame, IEC 60947-2, frame size 2, 3-poles, In=4000A up to 690V AC 50/60Hz, breaking capacity S Icu=66/50kA at 500/690V, Trip unit ETU600 LSI upgrade ready , colordisplay, bluetooth and USB interface, Protection LT, ST, INST, N-protection required an external N-sensor, incl. trip alarm switch (1xCO), rear connection vertical, guide frame with shutter and w/o position signalling switch, with internal voltage tap on lower stab of circuit breaker, with voltage tap module VTM680 and power supply of ETU600, able to communication, integrated metering type PMF-2 Basic Power Monitoring, Voltage, Energy, Power, Power factor, Frequency, Unbalance, Temperature, Manual operating mechanism with mechanical closing, without Spring charging motor, Ready-to-close signal. switch, Auxiliary switches 2NO+2NC, without Closing coil (CC), manual operating mechanism with mechanical closing, without Remote trip alarm reset coil (RR), without 2nd shunt trip, without 1st Shunt trip | 327700 | 1 | Z\ | 1
3WA1240-3FE32-0AA0 |  | withdrawable circuit breaker, with guide frame, IEC 60947-2, size 2, 3-pole, In=4000 A up to 690 V AC 50/60 Hz, breaking capacity S Icu=66/50 kA at 500/690 V, tripping unit ETU600 LSI upgradeable, color display, Bluetooth, USB interface, basic protection LT, ST, INST, neutral conductor protection requires an external neutral point current sensor, trip alarm switch (1 x CO), connection at rear horizontal guide frame with shutter, without position signaling switch, with internal voltage tap on lower stab of circuit breaker, with voltage tap module VTM680 and power supply of ETU600, able to communication, integrated metering type PMF-2 Basic Power Monitoring, Voltage, Energy, Power, Power factor, Frequency, Unbalance, Temperature, Manual operating mechanism with mechanical closing, without Spring charging motor, Ready-to-close signal. switch, Auxiliary switches 2NO+2NC, without Closing coil (CC), manual operating mechanism with mechanical closing, without Remote trip alarm reset coil (RR), without 2nd shunt trip, without 1st Shunt trip | 325700 | 1 | Z\ | 1
3WA1240-3FE41-0AA0 |  | Withdrawable circuit breaker with guide frame, IEC 60947-2, frame size 2, 4-poles, N-pole left, In=4000A up to 690V AC 50/60Hz, breaking capacity S Icu=66/50kA at 500/690V, Trip unit ETU600 LSI upgrade ready , colordisplay, bluetooth and USB interface, Protection LT, ST, INST, include N-protection, (internal N-sensor available), incl. trip alarm switch (1xCO), rear connection vertical, guide frame with shutter and w/o position signalling switch, with internal voltage tap on lower stab of circuit breaker, with voltage tap module VTM680 and power supply of ETU600, able to communication, integrated metering type PMF-2 Basic Power Monitoring, Voltage, Energy, Power, Power factor, Frequency, Unbalance, Temperature, Manual operating mechanism with mechanical closing, without Spring charging motor, Ready-to-close signal. switch, Auxiliary switches 2NO+2NC, without Closing coil (CC), manual operating mechanism with mechanical closing, without Remote trip alarm reset coil (RR), without 2nd shunt trip, without 1st Shunt trip | 426700 | 1 | Z\ | 1
3WA1240-3FE42-0AA0 |  | withdrawable circuit breaker, with guide frame, IEC 60947-2, size 2, 4-pole, N pole on left, In=4000 A up to 690 V AC 50/60 Hz, breaking capacity S Icu=66/50 kA at 500/690 V, tripping unit ETU600 LSI upgradeable, color display, Bluetooth, USB interface, basic protection LT, ST, INST, including protection of the N conductor (internal neutral point sensor available), trip alarm switch (1 x CO), connection at rear horizontal guide frame with shutter, without position signaling switch, with internal voltage tap on lower stab of circuit breaker, with voltage tap module VTM680 and power supply of ETU600, able to communication, integrated metering type PMF-2 Basic Power Monitoring, Voltage, Energy, Power, Power factor, Frequency, Unbalance, Temperature, Manual operating mechanism with mechanical closing, without Spring charging motor, Ready-to-close signal. switch, Auxiliary switches 2NO+2NC, without Closing coil (CC), manual operating mechanism with mechanical closing, without Remote trip alarm reset coil (RR), without 2nd shunt trip, without 1st Shunt trip | 424700 | 1 | Z\ | 1
3WA1240-3FF01-0AA0 |  | Fixed-mounted circuit breaker IEC 60947-2, frame size 2, 3-poles, In=4000A up to 690V AC 50/60Hz, breaking capacity S Icu=66/50kA at 500/690V, Trip unit ETU600 LSIG upgrade ready , colordisplay, bluetooth and USB interface, Protection LT, ST, INST, GFx, N-protection required an external N-sensor, incl. trip alarm switch (1xCO), rear connection vertical, with internal voltage tap on lower stab of circuit breaker, with voltage tap module VTM680 and power supply of ETU600, able to communication, integrated metering type PMF-2 Basic Power Monitoring, Voltage, Energy, Power, Power factor, Frequency, Unbalance, Temperature, Manual operating mechanism with mechanical closing, without Spring charging motor, Ready-to-close signal. switch, Auxiliary switches 2NO+2NC, without Closing coil (CC), manual operating mechanism with mechanical closing, without Remote trip alarm reset coil (RR), without 2nd shunt trip, without 1st Shunt trip | 268700 | 1 | Z\ | 1
3WA1240-3FF02-0AA0 |  | fixed-mounted circuit breaker, IEC 60947-2, size 2, 3-pole, In=4000 A up to 690 V AC 50/60 Hz, breaking capacity S Icu=66/50 kA at 500/690 V, tripping unit ETU600 LSIG upgradeable, color display, Bluetooth, USB interface, basic protection LT, ST, INST, GFx, neutral conductor protection requires an external neutral point current sensor, trip alarm switch (1 x CO), connection at rear horizontal with internal voltage tap on lower stab of circuit breaker, with voltage tap module VTM680 and power supply of ETU600, able to communication, integrated metering type PMF-2 Basic Power Monitoring, Voltage, Energy, Power, Power factor, Frequency, Unbalance, Temperature, Manual operating mechanism with mechanical closing, without Spring charging motor, Ready-to-close signal. switch, Auxiliary switches 2NO+2NC, without Closing coil (CC), manual operating mechanism with mechanical closing, without Remote trip alarm reset coil (RR), without 2nd shunt trip, without 1st Shunt trip | 261700 | 1 | Z\ | 1
3WA1240-3FF11-0AA0 |  | Fixed-mounted circuit breaker IEC 60947-2, frame size 2, 4-poles, N-pole left, In=4000A up to 690V AC 50/60Hz, breaking capacity S Icu=66/50kA at 500/690V, Trip unit ETU600 LSIG upgrade ready , colordisplay, bluetooth and USB interface, Protection LT, ST, INST, GFx, include N-protection, (internal N-sensor available), incl. trip alarm switch (1xCO), rear connection vertical, with internal voltage tap on lower stab of circuit breaker, with voltage tap module VTM680 and power supply of ETU600, able to communication, integrated metering type PMF-2 Basic Power Monitoring, Voltage, Energy, Power, Power factor, Frequency, Unbalance, Temperature, Manual operating mechanism with mechanical closing, without Spring charging motor, Ready-to-close signal. switch, Auxiliary switches 2NO+2NC, without Closing coil (CC), manual operating mechanism with mechanical closing, without Remote trip alarm reset coil (RR), without 2nd shunt trip, without 1st Shunt trip | 346700 | 1 | Z\ | 1
3WA1240-3FF12-0AA0 |  | fixed-mounted circuit breaker, IEC 60947-2, size 2, 4-pole, N pole on left, In=4000 A up to 690 V AC 50/60 Hz, breaking capacity S Icu=66/50 kA at 500/690 V, tripping unit ETU600 LSIG upgradeable, color display, Bluetooth, USB interface, basic protection LT, ST, INST, GFx, including protection of the N conductor (internal neutral point sensor available), trip alarm switch (1 x CO), connection at rear horizontal with internal voltage tap on lower stab of circuit breaker, with voltage tap module VTM680 and power supply of ETU600, able to communication, integrated metering type PMF-2 Basic Power Monitoring, Voltage, Energy, Power, Power factor, Frequency, Unbalance, Temperature, Manual operating mechanism with mechanical closing, without Spring charging motor, Ready-to-close signal. switch, Auxiliary switches 2NO+2NC, without Closing coil (CC), manual operating mechanism with mechanical closing, without Remote trip alarm reset coil (RR), without 2nd shunt trip, without 1st Shunt trip | 336700 | 1 | Z\ | 1
3WA1240-3FF21-0AA0 |  | fixed-mounted circuit breaker, IEC 60947-2, size 2, 4-pole, N pole on right, In=4000 A up to 690 V AC 50/60 Hz, breaking capacity S Icu=66/50 kA at 500/690 V, tripping unit ETU600 LSIG upgradeable, color display, Bluetooth, USB interface, basic protection LT, ST, INST, GFx, including protection of the N conductor (internal neutral point sensor available), trip alarm switch (1 x CO), connection at rear vertical, with internal voltage tap on lower stab of circuit breaker, with voltage tap module VTM680 and power supply of ETU600, able to communication, integrated metering type PMF-2 Basic Power Monitoring, Voltage, Energy, Power, Power factor, Frequency, Unbalance, Temperature, Manual operating mechanism with mechanical closing, without Spring charging motor, Ready-to-close signal. switch, Auxiliary switches 2NO+2NC, without Closing coil (CC), manual operating mechanism with mechanical closing, without Remote trip alarm reset coil (RR), without 2nd shunt trip, without 1st Shunt trip | 346700 | 1 | Z\ | 1
3WA1240-3FF22-0AA0 |  | fixed-mounted circuit breaker, IEC 60947-2, size 2, 4-pole, N pole on right, In=4000 A up to 690 V AC 50/60 Hz, breaking capacity S Icu=66/50 kA at 500/690 V, tripping unit ETU600 LSIG upgradeable, color display, Bluetooth, USB interface, basic protection LT, ST, INST, GFx, including protection of the N conductor (internal neutral point sensor available), trip alarm switch (1 x CO), connection at rear horizontal with internal voltage tap on lower stab of circuit breaker, with voltage tap module VTM680 and power supply of ETU600, able to communication, integrated metering type PMF-2 Basic Power Monitoring, Voltage, Energy, Power, Power factor, Frequency, Unbalance, Temperature, Manual operating mechanism with mechanical closing, without Spring charging motor, Ready-to-close signal. switch, Auxiliary switches 2NO+2NC, without Closing coil (CC), manual operating mechanism with mechanical closing, without Remote trip alarm reset coil (RR), without 2nd shunt trip, without 1st Shunt trip | 336700 | 1 | Z\ | 1
3WA1240-3FF31-0AA0 |  | Withdrawable circuit breaker with guide frame, IEC 60947-2, frame size 2, 3-poles, In=4000A up to 690V AC 50/60Hz, breaking capacity S Icu=66/50kA at 500/690V, Trip unit ETU600 LSIG upgrade ready , colordisplay, bluetooth and USB interface, Protection LT, ST, INST, GFx, N-protection required an external N-sensor, incl. trip alarm switch (1xCO), rear connection vertical, guide frame with shutter and w/o position signalling switch, with internal voltage tap on lower stab of circuit breaker, with voltage tap module VTM680 and power supply of ETU600, able to communication, integrated metering type PMF-2 Basic Power Monitoring, Voltage, Energy, Power, Power factor, Frequency, Unbalance, Temperature, Manual operating mechanism with mechanical closing, without Spring charging motor, Ready-to-close signal. switch, Auxiliary switches 2NO+2NC, without Closing coil (CC), manual operating mechanism with mechanical closing, without Remote trip alarm reset coil (RR), without 2nd shunt trip, without 1st Shunt trip | 337700 | 1 | Z\ | 1
3WA1240-3FF32-0AA0 |  | withdrawable circuit breaker, with guide frame, IEC 60947-2, size 2, 3-pole, In=4000 A up to 690 V AC 50/60 Hz, breaking capacity S Icu=66/50 kA at 500/690 V, tripping unit ETU600 LSIG upgradeable, color display, Bluetooth, USB interface, basic protection LT, ST, INST, GFx, neutral conductor protection requires an external neutral point current sensor, trip alarm switch (1 x CO), connection at rear horizontal guide frame with shutter, without position signaling switch, with internal voltage tap on lower stab of circuit breaker, with voltage tap module VTM680 and power supply of ETU600, able to communication, integrated metering type PMF-2 Basic Power Monitoring, Voltage, Energy, Power, Power factor, Frequency, Unbalance, Temperature, Manual operating mechanism with mechanical closing, without Spring charging motor, Ready-to-close signal. switch, Auxiliary switches 2NO+2NC, without Closing coil (CC), manual operating mechanism with mechanical closing, without Remote trip alarm reset coil (RR), without 2nd shunt trip, without 1st Shunt trip | 336700 | 1 | Z\ | 1
3WA1240-3FF41-0AA0 |  | Withdrawable circuit breaker with guide frame, IEC 60947-2, frame size 2, 4-poles, N-pole left, In=4000A up to 690V AC 50/60Hz, breaking capacity S Icu=66/50kA at 500/690V, Trip unit ETU600 LSIG upgrade ready , colordisplay, bluetooth and USB interface, Protection LT, ST, INST, GFx, include N-protection, (internal N-sensor available), incl. trip alarm switch (1xCO), rear connection vertical, guide frame with shutter and w/o position signalling switch, with internal voltage tap on lower stab of circuit breaker, with voltage tap module VTM680 and power supply of ETU600, able to communication, integrated metering type PMF-2 Basic Power Monitoring, Voltage, Energy, Power, Power factor, Frequency, Unbalance, Temperature, Manual operating mechanism with mechanical closing, without Spring charging motor, Ready-to-close signal. switch, Auxiliary switches 2NO+2NC, without Closing coil (CC), manual operating mechanism with mechanical closing, without Remote trip alarm reset coil (RR), without 2nd shunt trip, without 1st Shunt trip | 436700 | 1 | Z\ | 1
3WA1240-3FF42-0AA0 |  | withdrawable circuit breaker, with guide frame, IEC 60947-2, size 2, 4-pole, N pole on left, In=4000 A up to 690 V AC 50/60 Hz, breaking capacity S Icu=66/50 kA at 500/690 V, tripping unit ETU600 LSIG upgradeable, color display, Bluetooth, USB interface, basic protection LT, ST, INST, GFx, including protection of the N conductor (internal neutral point sensor available), trip alarm switch (1 x CO), connection at rear horizontal guide frame with shutter, without position signaling switch, with internal voltage tap on lower stab of circuit breaker, with voltage tap module VTM680 and power supply of ETU600, able to communication, integrated metering type PMF-2 Basic Power Monitoring, Voltage, Energy, Power, Power factor, Frequency, Unbalance, Temperature, Manual operating mechanism with mechanical closing, without Spring charging motor, Ready-to-close signal. switch, Auxiliary switches 2NO+2NC, without Closing coil (CC), manual operating mechanism with mechanical closing, without Remote trip alarm reset coil (RR), without 2nd shunt trip, without 1st Shunt trip | 434700 | 1 | Z\ | 1
3WA1240-3FG01-0AA0 |  | Fixed-mounted circuit breaker IEC 60947-2, frame size 2, 3-poles, In=4000A up to 690V AC 50/60Hz, breaking capacity S Icu=66/50kA at 500/690V, Trip unit ETU600 LSIG Hi-Z upgrade ready , colordisplay, bluetooth and USB interface, Protection LT, ST, INST, GFx, with GF highimpedance-input N-protection required an external N-sensor, incl. trip alarm switch (1xCO), rear connection vertical, with internal voltage tap on lower stab of circuit breaker, with voltage tap module VTM680 and power supply of ETU600, able to communication, integrated metering type PMF-2 Basic Power Monitoring, Voltage, Energy, Power, Power factor, Frequency, Unbalance, Temperature, Manual operating mechanism with mechanical closing, without Spring charging motor, Ready-to-close signal. switch, Auxiliary switches 2NO+2NC, without Closing coil (CC), manual operating mechanism with mechanical closing, without Remote trip alarm reset coil (RR), without 2nd shunt trip, without 1st Shunt trip | 290700 | 1 | Z\ | 1
3WA1240-3FG02-0AA0 |  | fixed-mounted circuit breaker, IEC 60947-2, size 2, 3-pole, In=4000 A up to 690 V AC 50/60 Hz, breaking capacity S Icu=66/50 kA at 500/690 V, tripping unit ETU600 LSIG Hi-Z upgradeable, color display, Bluetooth, USB interface, basic protection LT, ST, INST, GFx, with GF high-impedance input, neutral conductor protection requires an external neutral point current sensor, trip alarm switch (1 x CO), connection at rear horizontal with internal voltage tap on lower stab of circuit breaker, with voltage tap module VTM680 and power supply of ETU600, able to communication, integrated metering type PMF-2 Basic Power Monitoring, Voltage, Energy, Power, Power factor, Frequency, Unbalance, Temperature, Manual operating mechanism with mechanical closing, without Spring charging motor, Ready-to-close signal. switch, Auxiliary switches 2NO+2NC, without Closing coil (CC), manual operating mechanism with mechanical closing, without Remote trip alarm reset coil (RR), without 2nd shunt trip, without 1st Shunt trip | 283700 | 1 | Z\ | 1
3WA1240-3FG11-0AA0 |  | Fixed-mounted circuit breaker IEC 60947-2, frame size 2, 4-poles, N-pole left, In=4000A up to 690V AC 50/60Hz, breaking capacity S Icu=66/50kA at 500/690V, Trip unit ETU600 LSIG Hi-Z upgrade ready , colordisplay, bluetooth and USB interface, Protection LT, ST, INST, GFx, with GF highimpedance-input include N-protection, (internal N-sensor available), incl. trip alarm switch (1xCO), rear connection vertical, with internal voltage tap on lower stab of circuit breaker, with voltage tap module VTM680 and power supply of ETU600, able to communication, integrated metering type PMF-2 Basic Power Monitoring, Voltage, Energy, Power, Power factor, Frequency, Unbalance, Temperature, Manual operating mechanism with mechanical closing, without Spring charging motor, Ready-to-close signal. switch, Auxiliary switches 2NO+2NC, without Closing coil (CC), manual operating mechanism with mechanical closing, without Remote trip alarm reset coil (RR), without 2nd shunt trip, without 1st Shunt trip | 367700 | 1 | Z\ | 1
3WA1240-3FG12-0AA0 |  | fixed-mounted circuit breaker, IEC 60947-2, size 2, 4-pole, N pole on left, In=4000 A up to 690 V AC 50/60 Hz, breaking capacity S Icu=66/50 kA at 500/690 V, tripping unit ETU600 LSIG Hi-Z upgradeable, color display, Bluetooth, USB interface, basic protection LT, ST, INST, GFx, with GF high-impedance input, including protection of the N conductor (internal neutral point sensor available), trip alarm switch (1 x CO), connection at rear horizontal with internal voltage tap on lower stab of circuit breaker, with voltage tap module VTM680 and power supply of ETU600, able to communication, integrated metering type PMF-2 Basic Power Monitoring, Voltage, Energy, Power, Power factor, Frequency, Unbalance, Temperature, Manual operating mechanism with mechanical closing, without Spring charging motor, Ready-to-close signal. switch, Auxiliary switches 2NO+2NC, without Closing coil (CC), manual operating mechanism with mechanical closing, without Remote trip alarm reset coil (RR), without 2nd shunt trip, without 1st Shunt trip | 358700 | 1 | Z\ | 1
3WA1240-3FG21-0AA0 |  | fixed-mounted circuit breaker, IEC 60947-2, size 2, 4-pole, N pole on right, In=4000 A up to 690 V AC 50/60 Hz, breaking capacity S Icu=66/50 kA at 500/690 V, tripping unit ETU600 LSIG Hi-Z upgradeable, color display, Bluetooth, USB interface, basic protection LT, ST, INST, GFx, with GF high-impedance input, including protection of the N conductor (internal neutral point sensor available), trip alarm switch (1 x CO), connection at rear vertical, with internal voltage tap on lower stab of circuit breaker, with voltage tap module VTM680 and power supply of ETU600, able to communication, integrated metering type PMF-2 Basic Power Monitoring, Voltage, Energy, Power, Power factor, Frequency, Unbalance, Temperature, Manual operating mechanism with mechanical closing, without Spring charging motor, Ready-to-close signal. switch, Auxiliary switches 2NO+2NC, without Closing coil (CC), manual operating mechanism with mechanical closing, without Remote trip alarm reset coil (RR), without 2nd shunt trip, without 1st Shunt trip | 367700 | 1 | Z\ | 1
3WA1240-3FG22-0AA0 |  | fixed-mounted circuit breaker, IEC 60947-2, size 2, 4-pole, N pole on right, In=4000 A up to 690 V AC 50/60 Hz, breaking capacity S Icu=66/50 kA at 500/690 V, tripping unit ETU600 LSIG Hi-Z upgradeable, color display, Bluetooth, USB interface, basic protection LT, ST, INST, GFx, with GF high-impedance input, including protection of the N conductor (internal neutral point sensor available), trip alarm switch (1 x CO), connection at rear horizontal with internal voltage tap on lower stab of circuit breaker, with voltage tap module VTM680 and power supply of ETU600, able to communication, integrated metering type PMF-2 Basic Power Monitoring, Voltage, Energy, Power, Power factor, Frequency, Unbalance, Temperature, Manual operating mechanism with mechanical closing, without Spring charging motor, Ready-to-close signal. switch, Auxiliary switches 2NO+2NC, without Closing coil (CC), manual operating mechanism with mechanical closing, without Remote trip alarm reset coil (RR), without 2nd shunt trip, without 1st Shunt trip | 358700 | 1 | Z\ | 1
3WA1240-3FG31-0AA0 |  | Withdrawable circuit breaker with guide frame, IEC 60947-2, frame size 2, 3-poles, In=4000A up to 690V AC 50/60Hz, breaking capacity S Icu=66/50kA at 500/690V, Trip unit ETU600 LSIG Hi-Z upgrade ready , colordisplay, bluetooth and USB interface, Protection LT, ST, INST, GFx, with GF highimpedance-input N-protection required an external N-sensor, incl. trip alarm switch (1xCO), rear connection vertical, guide frame with shutter and w/o position signalling switch, with internal voltage tap on lower stab of circuit breaker, with voltage tap module VTM680 and power supply of ETU600, able to communication, integrated metering type PMF-2 Basic Power Monitoring, Voltage, Energy, Power, Power factor, Frequency, Unbalance, Temperature, Manual operating mechanism with mechanical closing, without Spring charging motor, Ready-to-close signal. switch, Auxiliary switches 2NO+2NC, without Closing coil (CC), manual operating mechanism with mechanical closing, without Remote trip alarm reset coil (RR), without 2nd shunt trip, without 1st Shunt trip | 358700 | 1 | Z\ | 1
3WA1240-3FG32-0AA0 |  | withdrawable circuit breaker, with guide frame, IEC 60947-2, size 2, 3-pole, In=4000 A up to 690 V AC 50/60 Hz, breaking capacity S Icu=66/50 kA at 500/690 V, tripping unit ETU600 LSIG Hi-Z upgradeable, color display, Bluetooth, USB interface, basic protection LT, ST, INST, GFx, with GF high-impedance input, neutral conductor protection requires an external neutral point current sensor, trip alarm switch (1 x CO), connection at rear horizontal guide frame with shutter, without position signaling switch, with internal voltage tap on lower stab of circuit breaker, with voltage tap module VTM680 and power supply of ETU600, able to communication, integrated metering type PMF-2 Basic Power Monitoring, Voltage, Energy, Power, Power factor, Frequency, Unbalance, Temperature, Manual operating mechanism with mechanical closing, without Spring charging motor, Ready-to-close signal. switch, Auxiliary switches 2NO+2NC, without Closing coil (CC), manual operating mechanism with mechanical closing, without Remote trip alarm reset coil (RR), without 2nd shunt trip, without 1st Shunt trip | 357700 | 1 | Z\ | 1
3WA1240-3FG41-0AA0 |  | Withdrawable circuit breaker with guide frame, IEC 60947-2, frame size 2, 4-poles, N-pole left, In=4000A up to 690V AC 50/60Hz, breaking capacity S Icu=66/50kA at 500/690V, Trip unit ETU600 LSIG Hi-Z upgrade ready , colordisplay, bluetooth and USB interface, Protection LT, ST, INST, GFx, with GF highimpedance-input include N-protection, (internal N-sensor available), incl. trip alarm switch (1xCO), rear connection vertical, guide frame with shutter and w/o position signalling switch, with internal voltage tap on lower stab of circuit breaker, with voltage tap module VTM680 and power supply of ETU600, able to communication, integrated metering type PMF-2 Basic Power Monitoring, Voltage, Energy, Power, Power factor, Frequency, Unbalance, Temperature, Manual operating mechanism with mechanical closing, without Spring charging motor, Ready-to-close signal. switch, Auxiliary switches 2NO+2NC, without Closing coil (CC), manual operating mechanism with mechanical closing, without Remote trip alarm reset coil (RR), without 2nd shunt trip, without 1st Shunt trip | 458700 | 1 | Z\ | 1
3WA1240-3FG42-0AA0 |  | withdrawable circuit breaker, with guide frame, IEC 60947-2, size 2, 4-pole, N pole on left, In=4000 A up to 690 V AC 50/60 Hz, breaking capacity S Icu=66/50 kA at 500/690 V, tripping unit ETU600 LSIG Hi-Z upgradeable, color display, Bluetooth, USB interface, basic protection LT, ST, INST, GFx, with GF high-impedance input, including protection of the N conductor (internal neutral point sensor available), trip alarm switch (1 x CO), connection at rear horizontal guide frame with shutter, without position signaling switch, with internal voltage tap on lower stab of circuit breaker, with voltage tap module VTM680 and power supply of ETU600, able to communication, integrated metering type PMF-2 Basic Power Monitoring, Voltage, Energy, Power, Power factor, Frequency, Unbalance, Temperature, Manual operating mechanism with mechanical closing, without Spring charging motor, Ready-to-close signal. switch, Auxiliary switches 2NO+2NC, without Closing coil (CC), manual operating mechanism with mechanical closing, without Remote trip alarm reset coil (RR), without 2nd shunt trip, without 1st Shunt trip | 456700 | 1 | Z\ | 1
3WA1240-3GE01-0AA0 |  | Fixed-mounted circuit breaker IEC 60947-2, frame size 2, 3-poles, In=4000A up to 690V AC 50/60Hz, breaking capacity S Icu=66/50kA at 500/690V, Trip unit ETU600 LSI upgrade ready , colordisplay, bluetooth and USB interface, Protection LT, ST, INST, N-protection required an external N-sensor, incl. trip alarm switch (1xCO), rear connection vertical, with internal voltage tap on lower stab of circuit breaker, with voltage tap module VTM680 and power supply of ETU600, able to communication, integrated metering type PMF-3 Advanced Power Monitor., Voltage, Energy, Power, Power factor, Frequency, Unbalance, Temperature, Power quality, Manual operating mechanism with mechanical closing, without Spring charging motor, Ready-to-close signal. switch, Auxiliary switches 2NO+2NC, without Closing coil (CC), manual operating mechanism with mechanical closing, without Remote trip alarm reset coil (RR), without 2nd shunt trip, without 1st Shunt trip | 265100 | 1 | Z\ | 1
3WA1240-3GE02-0AA0 |  | fixed-mounted circuit breaker, IEC 60947-2, size 2, 3-pole, In=4000 A up to 690 V AC 50/60 Hz, breaking capacity S Icu=66/50 kA at 500/690 V, tripping unit ETU600 LSI upgradeable, color display, Bluetooth, USB interface, basic protection LT, ST, INST, neutral conductor protection requires an external neutral point current sensor, trip alarm switch (1 x CO), connection at rear horizontal with internal voltage tap on lower stab of circuit breaker, with voltage tap module VTM680 and power supply of ETU600, able to communication, integrated metering type PMF-3 Advanced Power Monitor., Voltage, Energy, Power, Power factor, Frequency, Unbalance, Temperature, Power quality, Manual operating mechanism with mechanical closing, without Spring charging motor, Ready-to-close signal. switch, Auxiliary switches 2NO+2NC, without Closing coil (CC), manual operating mechanism with mechanical closing, without Remote trip alarm reset coil (RR), without 2nd shunt trip, without 1st Shunt trip | 258100 | 1 | Z\ | 1
3WA1240-3GE11-0AA0 |  | Fixed-mounted circuit breaker IEC 60947-2, frame size 2, 4-poles, N-pole left, In=4000A up to 690V AC 50/60Hz, breaking capacity S Icu=66/50kA at 500/690V, Trip unit ETU600 LSI upgrade ready , colordisplay, bluetooth and USB interface, Protection LT, ST, INST, include N-protection, (internal N-sensor available), incl. trip alarm switch (1xCO), rear connection vertical, with internal voltage tap on lower stab of circuit breaker, with voltage tap module VTM680 and power supply of ETU600, able to communication, integrated metering type PMF-3 Advanced Power Monitor., Voltage, Energy, Power, Power factor, Frequency, Unbalance, Temperature, Power quality, Manual operating mechanism with mechanical closing, without Spring charging motor, Ready-to-close signal. switch, Auxiliary switches 2NO+2NC, without Closing coil (CC), manual operating mechanism with mechanical closing, without Remote trip alarm reset coil (RR), without 2nd shunt trip, without 1st Shunt trip | 342100 | 1 | Z\ | 1
3WA1240-3GE12-0AA0 |  | fixed-mounted circuit breaker, IEC 60947-2, size 2, 4-pole, N pole on left, In=4000 A up to 690 V AC 50/60 Hz, breaking capacity S Icu=66/50 kA at 500/690 V, tripping unit ETU600 LSI upgradeable, color display, Bluetooth, USB interface, basic protection LT, ST, INST, including protection of the N conductor (internal neutral point sensor available), trip alarm switch (1 x CO), connection at rear horizontal with internal voltage tap on lower stab of circuit breaker, with voltage tap module VTM680 and power supply of ETU600, able to communication, integrated metering type PMF-3 Advanced Power Monitor., Voltage, Energy, Power, Power factor, Frequency, Unbalance, Temperature, Power quality, Manual operating mechanism with mechanical closing, without Spring charging motor, Ready-to-close signal. switch, Auxiliary switches 2NO+2NC, without Closing coil (CC), manual operating mechanism with mechanical closing, without Remote trip alarm reset coil (RR), without 2nd shunt trip, without 1st Shunt trip | 333100 | 1 | Z\ | 1
3WA1240-3GE21-0AA0 |  | fixed-mounted circuit breaker, IEC 60947-2, size 2, 4-pole, N pole on right, In=4000 A up to 690 V AC 50/60 Hz, breaking capacity S Icu=66/50 kA at 500/690 V, tripping unit ETU600 LSI upgradeable, color display, Bluetooth, USB interface, basic protection LT, ST, INST, including protection of the N conductor (internal neutral point sensor available), trip alarm switch (1 x CO), connection at rear vertical, with internal voltage tap on lower stab of circuit breaker, with voltage tap module VTM680 and power supply of ETU600, able to communication, integrated metering type PMF-3 Advanced Power Monitor., Voltage, Energy, Power, Power factor, Frequency, Unbalance, Temperature, Power quality, Manual operating mechanism with mechanical closing, without Spring charging motor, Ready-to-close signal. switch, Auxiliary switches 2NO+2NC, without Closing coil (CC), manual operating mechanism with mechanical closing, without Remote trip alarm reset coil (RR), without 2nd shunt trip, without 1st Shunt trip | 342100 | 1 | Z\ | 1
3WA1240-3GE22-0AA0 |  | fixed-mounted circuit breaker, IEC 60947-2, size 2, 4-pole, N pole on right, In=4000 A up to 690 V AC 50/60 Hz, breaking capacity S Icu=66/50 kA at 500/690 V, tripping unit ETU600 LSI upgradeable, color display, Bluetooth, USB interface, basic protection LT, ST, INST, including protection of the N conductor (internal neutral point sensor available), trip alarm switch (1 x CO), connection at rear horizontal with internal voltage tap on lower stab of circuit breaker, with voltage tap module VTM680 and power supply of ETU600, able to communication, integrated metering type PMF-3 Advanced Power Monitor., Voltage, Energy, Power, Power factor, Frequency, Unbalance, Temperature, Power quality, Manual operating mechanism with mechanical closing, without Spring charging motor, Ready-to-close signal. switch, Auxiliary switches 2NO+2NC, without Closing coil (CC), manual operating mechanism with mechanical closing, without Remote trip alarm reset coil (RR), without 2nd shunt trip, without 1st Shunt trip | 333100 | 1 | Z\ | 1
3WA1240-3GE31-0AA0 |  | Withdrawable circuit breaker with guide frame, IEC 60947-2, frame size 2, 3-poles, In=4000A up to 690V AC 50/60Hz, breaking capacity S Icu=66/50kA at 500/690V, Trip unit ETU600 LSI upgrade ready , colordisplay, bluetooth and USB interface, Protection LT, ST, INST, N-protection required an external N-sensor, incl. trip alarm switch (1xCO), rear connection vertical, guide frame with shutter and w/o position signalling switch, with internal voltage tap on lower stab of circuit breaker, with voltage tap module VTM680 and power supply of ETU600, able to communication, integrated metering type PMF-3 Advanced Power Monitor., Voltage, Energy, Power, Power factor, Frequency, Unbalance, Temperature, Power quality, Manual operating mechanism with mechanical closing, without Spring charging motor, Ready-to-close signal. switch, Auxiliary switches 2NO+2NC, without Closing coil (CC), manual operating mechanism with mechanical closing, without Remote trip alarm reset coil (RR), without 2nd shunt trip, without 1st Shunt trip | 334100 | 1 | Z\ | 1
3WA1240-3GE32-0AA0 |  | withdrawable circuit breaker, with guide frame, IEC 60947-2, size 2, 3-pole, In=4000 A up to 690 V AC 50/60 Hz, breaking capacity S Icu=66/50 kA at 500/690 V, tripping unit ETU600 LSI upgradeable, color display, Bluetooth, USB interface, basic protection LT, ST, INST, neutral conductor protection requires an external neutral point current sensor, trip alarm switch (1 x CO), connection at rear horizontal guide frame with shutter, without position signaling switch, with internal voltage tap on lower stab of circuit breaker, with voltage tap module VTM680 and power supply of ETU600, able to communication, integrated metering type PMF-3 Advanced Power Monitor., Voltage, Energy, Power, Power factor, Frequency, Unbalance, Temperature, Power quality, Manual operating mechanism with mechanical closing, without Spring charging motor, Ready-to-close signal. switch, Auxiliary switches 2NO+2NC, without Closing coil (CC), manual operating mechanism with mechanical closing, without Remote trip alarm reset coil (RR), without 2nd shunt trip, without 1st Shunt trip | 332100 | 1 | Z\ | 1
3WA1240-3GE41-0AA0 |  | Withdrawable circuit breaker with guide frame, IEC 60947-2, frame size 2, 4-poles, N-pole left, In=4000A up to 690V AC 50/60Hz, breaking capacity S Icu=66/50kA at 500/690V, Trip unit ETU600 LSI upgrade ready , colordisplay, bluetooth and USB interface, Protection LT, ST, INST, include N-protection, (internal N-sensor available), incl. trip alarm switch (1xCO), rear connection vertical, guide frame with shutter and w/o position signalling switch, with internal voltage tap on lower stab of circuit breaker, with voltage tap module VTM680 and power supply of ETU600, able to communication, integrated metering type PMF-3 Advanced Power Monitor., Voltage, Energy, Power, Power factor, Frequency, Unbalance, Temperature, Power quality, Manual operating mechanism with mechanical closing, without Spring charging motor, Ready-to-close signal. switch, Auxiliary switches 2NO+2NC, without Closing coil (CC), manual operating mechanism with mechanical closing, without Remote trip alarm reset coil (RR), without 2nd shunt trip, without 1st Shunt trip | 433100 | 1 | Z\ | 1
3WA1240-3GE42-0AA0 |  | withdrawable circuit breaker, with guide frame, IEC 60947-2, size 2, 4-pole, N pole on left, In=4000 A up to 690 V AC 50/60 Hz, breaking capacity S Icu=66/50 kA at 500/690 V, tripping unit ETU600 LSI upgradeable, color display, Bluetooth, USB interface, basic protection LT, ST, INST, including protection of the N conductor (internal neutral point sensor available), trip alarm switch (1 x CO), connection at rear horizontal guide frame with shutter, without position signaling switch, with internal voltage tap on lower stab of circuit breaker, with voltage tap module VTM680 and power supply of ETU600, able to communication, integrated metering type PMF-3 Advanced Power Monitor., Voltage, Energy, Power, Power factor, Frequency, Unbalance, Temperature, Power quality, Manual operating mechanism with mechanical closing, without Spring charging motor, Ready-to-close signal. switch, Auxiliary switches 2NO+2NC, without Closing coil (CC), manual operating mechanism with mechanical closing, without Remote trip alarm reset coil (RR), without 2nd shunt trip, without 1st Shunt trip | 431100 | 1 | Z\ | 1
3WA1240-3GF01-0AA0 |  | Fixed-mounted circuit breaker IEC 60947-2, frame size 2, 3-poles, In=4000A up to 690V AC 50/60Hz, breaking capacity S Icu=66/50kA at 500/690V, Trip unit ETU600 LSIG upgrade ready , colordisplay, bluetooth and USB interface, Protection LT, ST, INST, GFx, N-protection required an external N-sensor, incl. trip alarm switch (1xCO), rear connection vertical, with internal voltage tap on lower stab of circuit breaker, with voltage tap module VTM680 and power supply of ETU600, able to communication, integrated metering type PMF-3 Advanced Power Monitor., Voltage, Energy, Power, Power factor, Frequency, Unbalance, Temperature, Power quality, Manual operating mechanism with mechanical closing, without Spring charging motor, Ready-to-close signal. switch, Auxiliary switches 2NO+2NC, without Closing coil (CC), manual operating mechanism with mechanical closing, without Remote trip alarm reset coil (RR), without 2nd shunt trip, without 1st Shunt trip | 275100 | 1 | Z\ | 1
3WA1240-3GF02-0AA0 |  | fixed-mounted circuit breaker, IEC 60947-2, size 2, 3-pole, In=4000 A up to 690 V AC 50/60 Hz, breaking capacity S Icu=66/50 kA at 500/690 V, tripping unit ETU600 LSIG upgradeable, color display, Bluetooth, USB interface, basic protection LT, ST, INST, GFx, neutral conductor protection requires an external neutral point current sensor, trip alarm switch (1 x CO), connection at rear horizontal with internal voltage tap on lower stab of circuit breaker, with voltage tap module VTM680 and power supply of ETU600, able to communication, integrated metering type PMF-3 Advanced Power Monitor., Voltage, Energy, Power, Power factor, Frequency, Unbalance, Temperature, Power quality, Manual operating mechanism with mechanical closing, without Spring charging motor, Ready-to-close signal. switch, Auxiliary switches 2NO+2NC, without Closing coil (CC), manual operating mechanism with mechanical closing, without Remote trip alarm reset coil (RR), without 2nd shunt trip, without 1st Shunt trip | 268100 | 1 | Z\ | 1
3WA1240-3GF11-0AA0 |  | Fixed-mounted circuit breaker IEC 60947-2, frame size 2, 4-poles, N-pole left, In=4000A up to 690V AC 50/60Hz, breaking capacity S Icu=66/50kA at 500/690V, Trip unit ETU600 LSIG upgrade ready , colordisplay, bluetooth and USB interface, Protection LT, ST, INST, GFx, include N-protection, (internal N-sensor available), incl. trip alarm switch (1xCO), rear connection vertical, with internal voltage tap on lower stab of circuit breaker, with voltage tap module VTM680 and power supply of ETU600, able to communication, integrated metering type PMF-3 Advanced Power Monitor., Voltage, Energy, Power, Power factor, Frequency, Unbalance, Temperature, Power quality, Manual operating mechanism with mechanical closing, without Spring charging motor, Ready-to-close signal. switch, Auxiliary switches 2NO+2NC, without Closing coil (CC), manual operating mechanism with mechanical closing, without Remote trip alarm reset coil (RR), without 2nd shunt trip, without 1st Shunt trip | 353100 | 1 | Z\ | 1
3WA1240-3GF12-0AA0 |  | fixed-mounted circuit breaker, IEC 60947-2, size 2, 4-pole, N pole on left, In=4000 A up to 690 V AC 50/60 Hz, breaking capacity S Icu=66/50 kA at 500/690 V, tripping unit ETU600 LSIG upgradeable, color display, Bluetooth, USB interface, basic protection LT, ST, INST, GFx, including protection of the N conductor (internal neutral point sensor available), trip alarm switch (1 x CO), connection at rear horizontal with internal voltage tap on lower stab of circuit breaker, with voltage tap module VTM680 and power supply of ETU600, able to communication, integrated metering type PMF-3 Advanced Power Monitor., Voltage, Energy, Power, Power factor, Frequency, Unbalance, Temperature, Power quality, Manual operating mechanism with mechanical closing, without Spring charging motor, Ready-to-close signal. switch, Auxiliary switches 2NO+2NC, without Closing coil (CC), manual operating mechanism with mechanical closing, without Remote trip alarm reset coil (RR), without 2nd shunt trip, without 1st Shunt trip | 343100 | 1 | Z\ | 1
3WA1240-3GF21-0AA0 |  | fixed-mounted circuit breaker, IEC 60947-2, size 2, 4-pole, N pole on right, In=4000 A up to 690 V AC 50/60 Hz, breaking capacity S Icu=66/50 kA at 500/690 V, tripping unit ETU600 LSIG upgradeable, color display, Bluetooth, USB interface, basic protection LT, ST, INST, GFx, including protection of the N conductor (internal neutral point sensor available), trip alarm switch (1 x CO), connection at rear vertical, with internal voltage tap on lower stab of circuit breaker, with voltage tap module VTM680 and power supply of ETU600, able to communication, integrated metering type PMF-3 Advanced Power Monitor., Voltage, Energy, Power, Power factor, Frequency, Unbalance, Temperature, Power quality, Manual operating mechanism with mechanical closing, without Spring charging motor, Ready-to-close signal. switch, Auxiliary switches 2NO+2NC, without Closing coil (CC), manual operating mechanism with mechanical closing, without Remote trip alarm reset coil (RR), without 2nd shunt trip, without 1st Shunt trip | 353100 | 1 | Z\ | 1
3WA1240-3GF22-0AA0 |  | fixed-mounted circuit breaker, IEC 60947-2, size 2, 4-pole, N pole on right, In=4000 A up to 690 V AC 50/60 Hz, breaking capacity S Icu=66/50 kA at 500/690 V, tripping unit ETU600 LSIG upgradeable, color display, Bluetooth, USB interface, basic protection LT, ST, INST, GFx, including protection of the N conductor (internal neutral point sensor available), trip alarm switch (1 x CO), connection at rear horizontal with internal voltage tap on lower stab of circuit breaker, with voltage tap module VTM680 and power supply of ETU600, able to communication, integrated metering type PMF-3 Advanced Power Monitor., Voltage, Energy, Power, Power factor, Frequency, Unbalance, Temperature, Power quality, Manual operating mechanism with mechanical closing, without Spring charging motor, Ready-to-close signal. switch, Auxiliary switches 2NO+2NC, without Closing coil (CC), manual operating mechanism with mechanical closing, without Remote trip alarm reset coil (RR), without 2nd shunt trip, without 1st Shunt trip | 343100 | 1 | Z\ | 1
3WA1240-3GF31-0AA0 |  | Withdrawable circuit breaker with guide frame, IEC 60947-2, frame size 2, 3-poles, In=4000A up to 690V AC 50/60Hz, breaking capacity S Icu=66/50kA at 500/690V, Trip unit ETU600 LSIG upgrade ready , colordisplay, bluetooth and USB interface, Protection LT, ST, INST, GFx, N-protection required an external N-sensor, incl. trip alarm switch (1xCO), rear connection vertical, guide frame with shutter and w/o position signalling switch, with internal voltage tap on lower stab of circuit breaker, with voltage tap module VTM680 and power supply of ETU600, able to communication, integrated metering type PMF-3 Advanced Power Monitor., Voltage, Energy, Power, Power factor, Frequency, Unbalance, Temperature, Power quality, Manual operating mechanism with mechanical closing, without Spring charging motor, Ready-to-close signal. switch, Auxiliary switches 2NO+2NC, without Closing coil (CC), manual operating mechanism with mechanical closing, without Remote trip alarm reset coil (RR), without 2nd shunt trip, without 1st Shunt trip | 344100 | 1 | Z\ | 1
3WA1240-3GF32-0AA0 |  | withdrawable circuit breaker, with guide frame, IEC 60947-2, size 2, 3-pole, In=4000 A up to 690 V AC 50/60 Hz, breaking capacity S Icu=66/50 kA at 500/690 V, tripping unit ETU600 LSIG upgradeable, color display, Bluetooth, USB interface, basic protection LT, ST, INST, GFx, neutral conductor protection requires an external neutral point current sensor, trip alarm switch (1 x CO), connection at rear horizontal guide frame with shutter, without position signaling switch, with internal voltage tap on lower stab of circuit breaker, with voltage tap module VTM680 and power supply of ETU600, able to communication, integrated metering type PMF-3 Advanced Power Monitor., Voltage, Energy, Power, Power factor, Frequency, Unbalance, Temperature, Power quality, Manual operating mechanism with mechanical closing, without Spring charging motor, Ready-to-close signal. switch, Auxiliary switches 2NO+2NC, without Closing coil (CC), manual operating mechanism with mechanical closing, without Remote trip alarm reset coil (RR), without 2nd shunt trip, without 1st Shunt trip | 343100 | 1 | Z\ | 1
3WA1240-3GF41-0AA0 |  | Withdrawable circuit breaker with guide frame, IEC 60947-2, frame size 2, 4-poles, N-pole left, In=4000A up to 690V AC 50/60Hz, breaking capacity S Icu=66/50kA at 500/690V, Trip unit ETU600 LSIG upgrade ready , colordisplay, bluetooth and USB interface, Protection LT, ST, INST, GFx, include N-protection, (internal N-sensor available), incl. trip alarm switch (1xCO), rear connection vertical, guide frame with shutter and w/o position signalling switch, with internal voltage tap on lower stab of circuit breaker, with voltage tap module VTM680 and power supply of ETU600, able to communication, integrated metering type PMF-3 Advanced Power Monitor., Voltage, Energy, Power, Power factor, Frequency, Unbalance, Temperature, Power quality, Manual operating mechanism with mechanical closing, without Spring charging motor, Ready-to-close signal. switch, Auxiliary switches 2NO+2NC, without Closing coil (CC), manual operating mechanism with mechanical closing, without Remote trip alarm reset coil (RR), without 2nd shunt trip, without 1st Shunt trip | 443100 | 1 | Z\ | 1
3WA1240-3GF42-0AA0 |  | withdrawable circuit breaker, with guide frame, IEC 60947-2, size 2, 4-pole, N pole on left, In=4000 A up to 690 V AC 50/60 Hz, breaking capacity S Icu=66/50 kA at 500/690 V, tripping unit ETU600 LSIG upgradeable, color display, Bluetooth, USB interface, basic protection LT, ST, INST, GFx, including protection of the N conductor (internal neutral point sensor available), trip alarm switch (1 x CO), connection at rear horizontal guide frame with shutter, without position signaling switch, with internal voltage tap on lower stab of circuit breaker, with voltage tap module VTM680 and power supply of ETU600, able to communication, integrated metering type PMF-3 Advanced Power Monitor., Voltage, Energy, Power, Power factor, Frequency, Unbalance, Temperature, Power quality, Manual operating mechanism with mechanical closing, without Spring charging motor, Ready-to-close signal. switch, Auxiliary switches 2NO+2NC, without Closing coil (CC), manual operating mechanism with mechanical closing, without Remote trip alarm reset coil (RR), without 2nd shunt trip, without 1st Shunt trip | 441100 | 1 | Z\ | 1
3WA1240-3GG01-0AA0 |  | Fixed-mounted circuit breaker IEC 60947-2, frame size 2, 3-poles, In=4000A up to 690V AC 50/60Hz, breaking capacity S Icu=66/50kA at 500/690V, Trip unit ETU600 LSIG Hi-Z upgrade ready , colordisplay, bluetooth and USB interface, Protection LT, ST, INST, GFx, with GF highimpedance-input N-protection required an external N-sensor, incl. trip alarm switch (1xCO), rear connection vertical, with internal voltage tap on lower stab of circuit breaker, with voltage tap module VTM680 and power supply of ETU600, able to communication, integrated metering type PMF-3 Advanced Power Monitor., Voltage, Energy, Power, Power factor, Frequency, Unbalance, Temperature, Power quality, Manual operating mechanism with mechanical closing, without Spring charging motor, Ready-to-close signal. switch, Auxiliary switches 2NO+2NC, without Closing coil (CC), manual operating mechanism with mechanical closing, without Remote trip alarm reset coil (RR), without 2nd shunt trip, without 1st Shunt trip | 297100 | 1 | Z\ | 1
3WA1240-3GG02-0AA0 |  | fixed-mounted circuit breaker, IEC 60947-2, size 2, 3-pole, In=4000 A up to 690 V AC 50/60 Hz, breaking capacity S Icu=66/50 kA at 500/690 V, tripping unit ETU600 LSIG Hi-Z upgradeable, color display, Bluetooth, USB interface, basic protection LT, ST, INST, GFx, with GF high-impedance input, neutral conductor protection requires an external neutral point current sensor, trip alarm switch (1 x CO), connection at rear horizontal with internal voltage tap on lower stab of circuit breaker, with voltage tap module VTM680 and power supply of ETU600, able to communication, integrated metering type PMF-3 Advanced Power Monitor., Voltage, Energy, Power, Power factor, Frequency, Unbalance, Temperature, Power quality, Manual operating mechanism with mechanical closing, without Spring charging motor, Ready-to-close signal. switch, Auxiliary switches 2NO+2NC, without Closing coil (CC), manual operating mechanism with mechanical closing, without Remote trip alarm reset coil (RR), without 2nd shunt trip, without 1st Shunt trip | 290100 | 1 | Z\ | 1
3WA1240-3GG11-0AA0 |  | Fixed-mounted circuit breaker IEC 60947-2, frame size 2, 4-poles, N-pole left, In=4000A up to 690V AC 50/60Hz, breaking capacity S Icu=66/50kA at 500/690V, Trip unit ETU600 LSIG Hi-Z upgrade ready , colordisplay, bluetooth and USB interface, Protection LT, ST, INST, GFx, with GF highimpedance-input include N-protection, (internal N-sensor available), incl. trip alarm switch (1xCO), rear connection vertical, with internal voltage tap on lower stab of circuit breaker, with voltage tap module VTM680 and power supply of ETU600, able to communication, integrated metering type PMF-3 Advanced Power Monitor., Voltage, Energy, Power, Power factor, Frequency, Unbalance, Temperature, Power quality, Manual operating mechanism with mechanical closing, without Spring charging motor, Ready-to-close signal. switch, Auxiliary switches 2NO+2NC, without Closing coil (CC), manual operating mechanism with mechanical closing, without Remote trip alarm reset coil (RR), without 2nd shunt trip, without 1st Shunt trip | 374100 | 1 | Z\ | 1
3WA1240-3GG12-0AA0 |  | fixed-mounted circuit breaker, IEC 60947-2, size 2, 4-pole, N pole on left, In=4000 A up to 690 V AC 50/60 Hz, breaking capacity S Icu=66/50 kA at 500/690 V, tripping unit ETU600 LSIG Hi-Z upgradeable, color display, Bluetooth, USB interface, basic protection LT, ST, INST, GFx, with GF high-impedance input, including protection of the N conductor (internal neutral point sensor available), trip alarm switch (1 x CO), connection at rear horizontal with internal voltage tap on lower stab of circuit breaker, with voltage tap module VTM680 and power supply of ETU600, able to communication, integrated metering type PMF-3 Advanced Power Monitor., Voltage, Energy, Power, Power factor, Frequency, Unbalance, Temperature, Power quality, Manual operating mechanism with mechanical closing, without Spring charging motor, Ready-to-close signal. switch, Auxiliary switches 2NO+2NC, without Closing coil (CC), manual operating mechanism with mechanical closing, without Remote trip alarm reset coil (RR), without 2nd shunt trip, without 1st Shunt trip | 365100 | 1 | Z\ | 1
3WA1240-3GG21-0AA0 |  | fixed-mounted circuit breaker, IEC 60947-2, size 2, 4-pole, N pole on right, In=4000 A up to 690 V AC 50/60 Hz, breaking capacity S Icu=66/50 kA at 500/690 V, tripping unit ETU600 LSIG Hi-Z upgradeable, color display, Bluetooth, USB interface, basic protection LT, ST, INST, GFx, with GF high-impedance input, including protection of the N conductor (internal neutral point sensor available), trip alarm switch (1 x CO), connection at rear vertical, with internal voltage tap on lower stab of circuit breaker, with voltage tap module VTM680 and power supply of ETU600, able to communication, integrated metering type PMF-3 Advanced Power Monitor., Voltage, Energy, Power, Power factor, Frequency, Unbalance, Temperature, Power quality, Manual operating mechanism with mechanical closing, without Spring charging motor, Ready-to-close signal. switch, Auxiliary switches 2NO+2NC, without Closing coil (CC), manual operating mechanism with mechanical closing, without Remote trip alarm reset coil (RR), without 2nd shunt trip, without 1st Shunt trip | 374100 | 1 | Z\ | 1
3WA1240-3GG22-0AA0 |  | fixed-mounted circuit breaker, IEC 60947-2, size 2, 4-pole, N pole on right, In=4000 A up to 690 V AC 50/60 Hz, breaking capacity S Icu=66/50 kA at 500/690 V, tripping unit ETU600 LSIG Hi-Z upgradeable, color display, Bluetooth, USB interface, basic protection LT, ST, INST, GFx, with GF high-impedance input, including protection of the N conductor (internal neutral point sensor available), trip alarm switch (1 x CO), connection at rear horizontal with internal voltage tap on lower stab of circuit breaker, with voltage tap module VTM680 and power supply of ETU600, able to communication, integrated metering type PMF-3 Advanced Power Monitor., Voltage, Energy, Power, Power factor, Frequency, Unbalance, Temperature, Power quality, Manual operating mechanism with mechanical closing, without Spring charging motor, Ready-to-close signal. switch, Auxiliary switches 2NO+2NC, without Closing coil (CC), manual operating mechanism with mechanical closing, without Remote trip alarm reset coil (RR), without 2nd shunt trip, without 1st Shunt trip | 365100 | 1 | Z\ | 1
3WA1240-3GG31-0AA0 |  | Withdrawable circuit breaker with guide frame, IEC 60947-2, frame size 2, 3-poles, In=4000A up to 690V AC 50/60Hz, breaking capacity S Icu=66/50kA at 500/690V, Trip unit ETU600 LSIG Hi-Z upgrade ready , colordisplay, bluetooth and USB interface, Protection LT, ST, INST, GFx, with GF highimpedance-input N-protection required an external N-sensor, incl. trip alarm switch (1xCO), rear connection vertical, guide frame with shutter and w/o position signalling switch, with internal voltage tap on lower stab of circuit breaker, with voltage tap module VTM680 and power supply of ETU600, able to communication, integrated metering type PMF-3 Advanced Power Monitor., Voltage, Energy, Power, Power factor, Frequency, Unbalance, Temperature, Power quality, Manual operating mechanism with mechanical closing, without Spring charging motor, Ready-to-close signal. switch, Auxiliary switches 2NO+2NC, without Closing coil (CC), manual operating mechanism with mechanical closing, without Remote trip alarm reset coil (RR), without 2nd shunt trip, without 1st Shunt trip | 365100 | 1 | Z\ | 1
3WA1240-3GG32-0AA0 |  | withdrawable circuit breaker, with guide frame, IEC 60947-2, size 2, 3-pole, In=4000 A up to 690 V AC 50/60 Hz, breaking capacity S Icu=66/50 kA at 500/690 V, tripping unit ETU600 LSIG Hi-Z upgradeable, color display, Bluetooth, USB interface, basic protection LT, ST, INST, GFx, with GF high-impedance input, neutral conductor protection requires an external neutral point current sensor, trip alarm switch (1 x CO), connection at rear horizontal guide frame with shutter, without position signaling switch, with internal voltage tap on lower stab of circuit breaker, with voltage tap module VTM680 and power supply of ETU600, able to communication, integrated metering type PMF-3 Advanced Power Monitor., Voltage, Energy, Power, Power factor, Frequency, Unbalance, Temperature, Power quality, Manual operating mechanism with mechanical closing, without Spring charging motor, Ready-to-close signal. switch, Auxiliary switches 2NO+2NC, without Closing coil (CC), manual operating mechanism with mechanical closing, without Remote trip alarm reset coil (RR), without 2nd shunt trip, without 1st Shunt trip | 364100 | 1 | Z\ | 1
3WA1240-3GG41-0AA0 |  | Withdrawable circuit breaker with guide frame, IEC 60947-2, frame size 2, 4-poles, N-pole left, In=4000A up to 690V AC 50/60Hz, breaking capacity S Icu=66/50kA at 500/690V, Trip unit ETU600 LSIG Hi-Z upgrade ready , colordisplay, bluetooth and USB interface, Protection LT, ST, INST, GFx, with GF highimpedance-input include N-protection, (internal N-sensor available), incl. trip alarm switch (1xCO), rear connection vertical, guide frame with shutter and w/o position signalling switch, with internal voltage tap on lower stab of circuit breaker, with voltage tap module VTM680 and power supply of ETU600, able to communication, integrated metering type PMF-3 Advanced Power Monitor., Voltage, Energy, Power, Power factor, Frequency, Unbalance, Temperature, Power quality, Manual operating mechanism with mechanical closing, without Spring charging motor, Ready-to-close signal. switch, Auxiliary switches 2NO+2NC, without Closing coil (CC), manual operating mechanism with mechanical closing, without Remote trip alarm reset coil (RR), without 2nd shunt trip, without 1st Shunt trip | 465100 | 1 | Z\ | 1
3WA1240-3GG42-0AA0 |  | withdrawable circuit breaker, with guide frame, IEC 60947-2, size 2, 4-pole, N pole on left, In=4000 A up to 690 V AC 50/60 Hz, breaking capacity S Icu=66/50 kA at 500/690 V, tripping unit ETU600 LSIG Hi-Z upgradeable, color display, Bluetooth, USB interface, basic protection LT, ST, INST, GFx, with GF high-impedance input, including protection of the N conductor (internal neutral point sensor available), trip alarm switch (1 x CO), connection at rear horizontal guide frame with shutter, without position signaling switch, with internal voltage tap on lower stab of circuit breaker, with voltage tap module VTM680 and power supply of ETU600, able to communication, integrated metering type PMF-3 Advanced Power Monitor., Voltage, Energy, Power, Power factor, Frequency, Unbalance, Temperature, Power quality, Manual operating mechanism with mechanical closing, without Spring charging motor, Ready-to-close signal. switch, Auxiliary switches 2NO+2NC, without Closing coil (CC), manual operating mechanism with mechanical closing, without Remote trip alarm reset coil (RR), without 2nd shunt trip, without 1st Shunt trip | 463100 | 1 | Z\ | 1
3WA1240-3LE01-0AA0 |  | Fixed-mounted circuit breaker IEC 60947-2, frame size 2, 3-poles, In=4000A up to 690V AC 50/60Hz, breaking capacity S Icu=66/50kA at 500/690V, Trip unit ETU600 LSI upgrade ready , colordisplay, bluetooth and USB interface, Protection LT, ST, INST, N-protection required an external N-sensor, incl. trip alarm switch (1xCO), rear connection vertical, with internal voltage tap on upper stab of circuit breaker, with voltage tap module VTM680 and power supply of ETU600, able to communication, integrated metering type PMF-1 Energy Efficiency, Voltage, Active energy Ea Manual operating mechanism with mechanical closing, without Spring charging motor, Ready-to-close signal. switch, Auxiliary switches 2NO+2NC, without Closing coil (CC), manual operating mechanism with mechanical closing, without Remote trip alarm reset coil (RR), without 2nd shunt trip, without 1st Shunt trip | 249870 | 1 | Z\ | 1
3WA1240-3LE02-0AA0 |  | fixed-mounted circuit breaker, IEC 60947-2, size 2, 3-pole, In=4000 A up to 690 V AC 50/60 Hz, breaking capacity S Icu=66/50 kA at 500/690 V, tripping unit ETU600 LSI upgradeable, color display, Bluetooth, USB interface, basic protection LT, ST, INST, neutral conductor protection requires an external neutral point current sensor, trip alarm switch (1 x CO), connection at rear horizontal with internal voltage tap on upper stab of circuit breaker, with voltage tap module VTM680 and power supply of ETU600, able to communication, integrated metering type PMF-1 Energy Efficiency, Voltage, Active energy Ea Manual operating mechanism with mechanical closing, without Spring charging motor, Ready-to-close signal. switch, Auxiliary switches 2NO+2NC, without Closing coil (CC), manual operating mechanism with mechanical closing, without Remote trip alarm reset coil (RR), without 2nd shunt trip, without 1st Shunt trip | 242870 | 1 | Z\ | 1
3WA1240-3LE11-0AA0 |  | Fixed-mounted circuit breaker IEC 60947-2, frame size 2, 4-poles, N-pole left, In=4000A up to 690V AC 50/60Hz, breaking capacity S Icu=66/50kA at 500/690V, Trip unit ETU600 LSI upgrade ready , colordisplay, bluetooth and USB interface, Protection LT, ST, INST, include N-protection, (internal N-sensor available), incl. trip alarm switch (1xCO), rear connection vertical, with internal voltage tap on upper stab of circuit breaker, with voltage tap module VTM680 and power supply of ETU600, able to communication, integrated metering type PMF-1 Energy Efficiency, Voltage, Active energy Ea Manual operating mechanism with mechanical closing, without Spring charging motor, Ready-to-close signal. switch, Auxiliary switches 2NO+2NC, without Closing coil (CC), manual operating mechanism with mechanical closing, without Remote trip alarm reset coil (RR), without 2nd shunt trip, without 1st Shunt trip | 326870 | 1 | Z\ | 1
3WA1240-3LE12-0AA0 |  | fixed-mounted circuit breaker, IEC 60947-2, size 2, 4-pole, N pole on left, In=4000 A up to 690 V AC 50/60 Hz, breaking capacity S Icu=66/50 kA at 500/690 V, tripping unit ETU600 LSI upgradeable, color display, Bluetooth, USB interface, basic protection LT, ST, INST, including protection of the N conductor (internal neutral point sensor available), trip alarm switch (1 x CO), connection at rear horizontal with internal voltage tap on upper stab of circuit breaker, with voltage tap module VTM680 and power supply of ETU600, able to communication, integrated metering type PMF-1 Energy Efficiency, Voltage, Active energy Ea Manual operating mechanism with mechanical closing, without Spring charging motor, Ready-to-close signal. switch, Auxiliary switches 2NO+2NC, without Closing coil (CC), manual operating mechanism with mechanical closing, without Remote trip alarm reset coil (RR), without 2nd shunt trip, without 1st Shunt trip | 317870 | 1 | Z\ | 1
3WA1240-3LE21-0AA0 |  | fixed-mounted circuit breaker, IEC 60947-2, size 2, 4-pole, N pole on right, In=4000 A up to 690 V AC 50/60 Hz, breaking capacity S Icu=66/50 kA at 500/690 V, tripping unit ETU600 LSI upgradeable, color display, Bluetooth, USB interface, basic protection LT, ST, INST, including protection of the N conductor (internal neutral point sensor available), trip alarm switch (1 x CO), connection at rear vertical, with internal voltage tap on upper stab of circuit breaker, with voltage tap module VTM680 and power supply of ETU600, able to communication, integrated metering type PMF-1 Energy Efficiency, Voltage, Active energy Ea Manual operating mechanism with mechanical closing, without Spring charging motor, Ready-to-close signal. switch, Auxiliary switches 2NO+2NC, without Closing coil (CC), manual operating mechanism with mechanical closing, without Remote trip alarm reset coil (RR), without 2nd shunt trip, without 1st Shunt trip | 326870 | 1 | Z\ | 1
3WA1240-3LE22-0AA0 |  | fixed-mounted circuit breaker, IEC 60947-2, size 2, 4-pole, N pole on right, In=4000 A up to 690 V AC 50/60 Hz, breaking capacity S Icu=66/50 kA at 500/690 V, tripping unit ETU600 LSI upgradeable, color display, Bluetooth, USB interface, basic protection LT, ST, INST, including protection of the N conductor (internal neutral point sensor available), trip alarm switch (1 x CO), connection at rear horizontal with internal voltage tap on upper stab of circuit breaker, with voltage tap module VTM680 and power supply of ETU600, able to communication, integrated metering type PMF-1 Energy Efficiency, Voltage, Active energy Ea Manual operating mechanism with mechanical closing, without Spring charging motor, Ready-to-close signal. switch, Auxiliary switches 2NO+2NC, without Closing coil (CC), manual operating mechanism with mechanical closing, without Remote trip alarm reset coil (RR), without 2nd shunt trip, without 1st Shunt trip | 317870 | 1 | Z\ | 1
3WA1240-3LE31-0AA0 |  | Withdrawable circuit breaker with guide frame, IEC 60947-2, frame size 2, 3-poles, In=4000A up to 690V AC 50/60Hz, breaking capacity S Icu=66/50kA at 500/690V, Trip unit ETU600 LSI upgrade ready , colordisplay, bluetooth and USB interface, Protection LT, ST, INST, N-protection required an external N-sensor, incl. trip alarm switch (1xCO), rear connection vertical, guide frame with shutter and w/o position signalling switch, with internal voltage tap on upper stab of circuit breaker, with voltage tap module VTM680 and power supply of ETU600, able to communication, integrated metering type PMF-1 Energy Efficiency, Voltage, Active energy Ea Manual operating mechanism with mechanical closing, without Spring charging motor, Ready-to-close signal. switch, Auxiliary switches 2NO+2NC, without Closing coil (CC), manual operating mechanism with mechanical closing, without Remote trip alarm reset coil (RR), without 2nd shunt trip, without 1st Shunt trip | 318870 | 1 | Z\ | 1
3WA1240-3LE32-0AA0 |  | withdrawable circuit breaker, with guide frame, IEC 60947-2, size 2, 3-pole, In=4000 A up to 690 V AC 50/60 Hz, breaking capacity S Icu=66/50 kA at 500/690 V, tripping unit ETU600 LSI upgradeable, color display, Bluetooth, USB interface, basic protection LT, ST, INST, neutral conductor protection requires an external neutral point current sensor, trip alarm switch (1 x CO), connection at rear horizontal guide frame with shutter, without position signaling switch, with internal voltage tap on upper stab of circuit breaker, with voltage tap module VTM680 and power supply of ETU600, able to communication, integrated metering type PMF-1 Energy Efficiency, Voltage, Active energy Ea Manual operating mechanism with mechanical closing, without Spring charging motor, Ready-to-close signal. switch, Auxiliary switches 2NO+2NC, without Closing coil (CC), manual operating mechanism with mechanical closing, without Remote trip alarm reset coil (RR), without 2nd shunt trip, without 1st Shunt trip | 316870 | 1 | Z\ | 1
3WA1240-3LE41-0AA0 |  | Withdrawable circuit breaker with guide frame, IEC 60947-2, frame size 2, 4-poles, N-pole left, In=4000A up to 690V AC 50/60Hz, breaking capacity S Icu=66/50kA at 500/690V, Trip unit ETU600 LSI upgrade ready , colordisplay, bluetooth and USB interface, Protection LT, ST, INST, include N-protection, (internal N-sensor available), incl. trip alarm switch (1xCO), rear connection vertical, guide frame with shutter and w/o position signalling switch, with internal voltage tap on upper stab of circuit breaker, with voltage tap module VTM680 and power supply of ETU600, able to communication, integrated metering type PMF-1 Energy Efficiency, Voltage, Active energy Ea Manual operating mechanism with mechanical closing, without Spring charging motor, Ready-to-close signal. switch, Auxiliary switches 2NO+2NC, without Closing coil (CC), manual operating mechanism with mechanical closing, without Remote trip alarm reset coil (RR), without 2nd shunt trip, without 1st Shunt trip | 417870 | 1 | Z\ | 1
3WA1240-3LE42-0AA0 |  | withdrawable circuit breaker, with guide frame, IEC 60947-2, size 2, 4-pole, N pole on left, In=4000 A up to 690 V AC 50/60 Hz, breaking capacity S Icu=66/50 kA at 500/690 V, tripping unit ETU600 LSI upgradeable, color display, Bluetooth, USB interface, basic protection LT, ST, INST, including protection of the N conductor (internal neutral point sensor available), trip alarm switch (1 x CO), connection at rear horizontal guide frame with shutter, without position signaling switch, with internal voltage tap on upper stab of circuit breaker, with voltage tap module VTM680 and power supply of ETU600, able to communication, integrated metering type PMF-1 Energy Efficiency, Voltage, Active energy Ea Manual operating mechanism with mechanical closing, without Spring charging motor, Ready-to-close signal. switch, Auxiliary switches 2NO+2NC, without Closing coil (CC), manual operating mechanism with mechanical closing, without Remote trip alarm reset coil (RR), without 2nd shunt trip, without 1st Shunt trip | 415870 | 1 | Z\ | 1
3WA1240-3LF01-0AA0 |  | Fixed-mounted circuit breaker IEC 60947-2, frame size 2, 3-poles, In=4000A up to 690V AC 50/60Hz, breaking capacity S Icu=66/50kA at 500/690V, Trip unit ETU600 LSIG upgrade ready , colordisplay, bluetooth and USB interface, Protection LT, ST, INST, GFx, N-protection required an external N-sensor, incl. trip alarm switch (1xCO), rear connection vertical, with internal voltage tap on upper stab of circuit breaker, with voltage tap module VTM680 and power supply of ETU600, able to communication, integrated metering type PMF-1 Energy Efficiency, Voltage, Active energy Ea Manual operating mechanism with mechanical closing, without Spring charging motor, Ready-to-close signal. switch, Auxiliary switches 2NO+2NC, without Closing coil (CC), manual operating mechanism with mechanical closing, without Remote trip alarm reset coil (RR), without 2nd shunt trip, without 1st Shunt trip | 259870 | 1 | Z\ | 1
3WA1240-3LF02-0AA0 |  | fixed-mounted circuit breaker, IEC 60947-2, size 2, 3-pole, In=4000 A up to 690 V AC 50/60 Hz, breaking capacity S Icu=66/50 kA at 500/690 V, tripping unit ETU600 LSIG upgradeable, color display, Bluetooth, USB interface, basic protection LT, ST, INST, GFx, neutral conductor protection requires an external neutral point current sensor, trip alarm switch (1 x CO), connection at rear horizontal with internal voltage tap on upper stab of circuit breaker, with voltage tap module VTM680 and power supply of ETU600, able to communication, integrated metering type PMF-1 Energy Efficiency, Voltage, Active energy Ea Manual operating mechanism with mechanical closing, without Spring charging motor, Ready-to-close signal. switch, Auxiliary switches 2NO+2NC, without Closing coil (CC), manual operating mechanism with mechanical closing, without Remote trip alarm reset coil (RR), without 2nd shunt trip, without 1st Shunt trip | 252870 | 1 | Z\ | 1
3WA1240-3LF11-0AA0 |  | Fixed-mounted circuit breaker IEC 60947-2, frame size 2, 4-poles, N-pole left, In=4000A up to 690V AC 50/60Hz, breaking capacity S Icu=66/50kA at 500/690V, Trip unit ETU600 LSIG upgrade ready , colordisplay, bluetooth and USB interface, Protection LT, ST, INST, GFx, include N-protection, (internal N-sensor available), incl. trip alarm switch (1xCO), rear connection vertical, with internal voltage tap on upper stab of circuit breaker, with voltage tap module VTM680 and power supply of ETU600, able to communication, integrated metering type PMF-1 Energy Efficiency, Voltage, Active energy Ea Manual operating mechanism with mechanical closing, without Spring charging motor, Ready-to-close signal. switch, Auxiliary switches 2NO+2NC, without Closing coil (CC), manual operating mechanism with mechanical closing, without Remote trip alarm reset coil (RR), without 2nd shunt trip, without 1st Shunt trip | 337870 | 1 | Z\ | 1
3WA1240-3LF12-0AA0 |  | fixed-mounted circuit breaker, IEC 60947-2, size 2, 4-pole, N pole on left, In=4000 A up to 690 V AC 50/60 Hz, breaking capacity S Icu=66/50 kA at 500/690 V, tripping unit ETU600 LSIG upgradeable, color display, Bluetooth, USB interface, basic protection LT, ST, INST, GFx, including protection of the N conductor (internal neutral point sensor available), trip alarm switch (1 x CO), connection at rear horizontal with internal voltage tap on upper stab of circuit breaker, with voltage tap module VTM680 and power supply of ETU600, able to communication, integrated metering type PMF-1 Energy Efficiency, Voltage, Active energy Ea Manual operating mechanism with mechanical closing, without Spring charging motor, Ready-to-close signal. switch, Auxiliary switches 2NO+2NC, without Closing coil (CC), manual operating mechanism with mechanical closing, without Remote trip alarm reset coil (RR), without 2nd shunt trip, without 1st Shunt trip | 327870 | 1 | Z\ | 1
3WA1240-3LF21-0AA0 |  | fixed-mounted circuit breaker, IEC 60947-2, size 2, 4-pole, N pole on right, In=4000 A up to 690 V AC 50/60 Hz, breaking capacity S Icu=66/50 kA at 500/690 V, tripping unit ETU600 LSIG upgradeable, color display, Bluetooth, USB interface, basic protection LT, ST, INST, GFx, including protection of the N conductor (internal neutral point sensor available), trip alarm switch (1 x CO), connection at rear vertical, with internal voltage tap on upper stab of circuit breaker, with voltage tap module VTM680 and power supply of ETU600, able to communication, integrated metering type PMF-1 Energy Efficiency, Voltage, Active energy Ea Manual operating mechanism with mechanical closing, without Spring charging motor, Ready-to-close signal. switch, Auxiliary switches 2NO+2NC, without Closing coil (CC), manual operating mechanism with mechanical closing, without Remote trip alarm reset coil (RR), without 2nd shunt trip, without 1st Shunt trip | 337870 | 1 | Z\ | 1
3WA1240-3LF22-0AA0 |  | fixed-mounted circuit breaker, IEC 60947-2, size 2, 4-pole, N pole on right, In=4000 A up to 690 V AC 50/60 Hz, breaking capacity S Icu=66/50 kA at 500/690 V, tripping unit ETU600 LSIG upgradeable, color display, Bluetooth, USB interface, basic protection LT, ST, INST, GFx, including protection of the N conductor (internal neutral point sensor available), trip alarm switch (1 x CO), connection at rear horizontal with internal voltage tap on upper stab of circuit breaker, with voltage tap module VTM680 and power supply of ETU600, able to communication, integrated metering type PMF-1 Energy Efficiency, Voltage, Active energy Ea Manual operating mechanism with mechanical closing, without Spring charging motor, Ready-to-close signal. switch, Auxiliary switches 2NO+2NC, without Closing coil (CC), manual operating mechanism with mechanical closing, without Remote trip alarm reset coil (RR), without 2nd shunt trip, without 1st Shunt trip | 327870 | 1 | Z\ | 1
3WA1240-3LF31-0AA0 |  | Withdrawable circuit breaker with guide frame, IEC 60947-2, frame size 2, 3-poles, In=4000A up to 690V AC 50/60Hz, breaking capacity S Icu=66/50kA at 500/690V, Trip unit ETU600 LSIG upgrade ready , colordisplay, bluetooth and USB interface, Protection LT, ST, INST, GFx, N-protection required an external N-sensor, incl. trip alarm switch (1xCO), rear connection vertical, guide frame with shutter and w/o position signalling switch, with internal voltage tap on upper stab of circuit breaker, with voltage tap module VTM680 and power supply of ETU600, able to communication, integrated metering type PMF-1 Energy Efficiency, Voltage, Active energy Ea Manual operating mechanism with mechanical closing, without Spring charging motor, Ready-to-close signal. switch, Auxiliary switches 2NO+2NC, without Closing coil (CC), manual operating mechanism with mechanical closing, without Remote trip alarm reset coil (RR), without 2nd shunt trip, without 1st Shunt trip | 328870 | 1 | Z\ | 1
3WA1240-3LF32-0AA0 |  | withdrawable circuit breaker, with guide frame, IEC 60947-2, size 2, 3-pole, In=4000 A up to 690 V AC 50/60 Hz, breaking capacity S Icu=66/50 kA at 500/690 V, tripping unit ETU600 LSIG upgradeable, color display, Bluetooth, USB interface, basic protection LT, ST, INST, GFx, neutral conductor protection requires an external neutral point current sensor, trip alarm switch (1 x CO), connection at rear horizontal guide frame with shutter, without position signaling switch, with internal voltage tap on upper stab of circuit breaker, with voltage tap module VTM680 and power supply of ETU600, able to communication, integrated metering type PMF-1 Energy Efficiency, Voltage, Active energy Ea Manual operating mechanism with mechanical closing, without Spring charging motor, Ready-to-close signal. switch, Auxiliary switches 2NO+2NC, without Closing coil (CC), manual operating mechanism with mechanical closing, without Remote trip alarm reset coil (RR), without 2nd shunt trip, without 1st Shunt trip | 327870 | 1 | Z\ | 1
3WA1240-3LF41-0AA0 |  | Withdrawable circuit breaker with guide frame, IEC 60947-2, frame size 2, 4-poles, N-pole left, In=4000A up to 690V AC 50/60Hz, breaking capacity S Icu=66/50kA at 500/690V, Trip unit ETU600 LSIG upgrade ready , colordisplay, bluetooth and USB interface, Protection LT, ST, INST, GFx, include N-protection, (internal N-sensor available), incl. trip alarm switch (1xCO), rear connection vertical, guide frame with shutter and w/o position signalling switch, with internal voltage tap on upper stab of circuit breaker, with voltage tap module VTM680 and power supply of ETU600, able to communication, integrated metering type PMF-1 Energy Efficiency, Voltage, Active energy Ea Manual operating mechanism with mechanical closing, without Spring charging motor, Ready-to-close signal. switch, Auxiliary switches 2NO+2NC, without Closing coil (CC), manual operating mechanism with mechanical closing, without Remote trip alarm reset coil (RR), without 2nd shunt trip, without 1st Shunt trip | 427870 | 1 | Z\ | 1
3WA1240-3LF42-0AA0 |  | withdrawable circuit breaker, with guide frame, IEC 60947-2, size 2, 4-pole, N pole on left, In=4000 A up to 690 V AC 50/60 Hz, breaking capacity S Icu=66/50 kA at 500/690 V, tripping unit ETU600 LSIG upgradeable, color display, Bluetooth, USB interface, basic protection LT, ST, INST, GFx, including protection of the N conductor (internal neutral point sensor available), trip alarm switch (1 x CO), connection at rear horizontal guide frame with shutter, without position signaling switch, with internal voltage tap on upper stab of circuit breaker, with voltage tap module VTM680 and power supply of ETU600, able to communication, integrated metering type PMF-1 Energy Efficiency, Voltage, Active energy Ea Manual operating mechanism with mechanical closing, without Spring charging motor, Ready-to-close signal. switch, Auxiliary switches 2NO+2NC, without Closing coil (CC), manual operating mechanism with mechanical closing, without Remote trip alarm reset coil (RR), without 2nd shunt trip, without 1st Shunt trip | 425870 | 1 | Z\ | 1
3WA1240-3LG01-0AA0 |  | Fixed-mounted circuit breaker IEC 60947-2, frame size 2, 3-poles, In=4000A up to 690V AC 50/60Hz, breaking capacity S Icu=66/50kA at 500/690V, Trip unit ETU600 LSIG Hi-Z upgrade ready , colordisplay, bluetooth and USB interface, Protection LT, ST, INST, GFx, with GF highimpedance-input N-protection required an external N-sensor, incl. trip alarm switch (1xCO), rear connection vertical, with internal voltage tap on upper stab of circuit breaker, with voltage tap module VTM680 and power supply of ETU600, able to communication, integrated metering type PMF-1 Energy Efficiency, Voltage, Active energy Ea Manual operating mechanism with mechanical closing, without Spring charging motor, Ready-to-close signal. switch, Auxiliary switches 2NO+2NC, without Closing coil (CC), manual operating mechanism with mechanical closing, without Remote trip alarm reset coil (RR), without 2nd shunt trip, without 1st Shunt trip | 281870 | 1 | Z\ | 1
3WA1240-3LG02-0AA0 |  | fixed-mounted circuit breaker, IEC 60947-2, size 2, 3-pole, In=4000 A up to 690 V AC 50/60 Hz, breaking capacity S Icu=66/50 kA at 500/690 V, tripping unit ETU600 LSIG Hi-Z upgradeable, color display, Bluetooth, USB interface, basic protection LT, ST, INST, GFx, with GF high-impedance input, neutral conductor protection requires an external neutral point current sensor, trip alarm switch (1 x CO), connection at rear horizontal with internal voltage tap on upper stab of circuit breaker, with voltage tap module VTM680 and power supply of ETU600, able to communication, integrated metering type PMF-1 Energy Efficiency, Voltage, Active energy Ea Manual operating mechanism with mechanical closing, without Spring charging motor, Ready-to-close signal. switch, Auxiliary switches 2NO+2NC, without Closing coil (CC), manual operating mechanism with mechanical closing, without Remote trip alarm reset coil (RR), without 2nd shunt trip, without 1st Shunt trip | 274870 | 1 | Z\ | 1
3WA1240-3LG11-0AA0 |  | Fixed-mounted circuit breaker IEC 60947-2, frame size 2, 4-poles, N-pole left, In=4000A up to 690V AC 50/60Hz, breaking capacity S Icu=66/50kA at 500/690V, Trip unit ETU600 LSIG Hi-Z upgrade ready , colordisplay, bluetooth and USB interface, Protection LT, ST, INST, GFx, with GF highimpedance-input include N-protection, (internal N-sensor available), incl. trip alarm switch (1xCO), rear connection vertical, with internal voltage tap on upper stab of circuit breaker, with voltage tap module VTM680 and power supply of ETU600, able to communication, integrated metering type PMF-1 Energy Efficiency, Voltage, Active energy Ea Manual operating mechanism with mechanical closing, without Spring charging motor, Ready-to-close signal. switch, Auxiliary switches 2NO+2NC, without Closing coil (CC), manual operating mechanism with mechanical closing, without Remote trip alarm reset coil (RR), without 2nd shunt trip, without 1st Shunt trip | 358870 | 1 | Z\ | 1
3WA1240-3LG12-0AA0 |  | fixed-mounted circuit breaker, IEC 60947-2, size 2, 4-pole, N pole on left, In=4000 A up to 690 V AC 50/60 Hz, breaking capacity S Icu=66/50 kA at 500/690 V, tripping unit ETU600 LSIG Hi-Z upgradeable, color display, Bluetooth, USB interface, basic protection LT, ST, INST, GFx, with GF high-impedance input, including protection of the N conductor (internal neutral point sensor available), trip alarm switch (1 x CO), connection at rear horizontal with internal voltage tap on upper stab of circuit breaker, with voltage tap module VTM680 and power supply of ETU600, able to communication, integrated metering type PMF-1 Energy Efficiency, Voltage, Active energy Ea Manual operating mechanism with mechanical closing, without Spring charging motor, Ready-to-close signal. switch, Auxiliary switches 2NO+2NC, without Closing coil (CC), manual operating mechanism with mechanical closing, without Remote trip alarm reset coil (RR), without 2nd shunt trip, without 1st Shunt trip | 349870 | 1 | Z\ | 1
3WA1240-3LG21-0AA0 |  | fixed-mounted circuit breaker, IEC 60947-2, size 2, 4-pole, N pole on right, In=4000 A up to 690 V AC 50/60 Hz, breaking capacity S Icu=66/50 kA at 500/690 V, tripping unit ETU600 LSIG Hi-Z upgradeable, color display, Bluetooth, USB interface, basic protection LT, ST, INST, GFx, with GF high-impedance input, including protection of the N conductor (internal neutral point sensor available), trip alarm switch (1 x CO), connection at rear vertical, with internal voltage tap on upper stab of circuit breaker, with voltage tap module VTM680 and power supply of ETU600, able to communication, integrated metering type PMF-1 Energy Efficiency, Voltage, Active energy Ea Manual operating mechanism with mechanical closing, without Spring charging motor, Ready-to-close signal. switch, Auxiliary switches 2NO+2NC, without Closing coil (CC), manual operating mechanism with mechanical closing, without Remote trip alarm reset coil (RR), without 2nd shunt trip, without 1st Shunt trip | 358870 | 1 | Z\ | 1
3WA1240-3LG22-0AA0 |  | fixed-mounted circuit breaker, IEC 60947-2, size 2, 4-pole, N pole on right, In=4000 A up to 690 V AC 50/60 Hz, breaking capacity S Icu=66/50 kA at 500/690 V, tripping unit ETU600 LSIG Hi-Z upgradeable, color display, Bluetooth, USB interface, basic protection LT, ST, INST, GFx, with GF high-impedance input, including protection of the N conductor (internal neutral point sensor available), trip alarm switch (1 x CO), connection at rear horizontal with internal voltage tap on upper stab of circuit breaker, with voltage tap module VTM680 and power supply of ETU600, able to communication, integrated metering type PMF-1 Energy Efficiency, Voltage, Active energy Ea Manual operating mechanism with mechanical closing, without Spring charging motor, Ready-to-close signal. switch, Auxiliary switches 2NO+2NC, without Closing coil (CC), manual operating mechanism with mechanical closing, without Remote trip alarm reset coil (RR), without 2nd shunt trip, without 1st Shunt trip | 349870 | 1 | Z\ | 1
3WA1240-3LG31-0AA0 |  | Withdrawable circuit breaker with guide frame, IEC 60947-2, frame size 2, 3-poles, In=4000A up to 690V AC 50/60Hz, breaking capacity S Icu=66/50kA at 500/690V, Trip unit ETU600 LSIG Hi-Z upgrade ready , colordisplay, bluetooth and USB interface, Protection LT, ST, INST, GFx, with GF highimpedance-input N-protection required an external N-sensor, incl. trip alarm switch (1xCO), rear connection vertical, guide frame with shutter and w/o position signalling switch, with internal voltage tap on upper stab of circuit breaker, with voltage tap module VTM680 and power supply of ETU600, able to communication, integrated metering type PMF-1 Energy Efficiency, Voltage, Active energy Ea Manual operating mechanism with mechanical closing, without Spring charging motor, Ready-to-close signal. switch, Auxiliary switches 2NO+2NC, without Closing coil (CC), manual operating mechanism with mechanical closing, without Remote trip alarm reset coil (RR), without 2nd shunt trip, without 1st Shunt trip | 349870 | 1 | Z\ | 1
3WA1240-3LG32-0AA0 |  | withdrawable circuit breaker, with guide frame, IEC 60947-2, size 2, 3-pole, In=4000 A up to 690 V AC 50/60 Hz, breaking capacity S Icu=66/50 kA at 500/690 V, tripping unit ETU600 LSIG Hi-Z upgradeable, color display, Bluetooth, USB interface, basic protection LT, ST, INST, GFx, with GF high-impedance input, neutral conductor protection requires an external neutral point current sensor, trip alarm switch (1 x CO), connection at rear horizontal guide frame with shutter, without position signaling switch, with internal voltage tap on upper stab of circuit breaker, with voltage tap module VTM680 and power supply of ETU600, able to communication, integrated metering type PMF-1 Energy Efficiency, Voltage, Active energy Ea Manual operating mechanism with mechanical closing, without Spring charging motor, Ready-to-close signal. switch, Auxiliary switches 2NO+2NC, without Closing coil (CC), manual operating mechanism with mechanical closing, without Remote trip alarm reset coil (RR), without 2nd shunt trip, without 1st Shunt trip | 348870 | 1 | Z\ | 1
3WA1240-3LG41-0AA0 |  | Withdrawable circuit breaker with guide frame, IEC 60947-2, frame size 2, 4-poles, N-pole left, In=4000A up to 690V AC 50/60Hz, breaking capacity S Icu=66/50kA at 500/690V, Trip unit ETU600 LSIG Hi-Z upgrade ready , colordisplay, bluetooth and USB interface, Protection LT, ST, INST, GFx, with GF highimpedance-input include N-protection, (internal N-sensor available), incl. trip alarm switch (1xCO), rear connection vertical, guide frame with shutter and w/o position signalling switch, with internal voltage tap on upper stab of circuit breaker, with voltage tap module VTM680 and power supply of ETU600, able to communication, integrated metering type PMF-1 Energy Efficiency, Voltage, Active energy Ea Manual operating mechanism with mechanical closing, without Spring charging motor, Ready-to-close signal. switch, Auxiliary switches 2NO+2NC, without Closing coil (CC), manual operating mechanism with mechanical closing, without Remote trip alarm reset coil (RR), without 2nd shunt trip, without 1st Shunt trip | 449870 | 1 | Z\ | 1
3WA1240-3LG42-0AA0 |  | withdrawable circuit breaker, with guide frame, IEC 60947-2, size 2, 4-pole, N pole on left, In=4000 A up to 690 V AC 50/60 Hz, breaking capacity S Icu=66/50 kA at 500/690 V, tripping unit ETU600 LSIG Hi-Z upgradeable, color display, Bluetooth, USB interface, basic protection LT, ST, INST, GFx, with GF high-impedance input, including protection of the N conductor (internal neutral point sensor available), trip alarm switch (1 x CO), connection at rear horizontal guide frame with shutter, without position signaling switch, with internal voltage tap on upper stab of circuit breaker, with voltage tap module VTM680 and power supply of ETU600, able to communication, integrated metering type PMF-1 Energy Efficiency, Voltage, Active energy Ea Manual operating mechanism with mechanical closing, without Spring charging motor, Ready-to-close signal. switch, Auxiliary switches 2NO+2NC, without Closing coil (CC), manual operating mechanism with mechanical closing, without Remote trip alarm reset coil (RR), without 2nd shunt trip, without 1st Shunt trip | 447870 | 1 | Z\ | 1
3WA1240-3ME01-0AA0 |  | Fixed-mounted circuit breaker IEC 60947-2, frame size 2, 3-poles, In=4000A up to 690V AC 50/60Hz, breaking capacity S Icu=66/50kA at 500/690V, Trip unit ETU600 LSI upgrade ready , colordisplay, bluetooth and USB interface, Protection LT, ST, INST, N-protection required an external N-sensor, incl. trip alarm switch (1xCO), rear connection vertical, with internal voltage tap on upper stab of circuit breaker, with voltage tap module VTM680 and power supply of ETU600, able to communication, integrated metering type PMF-2 Basic Power Monitoring, Voltage, Energy, Power, Power factor, Frequency, Unbalance, Temperature, Manual operating mechanism with mechanical closing, without Spring charging motor, Ready-to-close signal. switch, Auxiliary switches 2NO+2NC, without Closing coil (CC), manual operating mechanism with mechanical closing, without Remote trip alarm reset coil (RR), without 2nd shunt trip, without 1st Shunt trip | 258700 | 1 | Z\ | 1
3WA1240-3ME02-0AA0 |  | fixed-mounted circuit breaker, IEC 60947-2, size 2, 3-pole, In=4000 A up to 690 V AC 50/60 Hz, breaking capacity S Icu=66/50 kA at 500/690 V, tripping unit ETU600 LSI upgradeable, color display, Bluetooth, USB interface, basic protection LT, ST, INST, neutral conductor protection requires an external neutral point current sensor, trip alarm switch (1 x CO), connection at rear horizontal with internal voltage tap on upper stab of circuit breaker, with voltage tap module VTM680 and power supply of ETU600, able to communication, integrated metering type PMF-2 Basic Power Monitoring, Voltage, Energy, Power, Power factor, Frequency, Unbalance, Temperature, Manual operating mechanism with mechanical closing, without Spring charging motor, Ready-to-close signal. switch, Auxiliary switches 2NO+2NC, without Closing coil (CC), manual operating mechanism with mechanical closing, without Remote trip alarm reset coil (RR), without 2nd shunt trip, without 1st Shunt trip | 251700 | 1 | Z\ | 1
3WA1240-3ME11-0AA0 |  | Fixed-mounted circuit breaker IEC 60947-2, frame size 2, 4-poles, N-pole left, In=4000A up to 690V AC 50/60Hz, breaking capacity S Icu=66/50kA at 500/690V, Trip unit ETU600 LSI upgrade ready , colordisplay, bluetooth and USB interface, Protection LT, ST, INST, include N-protection, (internal N-sensor available), incl. trip alarm switch (1xCO), rear connection vertical, with internal voltage tap on upper stab of circuit breaker, with voltage tap module VTM680 and power supply of ETU600, able to communication, integrated metering type PMF-2 Basic Power Monitoring, Voltage, Energy, Power, Power factor, Frequency, Unbalance, Temperature, Manual operating mechanism with mechanical closing, without Spring charging motor, Ready-to-close signal. switch, Auxiliary switches 2NO+2NC, without Closing coil (CC), manual operating mechanism with mechanical closing, without Remote trip alarm reset coil (RR), without 2nd shunt trip, without 1st Shunt trip | 335700 | 1 | Z\ | 1
3WA1240-3ME12-0AA0 |  | fixed-mounted circuit breaker, IEC 60947-2, size 2, 4-pole, N pole on left, In=4000 A up to 690 V AC 50/60 Hz, breaking capacity S Icu=66/50 kA at 500/690 V, tripping unit ETU600 LSI upgradeable, color display, Bluetooth, USB interface, basic protection LT, ST, INST, including protection of the N conductor (internal neutral point sensor available), trip alarm switch (1 x CO), connection at rear horizontal with internal voltage tap on upper stab of circuit breaker, with voltage tap module VTM680 and power supply of ETU600, able to communication, integrated metering type PMF-2 Basic Power Monitoring, Voltage, Energy, Power, Power factor, Frequency, Unbalance, Temperature, Manual operating mechanism with mechanical closing, without Spring charging motor, Ready-to-close signal. switch, Auxiliary switches 2NO+2NC, without Closing coil (CC), manual operating mechanism with mechanical closing, without Remote trip alarm reset coil (RR), without 2nd shunt trip, without 1st Shunt trip | 326700 | 1 | Z\ | 1
3WA1240-3ME21-0AA0 |  | fixed-mounted circuit breaker, IEC 60947-2, size 2, 4-pole, N pole on right, In=4000 A up to 690 V AC 50/60 Hz, breaking capacity S Icu=66/50 kA at 500/690 V, tripping unit ETU600 LSI upgradeable, color display, Bluetooth, USB interface, basic protection LT, ST, INST, including protection of the N conductor (internal neutral point sensor available), trip alarm switch (1 x CO), connection at rear vertical, with internal voltage tap on upper stab of circuit breaker, with voltage tap module VTM680 and power supply of ETU600, able to communication, integrated metering type PMF-2 Basic Power Monitoring, Voltage, Energy, Power, Power factor, Frequency, Unbalance, Temperature, Manual operating mechanism with mechanical closing, without Spring charging motor, Ready-to-close signal. switch, Auxiliary switches 2NO+2NC, without Closing coil (CC), manual operating mechanism with mechanical closing, without Remote trip alarm reset coil (RR), without 2nd shunt trip, without 1st Shunt trip | 335700 | 1 | Z\ | 1
3WA1240-3ME22-0AA0 |  | fixed-mounted circuit breaker, IEC 60947-2, size 2, 4-pole, N pole on right, In=4000 A up to 690 V AC 50/60 Hz, breaking capacity S Icu=66/50 kA at 500/690 V, tripping unit ETU600 LSI upgradeable, color display, Bluetooth, USB interface, basic protection LT, ST, INST, including protection of the N conductor (internal neutral point sensor available), trip alarm switch (1 x CO), connection at rear horizontal with internal voltage tap on upper stab of circuit breaker, with voltage tap module VTM680 and power supply of ETU600, able to communication, integrated metering type PMF-2 Basic Power Monitoring, Voltage, Energy, Power, Power factor, Frequency, Unbalance, Temperature, Manual operating mechanism with mechanical closing, without Spring charging motor, Ready-to-close signal. switch, Auxiliary switches 2NO+2NC, without Closing coil (CC), manual operating mechanism with mechanical closing, without Remote trip alarm reset coil (RR), without 2nd shunt trip, without 1st Shunt trip | 326700 | 1 | Z\ | 1
3WA1240-3ME31-0AA0 |  | Withdrawable circuit breaker with guide frame, IEC 60947-2, frame size 2, 3-poles, In=4000A up to 690V AC 50/60Hz, breaking capacity S Icu=66/50kA at 500/690V, Trip unit ETU600 LSI upgrade ready , colordisplay, bluetooth and USB interface, Protection LT, ST, INST, N-protection required an external N-sensor, incl. trip alarm switch (1xCO), rear connection vertical, guide frame with shutter and w/o position signalling switch, with internal voltage tap on upper stab of circuit breaker, with voltage tap module VTM680 and power supply of ETU600, able to communication, integrated metering type PMF-2 Basic Power Monitoring, Voltage, Energy, Power, Power factor, Frequency, Unbalance, Temperature, Manual operating mechanism with mechanical closing, without Spring charging motor, Ready-to-close signal. switch, Auxiliary switches 2NO+2NC, without Closing coil (CC), manual operating mechanism with mechanical closing, without Remote trip alarm reset coil (RR), without 2nd shunt trip, without 1st Shunt trip | 327700 | 1 | Z\ | 1
3WA1240-3ME32-0AA0 |  | withdrawable circuit breaker, with guide frame, IEC 60947-2, size 2, 3-pole, In=4000 A up to 690 V AC 50/60 Hz, breaking capacity S Icu=66/50 kA at 500/690 V, tripping unit ETU600 LSI upgradeable, color display, Bluetooth, USB interface, basic protection LT, ST, INST, neutral conductor protection requires an external neutral point current sensor, trip alarm switch (1 x CO), connection at rear horizontal guide frame with shutter, without position signaling switch, with internal voltage tap on upper stab of circuit breaker, with voltage tap module VTM680 and power supply of ETU600, able to communication, integrated metering type PMF-2 Basic Power Monitoring, Voltage, Energy, Power, Power factor, Frequency, Unbalance, Temperature, Manual operating mechanism with mechanical closing, without Spring charging motor, Ready-to-close signal. switch, Auxiliary switches 2NO+2NC, without Closing coil (CC), manual operating mechanism with mechanical closing, without Remote trip alarm reset coil (RR), without 2nd shunt trip, without 1st Shunt trip | 325700 | 1 | Z\ | 1
3WA1240-3ME41-0AA0 |  | Withdrawable circuit breaker with guide frame, IEC 60947-2, frame size 2, 4-poles, N-pole left, In=4000A up to 690V AC 50/60Hz, breaking capacity S Icu=66/50kA at 500/690V, Trip unit ETU600 LSI upgrade ready , colordisplay, bluetooth and USB interface, Protection LT, ST, INST, include N-protection, (internal N-sensor available), incl. trip alarm switch (1xCO), rear connection vertical, guide frame with shutter and w/o position signalling switch, with internal voltage tap on upper stab of circuit breaker, with voltage tap module VTM680 and power supply of ETU600, able to communication, integrated metering type PMF-2 Basic Power Monitoring, Voltage, Energy, Power, Power factor, Frequency, Unbalance, Temperature, Manual operating mechanism with mechanical closing, without Spring charging motor, Ready-to-close signal. switch, Auxiliary switches 2NO+2NC, without Closing coil (CC), manual operating mechanism with mechanical closing, without Remote trip alarm reset coil (RR), without 2nd shunt trip, without 1st Shunt trip | 426700 | 1 | Z\ | 1
3WA1240-3ME42-0AA0 |  | withdrawable circuit breaker, with guide frame, IEC 60947-2, size 2, 4-pole, N pole on left, In=4000 A up to 690 V AC 50/60 Hz, breaking capacity S Icu=66/50 kA at 500/690 V, tripping unit ETU600 LSI upgradeable, color display, Bluetooth, USB interface, basic protection LT, ST, INST, including protection of the N conductor (internal neutral point sensor available), trip alarm switch (1 x CO), connection at rear horizontal guide frame with shutter, without position signaling switch, with internal voltage tap on upper stab of circuit breaker, with voltage tap module VTM680 and power supply of ETU600, able to communication, integrated metering type PMF-2 Basic Power Monitoring, Voltage, Energy, Power, Power factor, Frequency, Unbalance, Temperature, Manual operating mechanism with mechanical closing, without Spring charging motor, Ready-to-close signal. switch, Auxiliary switches 2NO+2NC, without Closing coil (CC), manual operating mechanism with mechanical closing, without Remote trip alarm reset coil (RR), without 2nd shunt trip, without 1st Shunt trip | 424700 | 1 | Z\ | 1
3WA1240-3MF01-0AA0 |  | Fixed-mounted circuit breaker IEC 60947-2, frame size 2, 3-poles, In=4000A up to 690V AC 50/60Hz, breaking capacity S Icu=66/50kA at 500/690V, Trip unit ETU600 LSIG upgrade ready , colordisplay, bluetooth and USB interface, Protection LT, ST, INST, GFx, N-protection required an external N-sensor, incl. trip alarm switch (1xCO), rear connection vertical, with internal voltage tap on upper stab of circuit breaker, with voltage tap module VTM680 and power supply of ETU600, able to communication, integrated metering type PMF-2 Basic Power Monitoring, Voltage, Energy, Power, Power factor, Frequency, Unbalance, Temperature, Manual operating mechanism with mechanical closing, without Spring charging motor, Ready-to-close signal. switch, Auxiliary switches 2NO+2NC, without Closing coil (CC), manual operating mechanism with mechanical closing, without Remote trip alarm reset coil (RR), without 2nd shunt trip, without 1st Shunt trip | 268700 | 1 | Z\ | 1
3WA1240-3MF02-0AA0 |  | fixed-mounted circuit breaker, IEC 60947-2, size 2, 3-pole, In=4000 A up to 690 V AC 50/60 Hz, breaking capacity S Icu=66/50 kA at 500/690 V, tripping unit ETU600 LSIG upgradeable, color display, Bluetooth, USB interface, basic protection LT, ST, INST, GFx, neutral conductor protection requires an external neutral point current sensor, trip alarm switch (1 x CO), connection at rear horizontal with internal voltage tap on upper stab of circuit breaker, with voltage tap module VTM680 and power supply of ETU600, able to communication, integrated metering type PMF-2 Basic Power Monitoring, Voltage, Energy, Power, Power factor, Frequency, Unbalance, Temperature, Manual operating mechanism with mechanical closing, without Spring charging motor, Ready-to-close signal. switch, Auxiliary switches 2NO+2NC, without Closing coil (CC), manual operating mechanism with mechanical closing, without Remote trip alarm reset coil (RR), without 2nd shunt trip, without 1st Shunt trip | 261700 | 1 | Z\ | 1
3WA1240-3MF11-0AA0 |  | Fixed-mounted circuit breaker IEC 60947-2, frame size 2, 4-poles, N-pole left, In=4000A up to 690V AC 50/60Hz, breaking capacity S Icu=66/50kA at 500/690V, Trip unit ETU600 LSIG upgrade ready , colordisplay, bluetooth and USB interface, Protection LT, ST, INST, GFx, include N-protection, (internal N-sensor available), incl. trip alarm switch (1xCO), rear connection vertical, with internal voltage tap on upper stab of circuit breaker, with voltage tap module VTM680 and power supply of ETU600, able to communication, integrated metering type PMF-2 Basic Power Monitoring, Voltage, Energy, Power, Power factor, Frequency, Unbalance, Temperature, Manual operating mechanism with mechanical closing, without Spring charging motor, Ready-to-close signal. switch, Auxiliary switches 2NO+2NC, without Closing coil (CC), manual operating mechanism with mechanical closing, without Remote trip alarm reset coil (RR), without 2nd shunt trip, without 1st Shunt trip | 346700 | 1 | Z\ | 1
3WA1240-3MF12-0AA0 |  | fixed-mounted circuit breaker, IEC 60947-2, size 2, 4-pole, N pole on left, In=4000 A up to 690 V AC 50/60 Hz, breaking capacity S Icu=66/50 kA at 500/690 V, tripping unit ETU600 LSIG upgradeable, color display, Bluetooth, USB interface, basic protection LT, ST, INST, GFx, including protection of the N conductor (internal neutral point sensor available), trip alarm switch (1 x CO), connection at rear horizontal with internal voltage tap on upper stab of circuit breaker, with voltage tap module VTM680 and power supply of ETU600, able to communication, integrated metering type PMF-2 Basic Power Monitoring, Voltage, Energy, Power, Power factor, Frequency, Unbalance, Temperature, Manual operating mechanism with mechanical closing, without Spring charging motor, Ready-to-close signal. switch, Auxiliary switches 2NO+2NC, without Closing coil (CC), manual operating mechanism with mechanical closing, without Remote trip alarm reset coil (RR), without 2nd shunt trip, without 1st Shunt trip | 336700 | 1 | Z\ | 1
3WA1240-3MF21-0AA0 |  | fixed-mounted circuit breaker, IEC 60947-2, size 2, 4-pole, N pole on right, In=4000 A up to 690 V AC 50/60 Hz, breaking capacity S Icu=66/50 kA at 500/690 V, tripping unit ETU600 LSIG upgradeable, color display, Bluetooth, USB interface, basic protection LT, ST, INST, GFx, including protection of the N conductor (internal neutral point sensor available), trip alarm switch (1 x CO), connection at rear vertical, with internal voltage tap on upper stab of circuit breaker, with voltage tap module VTM680 and power supply of ETU600, able to communication, integrated metering type PMF-2 Basic Power Monitoring, Voltage, Energy, Power, Power factor, Frequency, Unbalance, Temperature, Manual operating mechanism with mechanical closing, without Spring charging motor, Ready-to-close signal. switch, Auxiliary switches 2NO+2NC, without Closing coil (CC), manual operating mechanism with mechanical closing, without Remote trip alarm reset coil (RR), without 2nd shunt trip, without 1st Shunt trip | 346700 | 1 | Z\ | 1
3WA1240-3MF22-0AA0 |  | fixed-mounted circuit breaker, IEC 60947-2, size 2, 4-pole, N pole on right, In=4000 A up to 690 V AC 50/60 Hz, breaking capacity S Icu=66/50 kA at 500/690 V, tripping unit ETU600 LSIG upgradeable, color display, Bluetooth, USB interface, basic protection LT, ST, INST, GFx, including protection of the N conductor (internal neutral point sensor available), trip alarm switch (1 x CO), connection at rear horizontal with internal voltage tap on upper stab of circuit breaker, with voltage tap module VTM680 and power supply of ETU600, able to communication, integrated metering type PMF-2 Basic Power Monitoring, Voltage, Energy, Power, Power factor, Frequency, Unbalance, Temperature, Manual operating mechanism with mechanical closing, without Spring charging motor, Ready-to-close signal. switch, Auxiliary switches 2NO+2NC, without Closing coil (CC), manual operating mechanism with mechanical closing, without Remote trip alarm reset coil (RR), without 2nd shunt trip, without 1st Shunt trip | 336700 | 1 | Z\ | 1
3WA1240-3MF31-0AA0 |  | Withdrawable circuit breaker with guide frame, IEC 60947-2, frame size 2, 3-poles, In=4000A up to 690V AC 50/60Hz, breaking capacity S Icu=66/50kA at 500/690V, Trip unit ETU600 LSIG upgrade ready , colordisplay, bluetooth and USB interface, Protection LT, ST, INST, GFx, N-protection required an external N-sensor, incl. trip alarm switch (1xCO), rear connection vertical, guide frame with shutter and w/o position signalling switch, with internal voltage tap on upper stab of circuit breaker, with voltage tap module VTM680 and power supply of ETU600, able to communication, integrated metering type PMF-2 Basic Power Monitoring, Voltage, Energy, Power, Power factor, Frequency, Unbalance, Temperature, Manual operating mechanism with mechanical closing, without Spring charging motor, Ready-to-close signal. switch, Auxiliary switches 2NO+2NC, without Closing coil (CC), manual operating mechanism with mechanical closing, without Remote trip alarm reset coil (RR), without 2nd shunt trip, without 1st Shunt trip | 337700 | 1 | Z\ | 1
3WA1240-3MF32-0AA0 |  | withdrawable circuit breaker, with guide frame, IEC 60947-2, size 2, 3-pole, In=4000 A up to 690 V AC 50/60 Hz, breaking capacity S Icu=66/50 kA at 500/690 V, tripping unit ETU600 LSIG upgradeable, color display, Bluetooth, USB interface, basic protection LT, ST, INST, GFx, neutral conductor protection requires an external neutral point current sensor, trip alarm switch (1 x CO), connection at rear horizontal guide frame with shutter, without position signaling switch, with internal voltage tap on upper stab of circuit breaker, with voltage tap module VTM680 and power supply of ETU600, able to communication, integrated metering type PMF-2 Basic Power Monitoring, Voltage, Energy, Power, Power factor, Frequency, Unbalance, Temperature, Manual operating mechanism with mechanical closing, without Spring charging motor, Ready-to-close signal. switch, Auxiliary switches 2NO+2NC, without Closing coil (CC), manual operating mechanism with mechanical closing, without Remote trip alarm reset coil (RR), without 2nd shunt trip, without 1st Shunt trip | 336700 | 1 | Z\ | 1
3WA1240-3MF41-0AA0 |  | Withdrawable circuit breaker with guide frame, IEC 60947-2, frame size 2, 4-poles, N-pole left, In=4000A up to 690V AC 50/60Hz, breaking capacity S Icu=66/50kA at 500/690V, Trip unit ETU600 LSIG upgrade ready , colordisplay, bluetooth and USB interface, Protection LT, ST, INST, GFx, include N-protection, (internal N-sensor available), incl. trip alarm switch (1xCO), rear connection vertical, guide frame with shutter and w/o position signalling switch, with internal voltage tap on upper stab of circuit breaker, with voltage tap module VTM680 and power supply of ETU600, able to communication, integrated metering type PMF-2 Basic Power Monitoring, Voltage, Energy, Power, Power factor, Frequency, Unbalance, Temperature, Manual operating mechanism with mechanical closing, without Spring charging motor, Ready-to-close signal. switch, Auxiliary switches 2NO+2NC, without Closing coil (CC), manual operating mechanism with mechanical closing, without Remote trip alarm reset coil (RR), without 2nd shunt trip, without 1st Shunt trip | 436700 | 1 | Z\ | 1
3WA1240-3MF42-0AA0 |  | withdrawable circuit breaker, with guide frame, IEC 60947-2, size 2, 4-pole, N pole on left, In=4000 A up to 690 V AC 50/60 Hz, breaking capacity S Icu=66/50 kA at 500/690 V, tripping unit ETU600 LSIG upgradeable, color display, Bluetooth, USB interface, basic protection LT, ST, INST, GFx, including protection of the N conductor (internal neutral point sensor available), trip alarm switch (1 x CO), connection at rear horizontal guide frame with shutter, without position signaling switch, with internal voltage tap on upper stab of circuit breaker, with voltage tap module VTM680 and power supply of ETU600, able to communication, integrated metering type PMF-2 Basic Power Monitoring, Voltage, Energy, Power, Power factor, Frequency, Unbalance, Temperature, Manual operating mechanism with mechanical closing, without Spring charging motor, Ready-to-close signal. switch, Auxiliary switches 2NO+2NC, without Closing coil (CC), manual operating mechanism with mechanical closing, without Remote trip alarm reset coil (RR), without 2nd shunt trip, without 1st Shunt trip | 434700 | 1 | Z\ | 1
3WA1240-3MG01-0AA0 |  | Fixed-mounted circuit breaker IEC 60947-2, frame size 2, 3-poles, In=4000A up to 690V AC 50/60Hz, breaking capacity S Icu=66/50kA at 500/690V, Trip unit ETU600 LSIG Hi-Z upgrade ready , colordisplay, bluetooth and USB interface, Protection LT, ST, INST, GFx, with GF highimpedance-input N-protection required an external N-sensor, incl. trip alarm switch (1xCO), rear connection vertical, with internal voltage tap on upper stab of circuit breaker, with voltage tap module VTM680 and power supply of ETU600, able to communication, integrated metering type PMF-2 Basic Power Monitoring, Voltage, Energy, Power, Power factor, Frequency, Unbalance, Temperature, Manual operating mechanism with mechanical closing, without Spring charging motor, Ready-to-close signal. switch, Auxiliary switches 2NO+2NC, without Closing coil (CC), manual operating mechanism with mechanical closing, without Remote trip alarm reset coil (RR), without 2nd shunt trip, without 1st Shunt trip | 290700 | 1 | Z\ | 1
3WA1240-3MG02-0AA0 |  | fixed-mounted circuit breaker, IEC 60947-2, size 2, 3-pole, In=4000 A up to 690 V AC 50/60 Hz, breaking capacity S Icu=66/50 kA at 500/690 V, tripping unit ETU600 LSIG Hi-Z upgradeable, color display, Bluetooth, USB interface, basic protection LT, ST, INST, GFx, with GF high-impedance input, neutral conductor protection requires an external neutral point current sensor, trip alarm switch (1 x CO), connection at rear horizontal with internal voltage tap on upper stab of circuit breaker, with voltage tap module VTM680 and power supply of ETU600, able to communication, integrated metering type PMF-2 Basic Power Monitoring, Voltage, Energy, Power, Power factor, Frequency, Unbalance, Temperature, Manual operating mechanism with mechanical closing, without Spring charging motor, Ready-to-close signal. switch, Auxiliary switches 2NO+2NC, without Closing coil (CC), manual operating mechanism with mechanical closing, without Remote trip alarm reset coil (RR), without 2nd shunt trip, without 1st Shunt trip | 283700 | 1 | Z\ | 1
3WA1240-3MG11-0AA0 |  | Fixed-mounted circuit breaker IEC 60947-2, frame size 2, 4-poles, N-pole left, In=4000A up to 690V AC 50/60Hz, breaking capacity S Icu=66/50kA at 500/690V, Trip unit ETU600 LSIG Hi-Z upgrade ready , colordisplay, bluetooth and USB interface, Protection LT, ST, INST, GFx, with GF highimpedance-input include N-protection, (internal N-sensor available), incl. trip alarm switch (1xCO), rear connection vertical, with internal voltage tap on upper stab of circuit breaker, with voltage tap module VTM680 and power supply of ETU600, able to communication, integrated metering type PMF-2 Basic Power Monitoring, Voltage, Energy, Power, Power factor, Frequency, Unbalance, Temperature, Manual operating mechanism with mechanical closing, without Spring charging motor, Ready-to-close signal. switch, Auxiliary switches 2NO+2NC, without Closing coil (CC), manual operating mechanism with mechanical closing, without Remote trip alarm reset coil (RR), without 2nd shunt trip, without 1st Shunt trip | 367700 | 1 | Z\ | 1
3WA1240-3MG12-0AA0 |  | fixed-mounted circuit breaker, IEC 60947-2, size 2, 4-pole, N pole on left, In=4000 A up to 690 V AC 50/60 Hz, breaking capacity S Icu=66/50 kA at 500/690 V, tripping unit ETU600 LSIG Hi-Z upgradeable, color display, Bluetooth, USB interface, basic protection LT, ST, INST, GFx, with GF high-impedance input, including protection of the N conductor (internal neutral point sensor available), trip alarm switch (1 x CO), connection at rear horizontal with internal voltage tap on upper stab of circuit breaker, with voltage tap module VTM680 and power supply of ETU600, able to communication, integrated metering type PMF-2 Basic Power Monitoring, Voltage, Energy, Power, Power factor, Frequency, Unbalance, Temperature, Manual operating mechanism with mechanical closing, without Spring charging motor, Ready-to-close signal. switch, Auxiliary switches 2NO+2NC, without Closing coil (CC), manual operating mechanism with mechanical closing, without Remote trip alarm reset coil (RR), without 2nd shunt trip, without 1st Shunt trip | 358700 | 1 | Z\ | 1
3WA1240-3MG21-0AA0 |  | fixed-mounted circuit breaker, IEC 60947-2, size 2, 4-pole, N pole on right, In=4000 A up to 690 V AC 50/60 Hz, breaking capacity S Icu=66/50 kA at 500/690 V, tripping unit ETU600 LSIG Hi-Z upgradeable, color display, Bluetooth, USB interface, basic protection LT, ST, INST, GFx, with GF high-impedance input, including protection of the N conductor (internal neutral point sensor available), trip alarm switch (1 x CO), connection at rear vertical, with internal voltage tap on upper stab of circuit breaker, with voltage tap module VTM680 and power supply of ETU600, able to communication, integrated metering type PMF-2 Basic Power Monitoring, Voltage, Energy, Power, Power factor, Frequency, Unbalance, Temperature, Manual operating mechanism with mechanical closing, without Spring charging motor, Ready-to-close signal. switch, Auxiliary switches 2NO+2NC, without Closing coil (CC), manual operating mechanism with mechanical closing, without Remote trip alarm reset coil (RR), without 2nd shunt trip, without 1st Shunt trip | 367700 | 1 | Z\ | 1
3WA1240-3MG22-0AA0 |  | fixed-mounted circuit breaker, IEC 60947-2, size 2, 4-pole, N pole on right, In=4000 A up to 690 V AC 50/60 Hz, breaking capacity S Icu=66/50 kA at 500/690 V, tripping unit ETU600 LSIG Hi-Z upgradeable, color display, Bluetooth, USB interface, basic protection LT, ST, INST, GFx, with GF high-impedance input, including protection of the N conductor (internal neutral point sensor available), trip alarm switch (1 x CO), connection at rear horizontal with internal voltage tap on upper stab of circuit breaker, with voltage tap module VTM680 and power supply of ETU600, able to communication, integrated metering type PMF-2 Basic Power Monitoring, Voltage, Energy, Power, Power factor, Frequency, Unbalance, Temperature, Manual operating mechanism with mechanical closing, without Spring charging motor, Ready-to-close signal. switch, Auxiliary switches 2NO+2NC, without Closing coil (CC), manual operating mechanism with mechanical closing, without Remote trip alarm reset coil (RR), without 2nd shunt trip, without 1st Shunt trip | 358700 | 1 | Z\ | 1
3WA1240-3MG31-0AA0 |  | Withdrawable circuit breaker with guide frame, IEC 60947-2, frame size 2, 3-poles, In=4000A up to 690V AC 50/60Hz, breaking capacity S Icu=66/50kA at 500/690V, Trip unit ETU600 LSIG Hi-Z upgrade ready , colordisplay, bluetooth and USB interface, Protection LT, ST, INST, GFx, with GF highimpedance-input N-protection required an external N-sensor, incl. trip alarm switch (1xCO), rear connection vertical, guide frame with shutter and w/o position signalling switch, with internal voltage tap on upper stab of circuit breaker, with voltage tap module VTM680 and power supply of ETU600, able to communication, integrated metering type PMF-2 Basic Power Monitoring, Voltage, Energy, Power, Power factor, Frequency, Unbalance, Temperature, Manual operating mechanism with mechanical closing, without Spring charging motor, Ready-to-close signal. switch, Auxiliary switches 2NO+2NC, without Closing coil (CC), manual operating mechanism with mechanical closing, without Remote trip alarm reset coil (RR), without 2nd shunt trip, without 1st Shunt trip | 358700 | 1 | Z\ | 1
3WA1240-3MG32-0AA0 |  | withdrawable circuit breaker, with guide frame, IEC 60947-2, size 2, 3-pole, In=4000 A up to 690 V AC 50/60 Hz, breaking capacity S Icu=66/50 kA at 500/690 V, tripping unit ETU600 LSIG Hi-Z upgradeable, color display, Bluetooth, USB interface, basic protection LT, ST, INST, GFx, with GF high-impedance input, neutral conductor protection requires an external neutral point current sensor, trip alarm switch (1 x CO), connection at rear horizontal guide frame with shutter, without position signaling switch, with internal voltage tap on upper stab of circuit breaker, with voltage tap module VTM680 and power supply of ETU600, able to communication, integrated metering type PMF-2 Basic Power Monitoring, Voltage, Energy, Power, Power factor, Frequency, Unbalance, Temperature, Manual operating mechanism with mechanical closing, without Spring charging motor, Ready-to-close signal. switch, Auxiliary switches 2NO+2NC, without Closing coil (CC), manual operating mechanism with mechanical closing, without Remote trip alarm reset coil (RR), without 2nd shunt trip, without 1st Shunt trip | 357700 | 1 | Z\ | 1
3WA1240-3MG41-0AA0 |  | Withdrawable circuit breaker with guide frame, IEC 60947-2, frame size 2, 4-poles, N-pole left, In=4000A up to 690V AC 50/60Hz, breaking capacity S Icu=66/50kA at 500/690V, Trip unit ETU600 LSIG Hi-Z upgrade ready , colordisplay, bluetooth and USB interface, Protection LT, ST, INST, GFx, with GF highimpedance-input include N-protection, (internal N-sensor available), incl. trip alarm switch (1xCO), rear connection vertical, guide frame with shutter and w/o position signalling switch, with internal voltage tap on upper stab of circuit breaker, with voltage tap module VTM680 and power supply of ETU600, able to communication, integrated metering type PMF-2 Basic Power Monitoring, Voltage, Energy, Power, Power factor, Frequency, Unbalance, Temperature, Manual operating mechanism with mechanical closing, without Spring charging motor, Ready-to-close signal. switch, Auxiliary switches 2NO+2NC, without Closing coil (CC), manual operating mechanism with mechanical closing, without Remote trip alarm reset coil (RR), without 2nd shunt trip, without 1st Shunt trip | 458700 | 1 | Z\ | 1
3WA1240-3MG42-0AA0 |  | withdrawable circuit breaker, with guide frame, IEC 60947-2, size 2, 4-pole, N pole on left, In=4000 A up to 690 V AC 50/60 Hz, breaking capacity S Icu=66/50 kA at 500/690 V, tripping unit ETU600 LSIG Hi-Z upgradeable, color display, Bluetooth, USB interface, basic protection LT, ST, INST, GFx, with GF high-impedance input, including protection of the N conductor (internal neutral point sensor available), trip alarm switch (1 x CO), connection at rear horizontal guide frame with shutter, without position signaling switch, with internal voltage tap on upper stab of circuit breaker, with voltage tap module VTM680 and power supply of ETU600, able to communication, integrated metering type PMF-2 Basic Power Monitoring, Voltage, Energy, Power, Power factor, Frequency, Unbalance, Temperature, Manual operating mechanism with mechanical closing, without Spring charging motor, Ready-to-close signal. switch, Auxiliary switches 2NO+2NC, without Closing coil (CC), manual operating mechanism with mechanical closing, without Remote trip alarm reset coil (RR), without 2nd shunt trip, without 1st Shunt trip | 456700 | 1 | Z\ | 1
3WA1240-3NE01-0AA0 |  | Fixed-mounted circuit breaker IEC 60947-2, frame size 2, 3-poles, In=4000A up to 690V AC 50/60Hz, breaking capacity S Icu=66/50kA at 500/690V, Trip unit ETU600 LSI upgrade ready , colordisplay, bluetooth and USB interface, Protection LT, ST, INST, N-protection required an external N-sensor, incl. trip alarm switch (1xCO), rear connection vertical, with internal voltage tap on upper stab of circuit breaker, with voltage tap module VTM680 and power supply of ETU600, able to communication, integrated metering type PMF-3 Advanced Power Monitor., Voltage, Energy, Power, Power factor, Frequency, Unbalance, Temperature, Power quality, Manual operating mechanism with mechanical closing, without Spring charging motor, Ready-to-close signal. switch, Auxiliary switches 2NO+2NC, without Closing coil (CC), manual operating mechanism with mechanical closing, without Remote trip alarm reset coil (RR), without 2nd shunt trip, without 1st Shunt trip | 265100 | 1 | Z\ | 1
3WA1240-3NE02-0AA0 |  | fixed-mounted circuit breaker, IEC 60947-2, size 2, 3-pole, In=4000 A up to 690 V AC 50/60 Hz, breaking capacity S Icu=66/50 kA at 500/690 V, tripping unit ETU600 LSI upgradeable, color display, Bluetooth, USB interface, basic protection LT, ST, INST, neutral conductor protection requires an external neutral point current sensor, trip alarm switch (1 x CO), connection at rear horizontal with internal voltage tap on upper stab of circuit breaker, with voltage tap module VTM680 and power supply of ETU600, able to communication, integrated metering type PMF-3 Advanced Power Monitor., Voltage, Energy, Power, Power factor, Frequency, Unbalance, Temperature, Power quality, Manual operating mechanism with mechanical closing, without Spring charging motor, Ready-to-close signal. switch, Auxiliary switches 2NO+2NC, without Closing coil (CC), manual operating mechanism with mechanical closing, without Remote trip alarm reset coil (RR), without 2nd shunt trip, without 1st Shunt trip | 258100 | 1 | Z\ | 1
3WA1240-3NE11-0AA0 |  | Fixed-mounted circuit breaker IEC 60947-2, frame size 2, 4-poles, N-pole left, In=4000A up to 690V AC 50/60Hz, breaking capacity S Icu=66/50kA at 500/690V, Trip unit ETU600 LSI upgrade ready , colordisplay, bluetooth and USB interface, Protection LT, ST, INST, include N-protection, (internal N-sensor available), incl. trip alarm switch (1xCO), rear connection vertical, with internal voltage tap on upper stab of circuit breaker, with voltage tap module VTM680 and power supply of ETU600, able to communication, integrated metering type PMF-3 Advanced Power Monitor., Voltage, Energy, Power, Power factor, Frequency, Unbalance, Temperature, Power quality, Manual operating mechanism with mechanical closing, without Spring charging motor, Ready-to-close signal. switch, Auxiliary switches 2NO+2NC, without Closing coil (CC), manual operating mechanism with mechanical closing, without Remote trip alarm reset coil (RR), without 2nd shunt trip, without 1st Shunt trip | 342100 | 1 | Z\ | 1
3WA1240-3NE12-0AA0 |  | fixed-mounted circuit breaker, IEC 60947-2, size 2, 4-pole, N pole on left, In=4000 A up to 690 V AC 50/60 Hz, breaking capacity S Icu=66/50 kA at 500/690 V, tripping unit ETU600 LSI upgradeable, color display, Bluetooth, USB interface, basic protection LT, ST, INST, including protection of the N conductor (internal neutral point sensor available), trip alarm switch (1 x CO), connection at rear horizontal with internal voltage tap on upper stab of circuit breaker, with voltage tap module VTM680 and power supply of ETU600, able to communication, integrated metering type PMF-3 Advanced Power Monitor., Voltage, Energy, Power, Power factor, Frequency, Unbalance, Temperature, Power quality, Manual operating mechanism with mechanical closing, without Spring charging motor, Ready-to-close signal. switch, Auxiliary switches 2NO+2NC, without Closing coil (CC), manual operating mechanism with mechanical closing, without Remote trip alarm reset coil (RR), without 2nd shunt trip, without 1st Shunt trip | 333100 | 1 | Z\ | 1
3WA1240-3NE21-0AA0 |  | fixed-mounted circuit breaker, IEC 60947-2, size 2, 4-pole, N pole on right, In=4000 A up to 690 V AC 50/60 Hz, breaking capacity S Icu=66/50 kA at 500/690 V, tripping unit ETU600 LSI upgradeable, color display, Bluetooth, USB interface, basic protection LT, ST, INST, including protection of the N conductor (internal neutral point sensor available), trip alarm switch (1 x CO), connection at rear vertical, with internal voltage tap on upper stab of circuit breaker, with voltage tap module VTM680 and power supply of ETU600, able to communication, integrated metering type PMF-3 Advanced Power Monitor., Voltage, Energy, Power, Power factor, Frequency, Unbalance, Temperature, Power quality, Manual operating mechanism with mechanical closing, without Spring charging motor, Ready-to-close signal. switch, Auxiliary switches 2NO+2NC, without Closing coil (CC), manual operating mechanism with mechanical closing, without Remote trip alarm reset coil (RR), without 2nd shunt trip, without 1st Shunt trip | 342100 | 1 | Z\ | 1
3WA1240-3NE22-0AA0 |  | fixed-mounted circuit breaker, IEC 60947-2, size 2, 4-pole, N pole on right, In=4000 A up to 690 V AC 50/60 Hz, breaking capacity S Icu=66/50 kA at 500/690 V, tripping unit ETU600 LSI upgradeable, color display, Bluetooth, USB interface, basic protection LT, ST, INST, including protection of the N conductor (internal neutral point sensor available), trip alarm switch (1 x CO), connection at rear horizontal with internal voltage tap on upper stab of circuit breaker, with voltage tap module VTM680 and power supply of ETU600, able to communication, integrated metering type PMF-3 Advanced Power Monitor., Voltage, Energy, Power, Power factor, Frequency, Unbalance, Temperature, Power quality, Manual operating mechanism with mechanical closing, without Spring charging motor, Ready-to-close signal. switch, Auxiliary switches 2NO+2NC, without Closing coil (CC), manual operating mechanism with mechanical closing, without Remote trip alarm reset coil (RR), without 2nd shunt trip, without 1st Shunt trip | 333100 | 1 | Z\ | 1
3WA1240-3NE31-0AA0 |  | Withdrawable circuit breaker with guide frame, IEC 60947-2, frame size 2, 3-poles, In=4000A up to 690V AC 50/60Hz, breaking capacity S Icu=66/50kA at 500/690V, Trip unit ETU600 LSI upgrade ready , colordisplay, bluetooth and USB interface, Protection LT, ST, INST, N-protection required an external N-sensor, incl. trip alarm switch (1xCO), rear connection vertical, guide frame with shutter and w/o position signalling switch, with internal voltage tap on upper stab of circuit breaker, with voltage tap module VTM680 and power supply of ETU600, able to communication, integrated metering type PMF-3 Advanced Power Monitor., Voltage, Energy, Power, Power factor, Frequency, Unbalance, Temperature, Power quality, Manual operating mechanism with mechanical closing, without Spring charging motor, Ready-to-close signal. switch, Auxiliary switches 2NO+2NC, without Closing coil (CC), manual operating mechanism with mechanical closing, without Remote trip alarm reset coil (RR), without 2nd shunt trip, without 1st Shunt trip | 334100 | 1 | Z\ | 1
3WA1240-3NE32-0AA0 |  | withdrawable circuit breaker, with guide frame, IEC 60947-2, size 2, 3-pole, In=4000 A up to 690 V AC 50/60 Hz, breaking capacity S Icu=66/50 kA at 500/690 V, tripping unit ETU600 LSI upgradeable, color display, Bluetooth, USB interface, basic protection LT, ST, INST, neutral conductor protection requires an external neutral point current sensor, trip alarm switch (1 x CO), connection at rear horizontal guide frame with shutter, without position signaling switch, with internal voltage tap on upper stab of circuit breaker, with voltage tap module VTM680 and power supply of ETU600, able to communication, integrated metering type PMF-3 Advanced Power Monitor., Voltage, Energy, Power, Power factor, Frequency, Unbalance, Temperature, Power quality, Manual operating mechanism with mechanical closing, without Spring charging motor, Ready-to-close signal. switch, Auxiliary switches 2NO+2NC, without Closing coil (CC), manual operating mechanism with mechanical closing, without Remote trip alarm reset coil (RR), without 2nd shunt trip, without 1st Shunt trip | 332100 | 1 | Z\ | 1
3WA1240-3NE41-0AA0 |  | Withdrawable circuit breaker with guide frame, IEC 60947-2, frame size 2, 4-poles, N-pole left, In=4000A up to 690V AC 50/60Hz, breaking capacity S Icu=66/50kA at 500/690V, Trip unit ETU600 LSI upgrade ready , colordisplay, bluetooth and USB interface, Protection LT, ST, INST, include N-protection, (internal N-sensor available), incl. trip alarm switch (1xCO), rear connection vertical, guide frame with shutter and w/o position signalling switch, with internal voltage tap on upper stab of circuit breaker, with voltage tap module VTM680 and power supply of ETU600, able to communication, integrated metering type PMF-3 Advanced Power Monitor., Voltage, Energy, Power, Power factor, Frequency, Unbalance, Temperature, Power quality, Manual operating mechanism with mechanical closing, without Spring charging motor, Ready-to-close signal. switch, Auxiliary switches 2NO+2NC, without Closing coil (CC), manual operating mechanism with mechanical closing, without Remote trip alarm reset coil (RR), without 2nd shunt trip, without 1st Shunt trip | 433100 | 1 | Z\ | 1
3WA1240-3NE42-0AA0 |  | withdrawable circuit breaker, with guide frame, IEC 60947-2, size 2, 4-pole, N pole on left, In=4000 A up to 690 V AC 50/60 Hz, breaking capacity S Icu=66/50 kA at 500/690 V, tripping unit ETU600 LSI upgradeable, color display, Bluetooth, USB interface, basic protection LT, ST, INST, including protection of the N conductor (internal neutral point sensor available), trip alarm switch (1 x CO), connection at rear horizontal guide frame with shutter, without position signaling switch, with internal voltage tap on upper stab of circuit breaker, with voltage tap module VTM680 and power supply of ETU600, able to communication, integrated metering type PMF-3 Advanced Power Monitor., Voltage, Energy, Power, Power factor, Frequency, Unbalance, Temperature, Power quality, Manual operating mechanism with mechanical closing, without Spring charging motor, Ready-to-close signal. switch, Auxiliary switches 2NO+2NC, without Closing coil (CC), manual operating mechanism with mechanical closing, without Remote trip alarm reset coil (RR), without 2nd shunt trip, without 1st Shunt trip | 431100 | 1 | Z\ | 1
3WA1240-3NF01-0AA0 |  | Fixed-mounted circuit breaker IEC 60947-2, frame size 2, 3-poles, In=4000A up to 690V AC 50/60Hz, breaking capacity S Icu=66/50kA at 500/690V, Trip unit ETU600 LSIG upgrade ready , colordisplay, bluetooth and USB interface, Protection LT, ST, INST, GFx, N-protection required an external N-sensor, incl. trip alarm switch (1xCO), rear connection vertical, with internal voltage tap on upper stab of circuit breaker, with voltage tap module VTM680 and power supply of ETU600, able to communication, integrated metering type PMF-3 Advanced Power Monitor., Voltage, Energy, Power, Power factor, Frequency, Unbalance, Temperature, Power quality, Manual operating mechanism with mechanical closing, without Spring charging motor, Ready-to-close signal. switch, Auxiliary switches 2NO+2NC, without Closing coil (CC), manual operating mechanism with mechanical closing, without Remote trip alarm reset coil (RR), without 2nd shunt trip, without 1st Shunt trip | 275100 | 1 | Z\ | 1
3WA1240-3NF02-0AA0 |  | fixed-mounted circuit breaker, IEC 60947-2, size 2, 3-pole, In=4000 A up to 690 V AC 50/60 Hz, breaking capacity S Icu=66/50 kA at 500/690 V, tripping unit ETU600 LSIG upgradeable, color display, Bluetooth, USB interface, basic protection LT, ST, INST, GFx, neutral conductor protection requires an external neutral point current sensor, trip alarm switch (1 x CO), connection at rear horizontal with internal voltage tap on upper stab of circuit breaker, with voltage tap module VTM680 and power supply of ETU600, able to communication, integrated metering type PMF-3 Advanced Power Monitor., Voltage, Energy, Power, Power factor, Frequency, Unbalance, Temperature, Power quality, Manual operating mechanism with mechanical closing, without Spring charging motor, Ready-to-close signal. switch, Auxiliary switches 2NO+2NC, without Closing coil (CC), manual operating mechanism with mechanical closing, without Remote trip alarm reset coil (RR), without 2nd shunt trip, without 1st Shunt trip | 268100 | 1 | Z\ | 1
3WA1240-3NF11-0AA0 |  | Fixed-mounted circuit breaker IEC 60947-2, frame size 2, 4-poles, N-pole left, In=4000A up to 690V AC 50/60Hz, breaking capacity S Icu=66/50kA at 500/690V, Trip unit ETU600 LSIG upgrade ready , colordisplay, bluetooth and USB interface, Protection LT, ST, INST, GFx, include N-protection, (internal N-sensor available), incl. trip alarm switch (1xCO), rear connection vertical, with internal voltage tap on upper stab of circuit breaker, with voltage tap module VTM680 and power supply of ETU600, able to communication, integrated metering type PMF-3 Advanced Power Monitor., Voltage, Energy, Power, Power factor, Frequency, Unbalance, Temperature, Power quality, Manual operating mechanism with mechanical closing, without Spring charging motor, Ready-to-close signal. switch, Auxiliary switches 2NO+2NC, without Closing coil (CC), manual operating mechanism with mechanical closing, without Remote trip alarm reset coil (RR), without 2nd shunt trip, without 1st Shunt trip | 353100 | 1 | Z\ | 1
3WA1240-3NF12-0AA0 |  | fixed-mounted circuit breaker, IEC 60947-2, size 2, 4-pole, N pole on left, In=4000 A up to 690 V AC 50/60 Hz, breaking capacity S Icu=66/50 kA at 500/690 V, tripping unit ETU600 LSIG upgradeable, color display, Bluetooth, USB interface, basic protection LT, ST, INST, GFx, including protection of the N conductor (internal neutral point sensor available), trip alarm switch (1 x CO), connection at rear horizontal with internal voltage tap on upper stab of circuit breaker, with voltage tap module VTM680 and power supply of ETU600, able to communication, integrated metering type PMF-3 Advanced Power Monitor., Voltage, Energy, Power, Power factor, Frequency, Unbalance, Temperature, Power quality, Manual operating mechanism with mechanical closing, without Spring charging motor, Ready-to-close signal. switch, Auxiliary switches 2NO+2NC, without Closing coil (CC), manual operating mechanism with mechanical closing, without Remote trip alarm reset coil (RR), without 2nd shunt trip, without 1st Shunt trip | 343100 | 1 | Z\ | 1
3WA1240-3NF21-0AA0 |  | fixed-mounted circuit breaker, IEC 60947-2, size 2, 4-pole, N pole on right, In=4000 A up to 690 V AC 50/60 Hz, breaking capacity S Icu=66/50 kA at 500/690 V, tripping unit ETU600 LSIG upgradeable, color display, Bluetooth, USB interface, basic protection LT, ST, INST, GFx, including protection of the N conductor (internal neutral point sensor available), trip alarm switch (1 x CO), connection at rear vertical, with internal voltage tap on upper stab of circuit breaker, with voltage tap module VTM680 and power supply of ETU600, able to communication, integrated metering type PMF-3 Advanced Power Monitor., Voltage, Energy, Power, Power factor, Frequency, Unbalance, Temperature, Power quality, Manual operating mechanism with mechanical closing, without Spring charging motor, Ready-to-close signal. switch, Auxiliary switches 2NO+2NC, without Closing coil (CC), manual operating mechanism with mechanical closing, without Remote trip alarm reset coil (RR), without 2nd shunt trip, without 1st Shunt trip | 353100 | 1 | Z\ | 1
3WA1240-3NF22-0AA0 |  | fixed-mounted circuit breaker, IEC 60947-2, size 2, 4-pole, N pole on right, In=4000 A up to 690 V AC 50/60 Hz, breaking capacity S Icu=66/50 kA at 500/690 V, tripping unit ETU600 LSIG upgradeable, color display, Bluetooth, USB interface, basic protection LT, ST, INST, GFx, including protection of the N conductor (internal neutral point sensor available), trip alarm switch (1 x CO), connection at rear horizontal with internal voltage tap on upper stab of circuit breaker, with voltage tap module VTM680 and power supply of ETU600, able to communication, integrated metering type PMF-3 Advanced Power Monitor., Voltage, Energy, Power, Power factor, Frequency, Unbalance, Temperature, Power quality, Manual operating mechanism with mechanical closing, without Spring charging motor, Ready-to-close signal. switch, Auxiliary switches 2NO+2NC, without Closing coil (CC), manual operating mechanism with mechanical closing, without Remote trip alarm reset coil (RR), without 2nd shunt trip, without 1st Shunt trip | 343100 | 1 | Z\ | 1
3WA1240-3NF31-0AA0 |  | Withdrawable circuit breaker with guide frame, IEC 60947-2, frame size 2, 3-poles, In=4000A up to 690V AC 50/60Hz, breaking capacity S Icu=66/50kA at 500/690V, Trip unit ETU600 LSIG upgrade ready , colordisplay, bluetooth and USB interface, Protection LT, ST, INST, GFx, N-protection required an external N-sensor, incl. trip alarm switch (1xCO), rear connection vertical, guide frame with shutter and w/o position signalling switch, with internal voltage tap on upper stab of circuit breaker, with voltage tap module VTM680 and power supply of ETU600, able to communication, integrated metering type PMF-3 Advanced Power Monitor., Voltage, Energy, Power, Power factor, Frequency, Unbalance, Temperature, Power quality, Manual operating mechanism with mechanical closing, without Spring charging motor, Ready-to-close signal. switch, Auxiliary switches 2NO+2NC, without Closing coil (CC), manual operating mechanism with mechanical closing, without Remote trip alarm reset coil (RR), without 2nd shunt trip, without 1st Shunt trip | 344100 | 1 | Z\ | 1
3WA1240-3NF32-0AA0 |  | withdrawable circuit breaker, with guide frame, IEC 60947-2, size 2, 3-pole, In=4000 A up to 690 V AC 50/60 Hz, breaking capacity S Icu=66/50 kA at 500/690 V, tripping unit ETU600 LSIG upgradeable, color display, Bluetooth, USB interface, basic protection LT, ST, INST, GFx, neutral conductor protection requires an external neutral point current sensor, trip alarm switch (1 x CO), connection at rear horizontal guide frame with shutter, without position signaling switch, with internal voltage tap on upper stab of circuit breaker, with voltage tap module VTM680 and power supply of ETU600, able to communication, integrated metering type PMF-3 Advanced Power Monitor., Voltage, Energy, Power, Power factor, Frequency, Unbalance, Temperature, Power quality, Manual operating mechanism with mechanical closing, without Spring charging motor, Ready-to-close signal. switch, Auxiliary switches 2NO+2NC, without Closing coil (CC), manual operating mechanism with mechanical closing, without Remote trip alarm reset coil (RR), without 2nd shunt trip, without 1st Shunt trip | 343100 | 1 | Z\ | 1
3WA1240-3NF41-0AA0 |  | Withdrawable circuit breaker with guide frame, IEC 60947-2, frame size 2, 4-poles, N-pole left, In=4000A up to 690V AC 50/60Hz, breaking capacity S Icu=66/50kA at 500/690V, Trip unit ETU600 LSIG upgrade ready , colordisplay, bluetooth and USB interface, Protection LT, ST, INST, GFx, include N-protection, (internal N-sensor available), incl. trip alarm switch (1xCO), rear connection vertical, guide frame with shutter and w/o position signalling switch, with internal voltage tap on upper stab of circuit breaker, with voltage tap module VTM680 and power supply of ETU600, able to communication, integrated metering type PMF-3 Advanced Power Monitor., Voltage, Energy, Power, Power factor, Frequency, Unbalance, Temperature, Power quality, Manual operating mechanism with mechanical closing, without Spring charging motor, Ready-to-close signal. switch, Auxiliary switches 2NO+2NC, without Closing coil (CC), manual operating mechanism with mechanical closing, without Remote trip alarm reset coil (RR), without 2nd shunt trip, without 1st Shunt trip | 443100 | 1 | Z\ | 1
3WA1240-3NF42-0AA0 |  | withdrawable circuit breaker, with guide frame, IEC 60947-2, size 2, 4-pole, N pole on left, In=4000 A up to 690 V AC 50/60 Hz, breaking capacity S Icu=66/50 kA at 500/690 V, tripping unit ETU600 LSIG upgradeable, color display, Bluetooth, USB interface, basic protection LT, ST, INST, GFx, including protection of the N conductor (internal neutral point sensor available), trip alarm switch (1 x CO), connection at rear horizontal guide frame with shutter, without position signaling switch, with internal voltage tap on upper stab of circuit breaker, with voltage tap module VTM680 and power supply of ETU600, able to communication, integrated metering type PMF-3 Advanced Power Monitor., Voltage, Energy, Power, Power factor, Frequency, Unbalance, Temperature, Power quality, Manual operating mechanism with mechanical closing, without Spring charging motor, Ready-to-close signal. switch, Auxiliary switches 2NO+2NC, without Closing coil (CC), manual operating mechanism with mechanical closing, without Remote trip alarm reset coil (RR), without 2nd shunt trip, without 1st Shunt trip | 441100 | 1 | Z\ | 1
3WA1240-3NG01-0AA0 |  | Fixed-mounted circuit breaker IEC 60947-2, frame size 2, 3-poles, In=4000A up to 690V AC 50/60Hz, breaking capacity S Icu=66/50kA at 500/690V, Trip unit ETU600 LSIG Hi-Z upgrade ready , colordisplay, bluetooth and USB interface, Protection LT, ST, INST, GFx, with GF highimpedance-input N-protection required an external N-sensor, incl. trip alarm switch (1xCO), rear connection vertical, with internal voltage tap on upper stab of circuit breaker, with voltage tap module VTM680 and power supply of ETU600, able to communication, integrated metering type PMF-3 Advanced Power Monitor., Voltage, Energy, Power, Power factor, Frequency, Unbalance, Temperature, Power quality, Manual operating mechanism with mechanical closing, without Spring charging motor, Ready-to-close signal. switch, Auxiliary switches 2NO+2NC, without Closing coil (CC), manual operating mechanism with mechanical closing, without Remote trip alarm reset coil (RR), without 2nd shunt trip, without 1st Shunt trip | 297100 | 1 | Z\ | 1
3WA1240-3NG02-0AA0 |  | fixed-mounted circuit breaker, IEC 60947-2, size 2, 3-pole, In=4000 A up to 690 V AC 50/60 Hz, breaking capacity S Icu=66/50 kA at 500/690 V, tripping unit ETU600 LSIG Hi-Z upgradeable, color display, Bluetooth, USB interface, basic protection LT, ST, INST, GFx, with GF high-impedance input, neutral conductor protection requires an external neutral point current sensor, trip alarm switch (1 x CO), connection at rear horizontal with internal voltage tap on upper stab of circuit breaker, with voltage tap module VTM680 and power supply of ETU600, able to communication, integrated metering type PMF-3 Advanced Power Monitor., Voltage, Energy, Power, Power factor, Frequency, Unbalance, Temperature, Power quality, Manual operating mechanism with mechanical closing, without Spring charging motor, Ready-to-close signal. switch, Auxiliary switches 2NO+2NC, without Closing coil (CC), manual operating mechanism with mechanical closing, without Remote trip alarm reset coil (RR), without 2nd shunt trip, without 1st Shunt trip | 290100 | 1 | Z\ | 1
3WA1240-3NG11-0AA0 |  | Fixed-mounted circuit breaker IEC 60947-2, frame size 2, 4-poles, N-pole left, In=4000A up to 690V AC 50/60Hz, breaking capacity S Icu=66/50kA at 500/690V, Trip unit ETU600 LSIG Hi-Z upgrade ready , colordisplay, bluetooth and USB interface, Protection LT, ST, INST, GFx, with GF highimpedance-input include N-protection, (internal N-sensor available), incl. trip alarm switch (1xCO), rear connection vertical, with internal voltage tap on upper stab of circuit breaker, with voltage tap module VTM680 and power supply of ETU600, able to communication, integrated metering type PMF-3 Advanced Power Monitor., Voltage, Energy, Power, Power factor, Frequency, Unbalance, Temperature, Power quality, Manual operating mechanism with mechanical closing, without Spring charging motor, Ready-to-close signal. switch, Auxiliary switches 2NO+2NC, without Closing coil (CC), manual operating mechanism with mechanical closing, without Remote trip alarm reset coil (RR), without 2nd shunt trip, without 1st Shunt trip | 374100 | 1 | Z\ | 1
3WA1240-3NG12-0AA0 |  | fixed-mounted circuit breaker, IEC 60947-2, size 2, 4-pole, N pole on left, In=4000 A up to 690 V AC 50/60 Hz, breaking capacity S Icu=66/50 kA at 500/690 V, tripping unit ETU600 LSIG Hi-Z upgradeable, color display, Bluetooth, USB interface, basic protection LT, ST, INST, GFx, with GF high-impedance input, including protection of the N conductor (internal neutral point sensor available), trip alarm switch (1 x CO), connection at rear horizontal with internal voltage tap on upper stab of circuit breaker, with voltage tap module VTM680 and power supply of ETU600, able to communication, integrated metering type PMF-3 Advanced Power Monitor., Voltage, Energy, Power, Power factor, Frequency, Unbalance, Temperature, Power quality, Manual operating mechanism with mechanical closing, without Spring charging motor, Ready-to-close signal. switch, Auxiliary switches 2NO+2NC, without Closing coil (CC), manual operating mechanism with mechanical closing, without Remote trip alarm reset coil (RR), without 2nd shunt trip, without 1st Shunt trip | 365100 | 1 | Z\ | 1
3WA1240-3NG21-0AA0 |  | fixed-mounted circuit breaker, IEC 60947-2, size 2, 4-pole, N pole on right, In=4000 A up to 690 V AC 50/60 Hz, breaking capacity S Icu=66/50 kA at 500/690 V, tripping unit ETU600 LSIG Hi-Z upgradeable, color display, Bluetooth, USB interface, basic protection LT, ST, INST, GFx, with GF high-impedance input, including protection of the N conductor (internal neutral point sensor available), trip alarm switch (1 x CO), connection at rear vertical, with internal voltage tap on upper stab of circuit breaker, with voltage tap module VTM680 and power supply of ETU600, able to communication, integrated metering type PMF-3 Advanced Power Monitor., Voltage, Energy, Power, Power factor, Frequency, Unbalance, Temperature, Power quality, Manual operating mechanism with mechanical closing, without Spring charging motor, Ready-to-close signal. switch, Auxiliary switches 2NO+2NC, without Closing coil (CC), manual operating mechanism with mechanical closing, without Remote trip alarm reset coil (RR), without 2nd shunt trip, without 1st Shunt trip | 374100 | 1 | Z\ | 1
3WA1240-3NG22-0AA0 |  | fixed-mounted circuit breaker, IEC 60947-2, size 2, 4-pole, N pole on right, In=4000 A up to 690 V AC 50/60 Hz, breaking capacity S Icu=66/50 kA at 500/690 V, tripping unit ETU600 LSIG Hi-Z upgradeable, color display, Bluetooth, USB interface, basic protection LT, ST, INST, GFx, with GF high-impedance input, including protection of the N conductor (internal neutral point sensor available), trip alarm switch (1 x CO), connection at rear horizontal with internal voltage tap on upper stab of circuit breaker, with voltage tap module VTM680 and power supply of ETU600, able to communication, integrated metering type PMF-3 Advanced Power Monitor., Voltage, Energy, Power, Power factor, Frequency, Unbalance, Temperature, Power quality, Manual operating mechanism with mechanical closing, without Spring charging motor, Ready-to-close signal. switch, Auxiliary switches 2NO+2NC, without Closing coil (CC), manual operating mechanism with mechanical closing, without Remote trip alarm reset coil (RR), without 2nd shunt trip, without 1st Shunt trip | 365100 | 1 | Z\ | 1
3WA1240-3NG31-0AA0 |  | Withdrawable circuit breaker with guide frame, IEC 60947-2, frame size 2, 3-poles, In=4000A up to 690V AC 50/60Hz, breaking capacity S Icu=66/50kA at 500/690V, Trip unit ETU600 LSIG Hi-Z upgrade ready , colordisplay, bluetooth and USB interface, Protection LT, ST, INST, GFx, with GF highimpedance-input N-protection required an external N-sensor, incl. trip alarm switch (1xCO), rear connection vertical, guide frame with shutter and w/o position signalling switch, with internal voltage tap on upper stab of circuit breaker, with voltage tap module VTM680 and power supply of ETU600, able to communication, integrated metering type PMF-3 Advanced Power Monitor., Voltage, Energy, Power, Power factor, Frequency, Unbalance, Temperature, Power quality, Manual operating mechanism with mechanical closing, without Spring charging motor, Ready-to-close signal. switch, Auxiliary switches 2NO+2NC, without Closing coil (CC), manual operating mechanism with mechanical closing, without Remote trip alarm reset coil (RR), without 2nd shunt trip, without 1st Shunt trip | 365100 | 1 | Z\ | 1
3WA1240-3NG32-0AA0 |  | withdrawable circuit breaker, with guide frame, IEC 60947-2, size 2, 3-pole, In=4000 A up to 690 V AC 50/60 Hz, breaking capacity S Icu=66/50 kA at 500/690 V, tripping unit ETU600 LSIG Hi-Z upgradeable, color display, Bluetooth, USB interface, basic protection LT, ST, INST, GFx, with GF high-impedance input, neutral conductor protection requires an external neutral point current sensor, trip alarm switch (1 x CO), connection at rear horizontal guide frame with shutter, without position signaling switch, with internal voltage tap on upper stab of circuit breaker, with voltage tap module VTM680 and power supply of ETU600, able to communication, integrated metering type PMF-3 Advanced Power Monitor., Voltage, Energy, Power, Power factor, Frequency, Unbalance, Temperature, Power quality, Manual operating mechanism with mechanical closing, without Spring charging motor, Ready-to-close signal. switch, Auxiliary switches 2NO+2NC, without Closing coil (CC), manual operating mechanism with mechanical closing, without Remote trip alarm reset coil (RR), without 2nd shunt trip, without 1st Shunt trip | 364100 | 1 | Z\ | 1
3WA1240-3NG41-0AA0 |  | Withdrawable circuit breaker with guide frame, IEC 60947-2, frame size 2, 4-poles, N-pole left, In=4000A up to 690V AC 50/60Hz, breaking capacity S Icu=66/50kA at 500/690V, Trip unit ETU600 LSIG Hi-Z upgrade ready , colordisplay, bluetooth and USB interface, Protection LT, ST, INST, GFx, with GF highimpedance-input include N-protection, (internal N-sensor available), incl. trip alarm switch (1xCO), rear connection vertical, guide frame with shutter and w/o position signalling switch, with internal voltage tap on upper stab of circuit breaker, with voltage tap module VTM680 and power supply of ETU600, able to communication, integrated metering type PMF-3 Advanced Power Monitor., Voltage, Energy, Power, Power factor, Frequency, Unbalance, Temperature, Power quality, Manual operating mechanism with mechanical closing, without Spring charging motor, Ready-to-close signal. switch, Auxiliary switches 2NO+2NC, without Closing coil (CC), manual operating mechanism with mechanical closing, without Remote trip alarm reset coil (RR), without 2nd shunt trip, without 1st Shunt trip | 465100 | 1 | Z\ | 1
3WA1240-3NG42-0AA0 |  | withdrawable circuit breaker, with guide frame, IEC 60947-2, size 2, 4-pole, N pole on left, In=4000 A up to 690 V AC 50/60 Hz, breaking capacity S Icu=66/50 kA at 500/690 V, tripping unit ETU600 LSIG Hi-Z upgradeable, color display, Bluetooth, USB interface, basic protection LT, ST, INST, GFx, with GF high-impedance input, including protection of the N conductor (internal neutral point sensor available), trip alarm switch (1 x CO), connection at rear horizontal guide frame with shutter, without position signaling switch, with internal voltage tap on upper stab of circuit breaker, with voltage tap module VTM680 and power supply of ETU600, able to communication, integrated metering type PMF-3 Advanced Power Monitor., Voltage, Energy, Power, Power factor, Frequency, Unbalance, Temperature, Power quality, Manual operating mechanism with mechanical closing, without Spring charging motor, Ready-to-close signal. switch, Auxiliary switches 2NO+2NC, without Closing coil (CC), manual operating mechanism with mechanical closing, without Remote trip alarm reset coil (RR), without 2nd shunt trip, without 1st Shunt trip | 463100 | 1 | Z\ | 1
3WA1240-4AA01-0AA0 |  | Non-automatic circuit breaker Fixed-mounted version, IEC 60947-2, frame size 2, 3-poles, In=4000A up to 690V AC 50/60Hz, breaking capacity M Icc=85/66kA at 500/690V, without electr. trip unit ETU, rear connection vertical, without Com & metering function Manual operating mechanism with mechanical closing, without Spring charging motor, Ready-to-close signal. switch, Auxiliary switches 2NO+2NC, without Closing coil (CC), manual operating mechanism with mechanical closing, without Remote trip alarm reset coil (RR), without 2nd shunt trip, without 1st Shunt trip | 244000 | 1 | Z\ | 1
3WA1240-4AA02-0AA0 |  | AC non-automatic air circuit breaker 3WA, fixed-mounted version, IEC 60947-2, size 2, 3-pole, In=4000 A up to 690 V AC 50/60 Hz, breaking capacity M, Icc=85/66 kA at 500/690 V, without electronic trip unit ETU, connection at rear horizontal without Com & metering function Manual operating mechanism with mechanical closing, without Spring charging motor, Ready-to-close signal. switch, Auxiliary switches 2NO+2NC, without Closing coil (CC), manual operating mechanism with mechanical closing, without Remote trip alarm reset coil (RR), without 2nd shunt trip, without 1st Shunt trip | 237000 | 1 | Z\ | 1
3WA1240-4AA11-0AA0 |  | Non-automatic circuit breaker Fixed-mounted version, IEC 60947-2, frame size 2, 4-poles, N-pole left, In=4000A up to 690V AC 50/60Hz, breaking capacity M Icc=85/66kA at 500/690V, without electr. trip unit ETU, rear connection vertical, without Com & metering function Manual operating mechanism with mechanical closing, without Spring charging motor, Ready-to-close signal. switch, Auxiliary switches 2NO+2NC, without Closing coil (CC), manual operating mechanism with mechanical closing, without Remote trip alarm reset coil (RR), without 2nd shunt trip, without 1st Shunt trip | 322000 | 1 | Z\ | 1
3WA1240-4AA12-0AA0 |  | AC non-automatic air circuit breaker 3WA, fixed-mounted version, IEC 60947-2, size 2, 4-pole, N pole on left, In=4000 A up to 690 V AC 50/60 Hz, breaking capacity M, Icc=85/66 kA at 500/690 V, without electronic trip unit ETU, connection at rear horizontal without Com & metering function Manual operating mechanism with mechanical closing, without Spring charging motor, Ready-to-close signal. switch, Auxiliary switches 2NO+2NC, without Closing coil (CC), manual operating mechanism with mechanical closing, without Remote trip alarm reset coil (RR), without 2nd shunt trip, without 1st Shunt trip | 312000 | 1 | Z\ | 1
3WA1240-4AA21-0AA0 |  | AC non-automatic air circuit breaker 3WA, fixed-mounted version, IEC 60947-2, size 2, 4-pole, N pole on right, In=4000 A up to 690 V AC 50/60 Hz, breaking capacity M, Icc=85/66 kA at 500/690 V, without electronic trip unit ETU, connection at rear vertical, without Com & metering function Manual operating mechanism with mechanical closing, without Spring charging motor, Ready-to-close signal. switch, Auxiliary switches 2NO+2NC, without Closing coil (CC), manual operating mechanism with mechanical closing, without Remote trip alarm reset coil (RR), without 2nd shunt trip, without 1st Shunt trip | 322000 | 1 | Z\ | 1
3WA1240-4AA22-0AA0 |  | AC non-automatic air circuit breaker 3WA, fixed-mounted version, IEC 60947-2, size 2, 4-pole, N pole on right, In=4000 A up to 690 V AC 50/60 Hz, breaking capacity M, Icc=85/66 kA at 500/690 V, without electronic trip unit ETU, connection at rear horizontal without Com & metering function Manual operating mechanism with mechanical closing, without Spring charging motor, Ready-to-close signal. switch, Auxiliary switches 2NO+2NC, without Closing coil (CC), manual operating mechanism with mechanical closing, without Remote trip alarm reset coil (RR), without 2nd shunt trip, without 1st Shunt trip | 312000 | 1 | Z\ | 1
3WA1240-4AA31-0AA0 |  | Non-automatic circuit breaker withdrawable version, with guide frame, IEC 60947-2, frame size 2, 3-poles, In=4000A up to 690V AC 50/60Hz, breaking capacity M Icc=85/66kA at 500/690V, without electr. trip unit ETU, rear connection vertical, guide frame with shutter and w/o position signalling switch, without Com & metering function Manual operating mechanism with mechanical closing, without Spring charging motor, Ready-to-close signal. switch, Auxiliary switches 2NO+2NC, without Closing coil (CC), manual operating mechanism with mechanical closing, without Remote trip alarm reset coil (RR), without 2nd shunt trip, without 1st Shunt trip | 291000 | 1 | Z\ | 1
3WA1240-4AA32-0AA0 |  | AC non-automatic air circuit breaker 3WA, withdrawable version, with guide frame, IEC 60947-2, size 2, 3-pole, In=4000 A up to 690 V AC 50/60 Hz, breaking capacity M, Icc=85/66 kA at 500/690 V, without electronic trip unit ETU, connection at rear horizontal guide frame with shutter, without position signaling switch, without Com & metering function Manual operating mechanism with mechanical closing, without Spring charging motor, Ready-to-close signal. switch, Auxiliary switches 2NO+2NC, without Closing coil (CC), manual operating mechanism with mechanical closing, without Remote trip alarm reset coil (RR), without 2nd shunt trip, without 1st Shunt trip | 290000 | 1 | Z\ | 1
3WA1240-4AA41-0AA0 |  | Non-automatic circuit breaker withdrawable version, with guide frame, IEC 60947-2, frame size 2, 4-poles, N-pole left, In=4000A up to 690V AC 50/60Hz, breaking capacity M Icc=85/66kA at 500/690V, without electr. trip unit ETU, rear connection vertical, guide frame with shutter and w/o position signalling switch, without Com & metering function Manual operating mechanism with mechanical closing, without Spring charging motor, Ready-to-close signal. switch, Auxiliary switches 2NO+2NC, without Closing coil (CC), manual operating mechanism with mechanical closing, without Remote trip alarm reset coil (RR), without 2nd shunt trip, without 1st Shunt trip | 384000 | 1 | Z\ | 1
3WA1240-4AA42-0AA0 |  | AC non-automatic air circuit breaker 3WA, withdrawable version, with guide frame, IEC 60947-2, size 2, 4-pole, N pole on left, In=4000 A up to 690 V AC 50/60 Hz, breaking capacity M, Icc=85/66 kA at 500/690 V, without electronic trip unit ETU, connection at rear horizontal guide frame with shutter, without position signaling switch, without Com & metering function Manual operating mechanism with mechanical closing, without Spring charging motor, Ready-to-close signal. switch, Auxiliary switches 2NO+2NC, without Closing coil (CC), manual operating mechanism with mechanical closing, without Remote trip alarm reset coil (RR), without 2nd shunt trip, without 1st Shunt trip | 382000 | 1 | Z\ | 1
3WA1240-4AB01-0AA0 |  | Fixed-mounted circuit breaker IEC 60947-2, frame size 2, 3-poles, In=4000A up to 690V AC 50/60Hz, breaking capacity M Icu=85/66kA at 500/690V, Trip unit ETU300 LSI optimized for standard applica- tions, without display Protection LT, ST, INST, N-protection required an external N-sensor, incl. trip alarm switch (1xCO), rear connection vertical, without Com & metering function Manual operating mechanism with mechanical closing, without Spring charging motor, Ready-to-close signal. switch, Auxiliary switches 2NO+2NC, without Closing coil (CC), manual operating mechanism with mechanical closing, without Remote trip alarm reset coil (RR), without 2nd shunt trip, without 1st Shunt trip | 260000 | 1 | Z\ | 1
3WA1240-4AB02-0AA0 |  | fixed-mounted circuit breaker, IEC 60947-2, size 1, 3-pole, In=4000 A up to 690 V AC 50/60 Hz, breaking capacity M Icu=85/66 kA at 500/690 V, tripping unit ETU300 LSI optimized for standard applications, without display, basic protection LT, ST, INST, neutral conductor protection requires an external neutral point current sensor, trip alarm switch (1 x CO), connection at rear horizontal without Com & metering function Manual operating mechanism with mechanical closing, without Spring charging motor, Ready-to-close signal. switch, Auxiliary switches 2NO+2NC, without Closing coil (CC), manual operating mechanism with mechanical closing, without Remote trip alarm reset coil (RR), without 2nd shunt trip, without 1st Shunt trip | 253000 | 1 | Z\ | 1
3WA1240-4AB11-0AA0 |  | Fixed-mounted circuit breaker IEC 60947-2, frame size 2, 4-poles, N-pole left, In=4000A up to 690V AC 50/60Hz, breaking capacity M Icu=85/66kA at 500/690V, Trip unit ETU300 LSI optimized for standard applica- tions, without display Protection LT, ST, INST, include N-protection, (internal N-sensor available), incl. trip alarm switch (1xCO), rear connection vertical, without Com & metering function Manual operating mechanism with mechanical closing, without Spring charging motor, Ready-to-close signal. switch, Auxiliary switches 2NO+2NC, without Closing coil (CC), manual operating mechanism with mechanical closing, without Remote trip alarm reset coil (RR), without 2nd shunt trip, without 1st Shunt trip | 345000 | 1 | Z\ | 1
3WA1240-4AB12-0AA0 |  | fixed-mounted circuit breaker, IEC 60947-2, size 1, 4-pole, N pole on left, In=4000 A up to 690 V AC 50/60 Hz, breaking capacity M Icu=85/66 kA at 500/690 V, tripping unit ETU300 LSI optimized for standard applications, without display, basic protection LT, ST, INST, including protection of the N conductor (internal neutral point sensor available) trip alarm switch (1 x CO), connection at rear horizontal without Com & metering function Manual operating mechanism with mechanical closing, without Spring charging motor, Ready-to-close signal. switch, Auxiliary switches 2NO+2NC, without Closing coil (CC), manual operating mechanism with mechanical closing, without Remote trip alarm reset coil (RR), without 2nd shunt trip, without 1st Shunt trip | 336000 | 1 | Z\ | 1
3WA1240-4AB21-0AA0 |  | fixed-mounted circuit breaker, IEC 60947-2, size 1, 4-pole, N pole on right, In=4000 A up to 690 V AC 50/60 Hz, breaking capacity M Icu=85/66 kA at 500/690 V, tripping unit ETU300 LSI optimized for standard applications, without display, basic protection LT, ST, INST, including protection of the N conductor (internal neutral point sensor available) trip alarm switch (1 x CO), connection at rear vertical, without Com & metering function Manual operating mechanism with mechanical closing, without Spring charging motor, Ready-to-close signal. switch, Auxiliary switches 2NO+2NC, without Closing coil (CC), manual operating mechanism with mechanical closing, without Remote trip alarm reset coil (RR), without 2nd shunt trip, without 1st Shunt trip | 345000 | 1 | Z\ | 1
3WA1240-4AB22-0AA0 |  | fixed-mounted circuit breaker, IEC 60947-2, size 1, 4-pole, N pole on right, In=4000 A up to 690 V AC 50/60 Hz, breaking capacity M Icu=85/66 kA at 500/690 V, tripping unit ETU300 LSI optimized for standard applications, without display, basic protection LT, ST, INST, including protection of the N conductor (internal neutral point sensor available) trip alarm switch (1 x CO), connection at rear horizontal without Com & metering function Manual operating mechanism with mechanical closing, without Spring charging motor, Ready-to-close signal. switch, Auxiliary switches 2NO+2NC, without Closing coil (CC), manual operating mechanism with mechanical closing, without Remote trip alarm reset coil (RR), without 2nd shunt trip, without 1st Shunt trip | 336000 | 1 | Z\ | 1
3WA1240-4AB31-0AA0 |  | Withdrawable circuit breaker with guide frame, IEC 60947-2, frame size 2, 3-poles, In=4000A up to 690V AC 50/60Hz, breaking capacity M Icu=85/66kA at 500/690V, Trip unit ETU300 LSI optimized for standard applica- tions, without display Protection LT, ST, INST, N-protection required an external N-sensor, incl. trip alarm switch (1xCO), rear connection vertical, guide frame with shutter and w/o position signalling switch, without Com & metering function Manual operating mechanism with mechanical closing, without Spring charging motor, Ready-to-close signal. switch, Auxiliary switches 2NO+2NC, without Closing coil (CC), manual operating mechanism with mechanical closing, without Remote trip alarm reset coil (RR), without 2nd shunt trip, without 1st Shunt trip | 313000 | 1 | Z\ | 1
3WA1240-4AB31-8BA1-Z | C01C11F40R55T40 | Withdrawable circuit breaker with guide frame, IEC 60947-2, frame size 2, 3-poles, In=4000A up to 690V AC 50/60Hz, breaking capacity M Icu=85/66kA at 500/690V, Trip unit ETU300 LSI optimized for standard applica- tions, without display Protection LT, ST, INST, N-protection required an external N-sensor, incl. trip alarm switch (1xCO), rear connection vertical, guide frame with shutter and w/o position signalling switch, without Com & metering function with manual and motorized operating mechanism (M) 208-240 V AC / 220-250 V DC, Storage status and ready-to- close signaling switches, Auxiliary switches 4NO+4NC, Closing coil (CC) 100% OP 24-30 V DC, applicable for continuous duty, without Remote trip alarm reset coil (RR), without 2nd shunt trip, Shunt trip (ST) 100% OP 24-30 V DC, suitable for continuous duty, Option C01 = Operations counter for circuit breaker Option C11 = Local electric close with sealing cover Option F40 = Sealing cover for ETU Option R55 = Mutual mechanical interlocking with 2 m bowden cable for circuit breakers in withdraw- able design necessary once for each circuit breaker. Option T40 = Door sealing frame IP41 | 353363 | 1 | Z\ | 1
3WA1240-4AB32-0AA0 |  | withdrawable circuit breaker, with guide frame, IEC 60947-2, size 1, 3-pole, In=4000 A up to 690 V AC 50/60 Hz, breaking capacity M Icu=85/66 kA at 500/690 V, tripping unit ETU300 LSI optimized for standard applications, without display, basic protection LT, ST, INST, neutral conductor protection requires an external neutral point current sensor, trip alarm switch (1 x CO), connection at rear horizontal guide frame with shutter, without position signaling switch, without Com & metering function Manual operating mechanism with mechanical closing, without Spring charging motor, Ready-to-close signal. switch, Auxiliary switches 2NO+2NC, without Closing coil (CC), manual operating mechanism with mechanical closing, without Remote trip alarm reset coil (RR), without 2nd shunt trip, without 1st Shunt trip | 311000 | 1 | Z\ | 1
3WA1240-4AB41-0AA0 |  | Withdrawable circuit breaker with guide frame, IEC 60947-2, frame size 2, 4-poles, N-pole left, In=4000A up to 690V AC 50/60Hz, breaking capacity M Icu=85/66kA at 500/690V, Trip unit ETU300 LSI optimized for standard applica- tions, without display Protection LT, ST, INST, include N-protection, (internal N-sensor available), incl. trip alarm switch (1xCO), rear connection vertical, guide frame with shutter and w/o position signalling switch, without Com & metering function Manual operating mechanism with mechanical closing, without Spring charging motor, Ready-to-close signal. switch, Auxiliary switches 2NO+2NC, without Closing coil (CC), manual operating mechanism with mechanical closing, without Remote trip alarm reset coil (RR), without 2nd shunt trip, without 1st Shunt trip | 414000 | 1 | Z\ | 1
3WA1240-4AB42-0AA0 |  | withdrawable circuit breaker, with guide frame, IEC 60947-2, size 1, 4-pole, N pole on left, In=4000 A up to 690 V AC 50/60 Hz, breaking capacity M Icu=85/66 kA at 500/690 V, tripping unit ETU300 LSI optimized for standard applications, without display, basic protection LT, ST, INST, including protection of the N conductor (internal neutral point sensor available) trip alarm switch (1 x CO), connection at rear horizontal guide frame with shutter, without position signaling switch, without Com & metering function Manual operating mechanism with mechanical closing, without Spring charging motor, Ready-to-close signal. switch, Auxiliary switches 2NO+2NC, without Closing coil (CC), manual operating mechanism with mechanical closing, without Remote trip alarm reset coil (RR), without 2nd shunt trip, without 1st Shunt trip | 412000 | 1 | Z\ | 1
3WA1240-4AB62-0AA0-Z | D80T40 | withdrawable circuit breaker, with guide frame, IEC 60947-2, size 1, 3-pole, In=4000 A up to 690 V AC 50/60 Hz, breaking capacity M Icu=85/66 kA at 500/690 V, tripping unit ETU300 LSI optimized for standard applications, without display, basic protection LT, ST, INST, neutral conductor protection requires an external neutral point current sensor, trip alarm switch (1 x CO), connection at rear horizontal guide frame with shutter and position signaling switch (3 x CO), without Com & metering function Manual operating mechanism with mechanical closing, without Spring charging motor, Ready-to-close signal. switch, Auxiliary switches 2NO+2NC, without Closing coil (CC), manual operating mechanism with mechanical closing, without Remote trip alarm reset coil (RR), without 2nd shunt trip, without 1st Shunt trip Option D80 = Circuit breaker without Bluetooth functionality Option T40 = Door sealing frame IP41 | 318640 | 1 | Z\ | 1
3WA1240-4AC01-0AA0 |  | Fixed-mounted circuit breaker IEC 60947-2, frame size 2, 3-poles, In=4000A up to 690V AC 50/60Hz, breaking capacity M Icu=85/66kA at 500/690V, Trip unit ETU300 LSIG optimized for standard applica- tions, without display Protection LT, ST, INST, GF, N-protection required an external N-sensor, incl. trip alarm switch (1xCO), rear connection vertical, without Com & metering function Manual operating mechanism with mechanical closing, without Spring charging motor, Ready-to-close signal. switch, Auxiliary switches 2NO+2NC, without Closing coil (CC), manual operating mechanism with mechanical closing, without Remote trip alarm reset coil (RR), without 2nd shunt trip, without 1st Shunt trip | 266000 | 1 | Z\ | 1
3WA1240-4AC02-0AA0 |  | fixed-mounted circuit breaker, IEC 60947-2, size 1, 3-pole, In=4000 A up to 690 V AC 50/60 Hz, breaking capacity M Icu=85/66 kA at 500/690 V, tripping unit ETU300 LSI G optimized for standard applications, without display, basic protection LT, ST, INST, GF, neutral conductor protection requires an external neutral point current sensor, trip alarm switch (1 x CO), connection at rear horizontal without Com & metering function Manual operating mechanism with mechanical closing, without Spring charging motor, Ready-to-close signal. switch, Auxiliary switches 2NO+2NC, without Closing coil (CC), manual operating mechanism with mechanical closing, without Remote trip alarm reset coil (RR), without 2nd shunt trip, without 1st Shunt trip | 259000 | 1 | Z\ | 1
3WA1240-4AC11-0AA0 |  | Fixed-mounted circuit breaker IEC 60947-2, frame size 2, 4-poles, N-pole left, In=4000A up to 690V AC 50/60Hz, breaking capacity M Icu=85/66kA at 500/690V, Trip unit ETU300 LSIG optimized for standard applica- tions, without display Protection LT, ST, INST, GF, include N-protection, (internal N-sensor available), incl. trip alarm switch (1xCO), rear connection vertical, without Com & metering function Manual operating mechanism with mechanical closing, without Spring charging motor, Ready-to-close signal. switch, Auxiliary switches 2NO+2NC, without Closing coil (CC), manual operating mechanism with mechanical closing, without Remote trip alarm reset coil (RR), without 2nd shunt trip, without 1st Shunt trip | 351000 | 1 | Z\ | 1
3WA1240-4AC12-0AA0 |  | fixed-mounted circuit breaker, IEC 60947-2, size 1, 4-pole, N pole on left, In=4000 A up to 690 V AC 50/60 Hz, breaking capacity M Icu=85/66 kA at 500/690 V, tripping unit ETU300 LSI G optimized for standard applications, without display, basic protection LT, ST, INST, GF, including protection of the N conductor (internal neutral point sensor available), trip alarm switch (1 x CO), connection at rear horizontal without Com & metering function Manual operating mechanism with mechanical closing, without Spring charging motor, Ready-to-close signal. switch, Auxiliary switches 2NO+2NC, without Closing coil (CC), manual operating mechanism with mechanical closing, without Remote trip alarm reset coil (RR), without 2nd shunt trip, without 1st Shunt trip | 342000 | 1 | Z\ | 1
3WA1240-4AC21-0AA0 |  | fixed-mounted circuit breaker, IEC 60947-2, size 1, 4-pole, N pole on right, In=4000 A up to 690 V AC 50/60 Hz, breaking capacity M Icu=85/66 kA at 500/690 V, tripping unit ETU300 LSI G optimized for standard applications, without display, basic protection LT, ST, INST, GF, including protection of the N conductor (internal neutral point sensor available), trip alarm switch (1 x CO), connection at rear vertical, without Com & metering function Manual operating mechanism with mechanical closing, without Spring charging motor, Ready-to-close signal. switch, Auxiliary switches 2NO+2NC, without Closing coil (CC), manual operating mechanism with mechanical closing, without Remote trip alarm reset coil (RR), without 2nd shunt trip, without 1st Shunt trip | 351000 | 1 | Z\ | 1
3WA1240-4AC22-0AA0 |  | fixed-mounted circuit breaker, IEC 60947-2, size 1, 4-pole, N pole on right, In=4000 A up to 690 V AC 50/60 Hz, breaking capacity M Icu=85/66 kA at 500/690 V, tripping unit ETU300 LSI G optimized for standard applications, without display, basic protection LT, ST, INST, GF, including protection of the N conductor (internal neutral point sensor available), trip alarm switch (1 x CO), connection at rear horizontal without Com & metering function Manual operating mechanism with mechanical closing, without Spring charging motor, Ready-to-close signal. switch, Auxiliary switches 2NO+2NC, without Closing coil (CC), manual operating mechanism with mechanical closing, without Remote trip alarm reset coil (RR), without 2nd shunt trip, without 1st Shunt trip | 342000 | 1 | Z\ | 1
3WA1240-4AC31-0AA0 |  | Withdrawable circuit breaker with guide frame, IEC 60947-2, frame size 2, 3-poles, In=4000A up to 690V AC 50/60Hz, breaking capacity M Icu=85/66kA at 500/690V, Trip unit ETU300 LSIG optimized for standard applica- tions, without display Protection LT, ST, INST, GF, N-protection required an external N-sensor, incl. trip alarm switch (1xCO), rear connection vertical, guide frame with shutter and w/o position signalling switch, without Com & metering function Manual operating mechanism with mechanical closing, without Spring charging motor, Ready-to-close signal. switch, Auxiliary switches 2NO+2NC, without Closing coil (CC), manual operating mechanism with mechanical closing, without Remote trip alarm reset coil (RR), without 2nd shunt trip, without 1st Shunt trip | 319000 | 1 | Z\ | 1
3WA1240-4AC32-0AA0 |  | withdrawable circuit breaker, with guide frame, IEC 60947-2, size 1, 3-pole, In=4000 A up to 690 V AC 50/60 Hz, breaking capacity M Icu=85/66 kA at 500/690 V, tripping unit ETU300 LSI G optimized for standard applications, without display, basic protection LT, ST, INST, GF, neutral conductor protection requires an external neutral point current sensor, trip alarm switch (1 x CO), connection at rear horizontal guide frame with shutter, without position signaling switch, without Com & metering function Manual operating mechanism with mechanical closing, without Spring charging motor, Ready-to-close signal. switch, Auxiliary switches 2NO+2NC, without Closing coil (CC), manual operating mechanism with mechanical closing, without Remote trip alarm reset coil (RR), without 2nd shunt trip, without 1st Shunt trip | 317000 | 1 | Z\ | 1
3WA1240-4AC41-0AA0 |  | Withdrawable circuit breaker with guide frame, IEC 60947-2, frame size 2, 4-poles, N-pole left, In=4000A up to 690V AC 50/60Hz, breaking capacity M Icu=85/66kA at 500/690V, Trip unit ETU300 LSIG optimized for standard applica- tions, without display Protection LT, ST, INST, GF, include N-protection, (internal N-sensor available), incl. trip alarm switch (1xCO), rear connection vertical, guide frame with shutter and w/o position signalling switch, without Com & metering function Manual operating mechanism with mechanical closing, without Spring charging motor, Ready-to-close signal. switch, Auxiliary switches 2NO+2NC, without Closing coil (CC), manual operating mechanism with mechanical closing, without Remote trip alarm reset coil (RR), without 2nd shunt trip, without 1st Shunt trip | 420000 | 1 | Z\ | 1
3WA1240-4AC42-0AA0 |  | withdrawable circuit breaker, with guide frame, IEC 60947-2, size 1, 4-pole, N pole on left, In=4000 A up to 690 V AC 50/60 Hz, breaking capacity M Icu=85/66 kA at 500/690 V, tripping unit ETU300 LSI G optimized for standard applications, without display, basic protection LT, ST, INST, GF, including protection of the N conductor (internal neutral point sensor available), trip alarm switch (1 x CO), connection at rear horizontal guide frame with shutter, without position signaling switch, without Com & metering function Manual operating mechanism with mechanical closing, without Spring charging motor, Ready-to-close signal. switch, Auxiliary switches 2NO+2NC, without Closing coil (CC), manual operating mechanism with mechanical closing, without Remote trip alarm reset coil (RR), without 2nd shunt trip, without 1st Shunt trip | 418000 | 1 | Z\ | 1
3WA1240-4AE01-0AA0 |  | Fixed-mounted circuit breaker IEC 60947-2, frame size 2, 3-poles, In=4000A up to 690V AC 50/60Hz, breaking capacity M Icu=85/66kA at 500/690V, Trip unit ETU600 LSI upgrade ready , colordisplay, bluetooth and USB interface, Protection LT, ST, INST, N-protection required an external N-sensor, incl. trip alarm switch (1xCO), rear connection vertical, without Com & metering function Manual operating mechanism with mechanical closing, without Spring charging motor, Ready-to-close signal. switch, Auxiliary switches 2NO+2NC, without Closing coil (CC), manual operating mechanism with mechanical closing, without Remote trip alarm reset coil (RR), without 2nd shunt trip, without 1st Shunt trip | 265000 | 1 | Z\ | 1
3WA1240-4AE02-0AA0 |  | fixed-mounted circuit breaker, IEC 60947-2, size 2, 3-pole, In=4000 A up to 690 V AC 50/60 Hz, breaking capacity M Icu=85/66 kA at 500/690 V, tripping unit ETU600 LSI upgradeable, color display, Bluetooth, USB interface, basic protection LT, ST, INST, neutral conductor protection requires an external neutral point current sensor, trip alarm switch (1 x CO), connection at rear horizontal without Com & metering function Manual operating mechanism with mechanical closing, without Spring charging motor, Ready-to-close signal. switch, Auxiliary switches 2NO+2NC, without Closing coil (CC), manual operating mechanism with mechanical closing, without Remote trip alarm reset coil (RR), without 2nd shunt trip, without 1st Shunt trip | 258000 | 1 | Z\ | 1
3WA1240-4AE11-0AA0 |  | Fixed-mounted circuit breaker IEC 60947-2, frame size 2, 4-poles, N-pole left, In=4000A up to 690V AC 50/60Hz, breaking capacity M Icu=85/66kA at 500/690V, Trip unit ETU600 LSI upgrade ready , colordisplay, bluetooth and USB interface, Protection LT, ST, INST, include N-protection, (internal N-sensor available), incl. trip alarm switch (1xCO), rear connection vertical, without Com & metering function Manual operating mechanism with mechanical closing, without Spring charging motor, Ready-to-close signal. switch, Auxiliary switches 2NO+2NC, without Closing coil (CC), manual operating mechanism with mechanical closing, without Remote trip alarm reset coil (RR), without 2nd shunt trip, without 1st Shunt trip | 350000 | 1 | Z\ | 1
3WA1240-4AE12-0AA0 |  | fixed-mounted circuit breaker, IEC 60947-2, size 2, 4-pole, N pole on left, In=4000 A up to 690 V AC 50/60 Hz, breaking capacity M Icu=85/66 kA at 500/690 V, tripping unit ETU600 LSI upgradeable, color display, Bluetooth, USB interface, basic protection LT, ST, INST, including protection of the N conductor (internal neutral point sensor available), trip alarm switch (1 x CO), connection at rear horizontal without Com & metering function Manual operating mechanism with mechanical closing, without Spring charging motor, Ready-to-close signal. switch, Auxiliary switches 2NO+2NC, without Closing coil (CC), manual operating mechanism with mechanical closing, without Remote trip alarm reset coil (RR), without 2nd shunt trip, without 1st Shunt trip | 341000 | 1 | Z\ | 1
3WA1240-4AE21-0AA0 |  | fixed-mounted circuit breaker, IEC 60947-2, size 2, 4-pole, N pole on right, In=4000 A up to 690 V AC 50/60 Hz, breaking capacity M Icu=85/66 kA at 500/690 V, tripping unit ETU600 LSI upgradeable, color display, Bluetooth, USB interface, basic protection LT, ST, INST, including protection of the N conductor (internal neutral point sensor available), trip alarm switch (1 x CO), connection at rear vertical, without Com & metering function Manual operating mechanism with mechanical closing, without Spring charging motor, Ready-to-close signal. switch, Auxiliary switches 2NO+2NC, without Closing coil (CC), manual operating mechanism with mechanical closing, without Remote trip alarm reset coil (RR), without 2nd shunt trip, without 1st Shunt trip | 350000 | 1 | Z\ | 1
3WA1240-4AE22-0AA0 |  | fixed-mounted circuit breaker, IEC 60947-2, size 2, 4-pole, N pole on right, In=4000 A up to 690 V AC 50/60 Hz, breaking capacity M Icu=85/66 kA at 500/690 V, tripping unit ETU600 LSI upgradeable, color display, Bluetooth, USB interface, basic protection LT, ST, INST, including protection of the N conductor (internal neutral point sensor available), trip alarm switch (1 x CO), connection at rear horizontal without Com & metering function Manual operating mechanism with mechanical closing, without Spring charging motor, Ready-to-close signal. switch, Auxiliary switches 2NO+2NC, without Closing coil (CC), manual operating mechanism with mechanical closing, without Remote trip alarm reset coil (RR), without 2nd shunt trip, without 1st Shunt trip | 341000 | 1 | Z\ | 1
3WA1240-4AE31-0AA0 |  | Withdrawable circuit breaker with guide frame, IEC 60947-2, frame size 2, 3-poles, In=4000A up to 690V AC 50/60Hz, breaking capacity M Icu=85/66kA at 500/690V, Trip unit ETU600 LSI upgrade ready , colordisplay, bluetooth and USB interface, Protection LT, ST, INST, N-protection required an external N-sensor, incl. trip alarm switch (1xCO), rear connection vertical, guide frame with shutter and w/o position signalling switch, without Com & metering function Manual operating mechanism with mechanical closing, without Spring charging motor, Ready-to-close signal. switch, Auxiliary switches 2NO+2NC, without Closing coil (CC), manual operating mechanism with mechanical closing, without Remote trip alarm reset coil (RR), without 2nd shunt trip, without 1st Shunt trip | 318000 | 1 | Z\ | 1
3WA1240-4AE32-0AA0 |  | withdrawable circuit breaker, with guide frame, IEC 60947-2, size 2, 3-pole, In=4000 A up to 690 V AC 50/60 Hz, breaking capacity M Icu=85/66 kA at 500/690 V, tripping unit ETU600 LSI upgradeable, color display, Bluetooth, USB interface, basic protection LT, ST, INST, neutral conductor protection requires an external neutral point current sensor, trip alarm switch (1 x CO), connection at rear horizontal guide frame with shutter, without position signaling switch, without Com & metering function Manual operating mechanism with mechanical closing, without Spring charging motor, Ready-to-close signal. switch, Auxiliary switches 2NO+2NC, without Closing coil (CC), manual operating mechanism with mechanical closing, without Remote trip alarm reset coil (RR), without 2nd shunt trip, without 1st Shunt trip | 316000 | 1 | Z\ | 1
3WA1240-4AE41-0AA0 |  | Withdrawable circuit breaker with guide frame, IEC 60947-2, frame size 2, 4-poles, N-pole left, In=4000A up to 690V AC 50/60Hz, breaking capacity M Icu=85/66kA at 500/690V, Trip unit ETU600 LSI upgrade ready , colordisplay, bluetooth and USB interface, Protection LT, ST, INST, include N-protection, (internal N-sensor available), incl. trip alarm switch (1xCO), rear connection vertical, guide frame with shutter and w/o position signalling switch, without Com & metering function Manual operating mechanism with mechanical closing, without Spring charging motor, Ready-to-close signal. switch, Auxiliary switches 2NO+2NC, without Closing coil (CC), manual operating mechanism with mechanical closing, without Remote trip alarm reset coil (RR), without 2nd shunt trip, without 1st Shunt trip | 419000 | 1 | Z\ | 1
3WA1240-4AE42-0AA0 |  | withdrawable circuit breaker, with guide frame, IEC 60947-2, size 2, 4-pole, N pole on left, In=4000 A up to 690 V AC 50/60 Hz, breaking capacity M Icu=85/66 kA at 500/690 V, tripping unit ETU600 LSI upgradeable, color display, Bluetooth, USB interface, basic protection LT, ST, INST, including protection of the N conductor (internal neutral point sensor available), trip alarm switch (1 x CO), connection at rear horizontal guide frame with shutter, without position signaling switch, without Com & metering function Manual operating mechanism with mechanical closing, without Spring charging motor, Ready-to-close signal. switch, Auxiliary switches 2NO+2NC, without Closing coil (CC), manual operating mechanism with mechanical closing, without Remote trip alarm reset coil (RR), without 2nd shunt trip, without 1st Shunt trip | 417000 | 1 | Z\ | 1
3WA1240-4AF01-0AA0 |  | Fixed-mounted circuit breaker IEC 60947-2, frame size 2, 3-poles, In=4000A up to 690V AC 50/60Hz, breaking capacity M Icu=85/66kA at 500/690V, Trip unit ETU600 LSIG upgrade ready , colordisplay, bluetooth and USB interface, Protection LT, ST, INST, GFx, N-protection required an external N-sensor, incl. trip alarm switch (1xCO), rear connection vertical, without Com & metering function Manual operating mechanism with mechanical closing, without Spring charging motor, Ready-to-close signal. switch, Auxiliary switches 2NO+2NC, without Closing coil (CC), manual operating mechanism with mechanical closing, without Remote trip alarm reset coil (RR), without 2nd shunt trip, without 1st Shunt trip | 276000 | 1 | Z\ | 1
3WA1240-4AF02-0AA0 |  | fixed-mounted circuit breaker, IEC 60947-2, size 2, 3-pole, In=4000 A up to 690 V AC 50/60 Hz, breaking capacity M Icu=85/66 kA at 500/690 V, tripping unit ETU600 LSIG upgradeable, color display, Bluetooth, USB interface, basic protection LT, ST, INST, GFx, neutral conductor protection requires an external neutral point current sensor, trip alarm switch (1 x CO), connection at rear horizontal without Com & metering function Manual operating mechanism with mechanical closing, without Spring charging motor, Ready-to-close signal. switch, Auxiliary switches 2NO+2NC, without Closing coil (CC), manual operating mechanism with mechanical closing, without Remote trip alarm reset coil (RR), without 2nd shunt trip, without 1st Shunt trip | 269000 | 1 | Z\ | 1
3WA1240-4AF11-0AA0 |  | Fixed-mounted circuit breaker IEC 60947-2, frame size 2, 4-poles, N-pole left, In=4000A up to 690V AC 50/60Hz, breaking capacity M Icu=85/66kA at 500/690V, Trip unit ETU600 LSIG upgrade ready , colordisplay, bluetooth and USB interface, Protection LT, ST, INST, GFx, include N-protection, (internal N-sensor available), incl. trip alarm switch (1xCO), rear connection vertical, without Com & metering function Manual operating mechanism with mechanical closing, without Spring charging motor, Ready-to-close signal. switch, Auxiliary switches 2NO+2NC, without Closing coil (CC), manual operating mechanism with mechanical closing, without Remote trip alarm reset coil (RR), without 2nd shunt trip, without 1st Shunt trip | 361000 | 1 | Z\ | 1
3WA1240-4AF12-0AA0 |  | fixed-mounted circuit breaker, IEC 60947-2, size 2, 4-pole, N pole on left, In=4000 A up to 690 V AC 50/60 Hz, breaking capacity M Icu=85/66 kA at 500/690 V, tripping unit ETU600 LSIG upgradeable, color display, Bluetooth, USB interface, basic protection LT, ST, INST, GFx, including protection of the N conductor (internal neutral point sensor available), trip alarm switch (1 x CO), connection at rear horizontal without Com & metering function Manual operating mechanism with mechanical closing, without Spring charging motor, Ready-to-close signal. switch, Auxiliary switches 2NO+2NC, without Closing coil (CC), manual operating mechanism with mechanical closing, without Remote trip alarm reset coil (RR), without 2nd shunt trip, without 1st Shunt trip | 352000 | 1 | Z\ | 1
3WA1240-4AF21-0AA0 |  | fixed-mounted circuit breaker, IEC 60947-2, size 2, 4-pole, N pole on right, In=4000 A up to 690 V AC 50/60 Hz, breaking capacity M Icu=85/66 kA at 500/690 V, tripping unit ETU600 LSIG upgradeable, color display, Bluetooth, USB interface, basic protection LT, ST, INST, GFx, including protection of the N conductor (internal neutral point sensor available), trip alarm switch (1 x CO), connection at rear vertical, without Com & metering function Manual operating mechanism with mechanical closing, without Spring charging motor, Ready-to-close signal. switch, Auxiliary switches 2NO+2NC, without Closing coil (CC), manual operating mechanism with mechanical closing, without Remote trip alarm reset coil (RR), without 2nd shunt trip, without 1st Shunt trip | 361000 | 1 | Z\ | 1
3WA1240-4AF22-0AA0 |  | fixed-mounted circuit breaker, IEC 60947-2, size 2, 4-pole, N pole on right, In=4000 A up to 690 V AC 50/60 Hz, breaking capacity M Icu=85/66 kA at 500/690 V, tripping unit ETU600 LSIG upgradeable, color display, Bluetooth, USB interface, basic protection LT, ST, INST, GFx, including protection of the N conductor (internal neutral point sensor available), trip alarm switch (1 x CO), connection at rear horizontal without Com & metering function Manual operating mechanism with mechanical closing, without Spring charging motor, Ready-to-close signal. switch, Auxiliary switches 2NO+2NC, without Closing coil (CC), manual operating mechanism with mechanical closing, without Remote trip alarm reset coil (RR), without 2nd shunt trip, without 1st Shunt trip | 352000 | 1 | Z\ | 1
3WA1240-4AF31-0AA0 |  | Withdrawable circuit breaker with guide frame, IEC 60947-2, frame size 2, 3-poles, In=4000A up to 690V AC 50/60Hz, breaking capacity M Icu=85/66kA at 500/690V, Trip unit ETU600 LSIG upgrade ready , colordisplay, bluetooth and USB interface, Protection LT, ST, INST, GFx, N-protection required an external N-sensor, incl. trip alarm switch (1xCO), rear connection vertical, guide frame with shutter and w/o position signalling switch, without Com & metering function Manual operating mechanism with mechanical closing, without Spring charging motor, Ready-to-close signal. switch, Auxiliary switches 2NO+2NC, without Closing coil (CC), manual operating mechanism with mechanical closing, without Remote trip alarm reset coil (RR), without 2nd shunt trip, without 1st Shunt trip | 328000 | 1 | Z\ | 1
3WA1240-4AF32-0AA0 |  | withdrawable circuit breaker, with guide frame, IEC 60947-2, size 2, 3-pole, In=4000 A up to 690 V AC 50/60 Hz, breaking capacity M Icu=85/66 kA at 500/690 V, tripping unit ETU600 LSIG upgradeable, color display, Bluetooth, USB interface, basic protection LT, ST, INST, GFx, neutral conductor protection requires an external neutral point current sensor, trip alarm switch (1 x CO), connection at rear horizontal guide frame with shutter, without position signaling switch, without Com & metering function Manual operating mechanism with mechanical closing, without Spring charging motor, Ready-to-close signal. switch, Auxiliary switches 2NO+2NC, without Closing coil (CC), manual operating mechanism with mechanical closing, without Remote trip alarm reset coil (RR), without 2nd shunt trip, without 1st Shunt trip | 327000 | 1 | Z\ | 1
3WA1240-4AF41-0AA0 |  | Withdrawable circuit breaker with guide frame, IEC 60947-2, frame size 2, 4-poles, N-pole left, In=4000A up to 690V AC 50/60Hz, breaking capacity M Icu=85/66kA at 500/690V, Trip unit ETU600 LSIG upgrade ready , colordisplay, bluetooth and USB interface, Protection LT, ST, INST, GFx, include N-protection, (internal N-sensor available), incl. trip alarm switch (1xCO), rear connection vertical, guide frame with shutter and w/o position signalling switch, without Com & metering function Manual operating mechanism with mechanical closing, without Spring charging motor, Ready-to-close signal. switch, Auxiliary switches 2NO+2NC, without Closing coil (CC), manual operating mechanism with mechanical closing, without Remote trip alarm reset coil (RR), without 2nd shunt trip, without 1st Shunt trip | 430000 | 1 | Z\ | 1
3WA1240-4AF42-0AA0 |  | withdrawable circuit breaker, with guide frame, IEC 60947-2, size 2, 4-pole, N pole on left, In=4000 A up to 690 V AC 50/60 Hz, breaking capacity M Icu=85/66 kA at 500/690 V, tripping unit ETU600 LSIG upgradeable, color display, Bluetooth, USB interface, basic protection LT, ST, INST, GFx, including protection of the N conductor (internal neutral point sensor available), trip alarm switch (1 x CO), connection at rear horizontal guide frame with shutter, without position signaling switch, without Com & metering function Manual operating mechanism with mechanical closing, without Spring charging motor, Ready-to-close signal. switch, Auxiliary switches 2NO+2NC, without Closing coil (CC), manual operating mechanism with mechanical closing, without Remote trip alarm reset coil (RR), without 2nd shunt trip, without 1st Shunt trip | 428000 | 1 | Z\ | 1
3WA1240-4AG01-0AA0 |  | Fixed-mounted circuit breaker IEC 60947-2, frame size 2, 3-poles, In=4000A up to 690V AC 50/60Hz, breaking capacity M Icu=85/66kA at 500/690V, Trip unit ETU600 LSIG Hi-Z upgrade ready , colordisplay, bluetooth and USB interface, Protection LT, ST, INST, GFx, with GF highimpedance-input N-protection required an external N-sensor, incl. trip alarm switch (1xCO), rear connection vertical, without Com & metering function Manual operating mechanism with mechanical closing, without Spring charging motor, Ready-to-close signal. switch, Auxiliary switches 2NO+2NC, without Closing coil (CC), manual operating mechanism with mechanical closing, without Remote trip alarm reset coil (RR), without 2nd shunt trip, without 1st Shunt trip | 297000 | 1 | Z\ | 1
3WA1240-4AG02-0AA0 |  | fixed-mounted circuit breaker, IEC 60947-2, size 2, 3-pole, In=4000 A up to 690 V AC 50/60 Hz, breaking capacity M Icu=85/66 kA at 500/690 V, tripping unit ETU600 LSIG Hi-Z upgradeable, color display, Bluetooth, USB interface, basic protection LT, ST, INST, GFx, with GF high-impedance input, neutral conductor protection requires an external neutral point current sensor, trip alarm switch (1 x CO), connection at rear horizontal without Com & metering function Manual operating mechanism with mechanical closing, without Spring charging motor, Ready-to-close signal. switch, Auxiliary switches 2NO+2NC, without Closing coil (CC), manual operating mechanism with mechanical closing, without Remote trip alarm reset coil (RR), without 2nd shunt trip, without 1st Shunt trip | 290000 | 1 | Z\ | 1
3WA1240-4AG11-0AA0 |  | Fixed-mounted circuit breaker IEC 60947-2, frame size 2, 4-poles, N-pole left, In=4000A up to 690V AC 50/60Hz, breaking capacity M Icu=85/66kA at 500/690V, Trip unit ETU600 LSIG Hi-Z upgrade ready , colordisplay, bluetooth and USB interface, Protection LT, ST, INST, GFx, with GF highimpedance-input include N-protection, (internal N-sensor available), incl. trip alarm switch (1xCO), rear connection vertical, without Com & metering function Manual operating mechanism with mechanical closing, without Spring charging motor, Ready-to-close signal. switch, Auxiliary switches 2NO+2NC, without Closing coil (CC), manual operating mechanism with mechanical closing, without Remote trip alarm reset coil (RR), without 2nd shunt trip, without 1st Shunt trip | 382000 | 1 | Z\ | 1
3WA1240-4AG12-0AA0 |  | fixed-mounted circuit breaker, IEC 60947-2, size 2, 4-pole, N pole on left, In=4000 A up to 690 V AC 50/60 Hz, breaking capacity M Icu=85/66 kA at 500/690 V, tripping unit ETU600 LSIG Hi-Z upgradeable, color display, Bluetooth, USB interface, basic protection LT, ST, INST, GFx, with GF high-impedance input, including protection of the N conductor (internal neutral point sensor available), trip alarm switch (1 x CO), connection at rear horizontal without Com & metering function Manual operating mechanism with mechanical closing, without Spring charging motor, Ready-to-close signal. switch, Auxiliary switches 2NO+2NC, without Closing coil (CC), manual operating mechanism with mechanical closing, without Remote trip alarm reset coil (RR), without 2nd shunt trip, without 1st Shunt trip | 373000 | 1 | Z\ | 1
3WA1240-4AG21-0AA0 |  | fixed-mounted circuit breaker, IEC 60947-2, size 2, 4-pole, N pole on right, In=4000 A up to 690 V AC 50/60 Hz, breaking capacity M Icu=85/66 kA at 500/690 V, tripping unit ETU600 LSIG Hi-Z upgradeable, color display, Bluetooth, USB interface, basic protection LT, ST, INST, GFx, with GF high-impedance input, including protection of the N conductor (internal neutral point sensor available), trip alarm switch (1 x CO), connection at rear vertical, without Com & metering function Manual operating mechanism with mechanical closing, without Spring charging motor, Ready-to-close signal. switch, Auxiliary switches 2NO+2NC, without Closing coil (CC), manual operating mechanism with mechanical closing, without Remote trip alarm reset coil (RR), without 2nd shunt trip, without 1st Shunt trip | 382000 | 1 | Z\ | 1
3WA1240-4AG22-0AA0 |  | fixed-mounted circuit breaker, IEC 60947-2, size 2, 4-pole, N pole on right, In=4000 A up to 690 V AC 50/60 Hz, breaking capacity M Icu=85/66 kA at 500/690 V, tripping unit ETU600 LSIG Hi-Z upgradeable, color display, Bluetooth, USB interface, basic protection LT, ST, INST, GFx, with GF high-impedance input, including protection of the N conductor (internal neutral point sensor available), trip alarm switch (1 x CO), connection at rear horizontal without Com & metering function Manual operating mechanism with mechanical closing, without Spring charging motor, Ready-to-close signal. switch, Auxiliary switches 2NO+2NC, without Closing coil (CC), manual operating mechanism with mechanical closing, without Remote trip alarm reset coil (RR), without 2nd shunt trip, without 1st Shunt trip | 373000 | 1 | Z\ | 1
3WA1240-4AG31-0AA0 |  | Withdrawable circuit breaker with guide frame, IEC 60947-2, frame size 2, 3-poles, In=4000A up to 690V AC 50/60Hz, breaking capacity M Icu=85/66kA at 500/690V, Trip unit ETU600 LSIG Hi-Z upgrade ready , colordisplay, bluetooth and USB interface, Protection LT, ST, INST, GFx, with GF highimpedance-input N-protection required an external N-sensor, incl. trip alarm switch (1xCO), rear connection vertical, guide frame with shutter and w/o position signalling switch, without Com & metering function Manual operating mechanism with mechanical closing, without Spring charging motor, Ready-to-close signal. switch, Auxiliary switches 2NO+2NC, without Closing coil (CC), manual operating mechanism with mechanical closing, without Remote trip alarm reset coil (RR), without 2nd shunt trip, without 1st Shunt trip | 349000 | 1 | Z\ | 1
3WA1240-4AG32-0AA0 |  | withdrawable circuit breaker, with guide frame, IEC 60947-2, size 2, 3-pole, In=4000 A up to 690 V AC 50/60 Hz, breaking capacity M Icu=85/66 kA at 500/690 V, tripping unit ETU600 LSIG Hi-Z upgradeable, color display, Bluetooth, USB interface, basic protection LT, ST, INST, GFx, with GF high-impedance input, neutral conductor protection requires an external neutral point current sensor, trip alarm switch (1 x CO), connection at rear horizontal guide frame with shutter, without position signaling switch, without Com & metering function Manual operating mechanism with mechanical closing, without Spring charging motor, Ready-to-close signal. switch, Auxiliary switches 2NO+2NC, without Closing coil (CC), manual operating mechanism with mechanical closing, without Remote trip alarm reset coil (RR), without 2nd shunt trip, without 1st Shunt trip | 348000 | 1 | Z\ | 1
3WA1240-4AG41-0AA0 |  | Withdrawable circuit breaker with guide frame, IEC 60947-2, frame size 2, 4-poles, N-pole left, In=4000A up to 690V AC 50/60Hz, breaking capacity M Icu=85/66kA at 500/690V, Trip unit ETU600 LSIG Hi-Z upgrade ready , colordisplay, bluetooth and USB interface, Protection LT, ST, INST, GFx, with GF highimpedance-input include N-protection, (internal N-sensor available), incl. trip alarm switch (1xCO), rear connection vertical, guide frame with shutter and w/o position signalling switch, without Com & metering function Manual operating mechanism with mechanical closing, without Spring charging motor, Ready-to-close signal. switch, Auxiliary switches 2NO+2NC, without Closing coil (CC), manual operating mechanism with mechanical closing, without Remote trip alarm reset coil (RR), without 2nd shunt trip, without 1st Shunt trip | 451000 | 1 | Z\ | 1
3WA1240-4AG42-0AA0 |  | withdrawable circuit breaker, with guide frame, IEC 60947-2, size 2, 4-pole, N pole on left, In=4000 A up to 690 V AC 50/60 Hz, breaking capacity M Icu=85/66 kA at 500/690 V, tripping unit ETU600 LSIG Hi-Z upgradeable, color display, Bluetooth, USB interface, basic protection LT, ST, INST, GFx, with GF high-impedance input, including protection of the N conductor (internal neutral point sensor available), trip alarm switch (1 x CO), connection at rear horizontal guide frame with shutter, without position signaling switch, without Com & metering function Manual operating mechanism with mechanical closing, without Spring charging motor, Ready-to-close signal. switch, Auxiliary switches 2NO+2NC, without Closing coil (CC), manual operating mechanism with mechanical closing, without Remote trip alarm reset coil (RR), without 2nd shunt trip, without 1st Shunt trip | 449000 | 1 | Z\ | 1
3WA1240-4CA01-0AA0 |  | Non-automatic circuit breaker Fixed-mounted version, IEC 60947-2, frame size 2, 3-poles, In=4000A up to 690V AC 50/60Hz, breaking capacity M Icc=85/66kA at 500/690V, without electr. trip unit ETU, rear connection vertical, able to communication, Manual operating mechanism with mechanical closing, without Spring charging motor, Ready-to-close signal. switch, Auxiliary switches 2NO+2NC, without Closing coil (CC), manual operating mechanism with mechanical closing, without Remote trip alarm reset coil (RR), without 2nd shunt trip, without 1st Shunt trip | 248430 | 1 | Z\ | 1
3WA1240-4CA02-0AA0 |  | AC non-automatic air circuit breaker 3WA, fixed-mounted version, IEC 60947-2, size 2, 3-pole, In=4000 A up to 690 V AC 50/60 Hz, breaking capacity M, Icc=85/66 kA at 500/690 V, without electronic trip unit ETU, connection at rear horizontal able to communication, Manual operating mechanism with mechanical closing, without Spring charging motor, Ready-to-close signal. switch, Auxiliary switches 2NO+2NC, without Closing coil (CC), manual operating mechanism with mechanical closing, without Remote trip alarm reset coil (RR), without 2nd shunt trip, without 1st Shunt trip | 241430 | 1 | Z\ | 1
3WA1240-4CA11-0AA0 |  | Non-automatic circuit breaker Fixed-mounted version, IEC 60947-2, frame size 2, 4-poles, N-pole left, In=4000A up to 690V AC 50/60Hz, breaking capacity M Icc=85/66kA at 500/690V, without electr. trip unit ETU, rear connection vertical, able to communication, Manual operating mechanism with mechanical closing, without Spring charging motor, Ready-to-close signal. switch, Auxiliary switches 2NO+2NC, without Closing coil (CC), manual operating mechanism with mechanical closing, without Remote trip alarm reset coil (RR), without 2nd shunt trip, without 1st Shunt trip | 326430 | 1 | Z\ | 1
3WA1240-4CA12-0AA0 |  | AC non-automatic air circuit breaker 3WA, fixed-mounted version, IEC 60947-2, size 2, 4-pole, N pole on left, In=4000 A up to 690 V AC 50/60 Hz, breaking capacity M, Icc=85/66 kA at 500/690 V, without electronic trip unit ETU, connection at rear horizontal able to communication, Manual operating mechanism with mechanical closing, without Spring charging motor, Ready-to-close signal. switch, Auxiliary switches 2NO+2NC, without Closing coil (CC), manual operating mechanism with mechanical closing, without Remote trip alarm reset coil (RR), without 2nd shunt trip, without 1st Shunt trip | 316430 | 1 | Z\ | 1
3WA1240-4CA21-0AA0 |  | AC non-automatic air circuit breaker 3WA, fixed-mounted version, IEC 60947-2, size 2, 4-pole, N pole on right, In=4000 A up to 690 V AC 50/60 Hz, breaking capacity M, Icc=85/66 kA at 500/690 V, without electronic trip unit ETU, connection at rear vertical, able to communication, Manual operating mechanism with mechanical closing, without Spring charging motor, Ready-to-close signal. switch, Auxiliary switches 2NO+2NC, without Closing coil (CC), manual operating mechanism with mechanical closing, without Remote trip alarm reset coil (RR), without 2nd shunt trip, without 1st Shunt trip | 326430 | 1 | Z\ | 1
3WA1240-4CA22-0AA0 |  | AC non-automatic air circuit breaker 3WA, fixed-mounted version, IEC 60947-2, size 2, 4-pole, N pole on right, In=4000 A up to 690 V AC 50/60 Hz, breaking capacity M, Icc=85/66 kA at 500/690 V, without electronic trip unit ETU, connection at rear horizontal able to communication, Manual operating mechanism with mechanical closing, without Spring charging motor, Ready-to-close signal. switch, Auxiliary switches 2NO+2NC, without Closing coil (CC), manual operating mechanism with mechanical closing, without Remote trip alarm reset coil (RR), without 2nd shunt trip, without 1st Shunt trip | 316430 | 1 | Z\ | 1
3WA1240-4CA31-0AA0 |  | Non-automatic circuit breaker withdrawable version, with guide frame, IEC 60947-2, frame size 2, 3-poles, In=4000A up to 690V AC 50/60Hz, breaking capacity M Icc=85/66kA at 500/690V, without electr. trip unit ETU, rear connection vertical, guide frame with shutter and w/o position signalling switch, able to communication, Manual operating mechanism with mechanical closing, without Spring charging motor, Ready-to-close signal. switch, Auxiliary switches 2NO+2NC, without Closing coil (CC), manual operating mechanism with mechanical closing, without Remote trip alarm reset coil (RR), without 2nd shunt trip, without 1st Shunt trip | 295430 | 1 | Z\ | 1
3WA1240-4CA32-0AA0 |  | AC non-automatic air circuit breaker 3WA, withdrawable version, with guide frame, IEC 60947-2, size 2, 3-pole, In=4000 A up to 690 V AC 50/60 Hz, breaking capacity M, Icc=85/66 kA at 500/690 V, without electronic trip unit ETU, connection at rear horizontal guide frame with shutter, without position signaling switch, able to communication, Manual operating mechanism with mechanical closing, without Spring charging motor, Ready-to-close signal. switch, Auxiliary switches 2NO+2NC, without Closing coil (CC), manual operating mechanism with mechanical closing, without Remote trip alarm reset coil (RR), without 2nd shunt trip, without 1st Shunt trip | 294430 | 1 | Z\ | 1
3WA1240-4CA41-0AA0 |  | Non-automatic circuit breaker withdrawable version, with guide frame, IEC 60947-2, frame size 2, 4-poles, N-pole left, In=4000A up to 690V AC 50/60Hz, breaking capacity M Icc=85/66kA at 500/690V, without electr. trip unit ETU, rear connection vertical, guide frame with shutter and w/o position signalling switch, able to communication, Manual operating mechanism with mechanical closing, without Spring charging motor, Ready-to-close signal. switch, Auxiliary switches 2NO+2NC, without Closing coil (CC), manual operating mechanism with mechanical closing, without Remote trip alarm reset coil (RR), without 2nd shunt trip, without 1st Shunt trip | 388430 | 1 | Z\ | 1
3WA1240-4CA42-0AA0 |  | AC non-automatic air circuit breaker 3WA, withdrawable version, with guide frame, IEC 60947-2, size 2, 4-pole, N pole on left, In=4000 A up to 690 V AC 50/60 Hz, breaking capacity M, Icc=85/66 kA at 500/690 V, without electronic trip unit ETU, connection at rear horizontal guide frame with shutter, without position signaling switch, able to communication, Manual operating mechanism with mechanical closing, without Spring charging motor, Ready-to-close signal. switch, Auxiliary switches 2NO+2NC, without Closing coil (CC), manual operating mechanism with mechanical closing, without Remote trip alarm reset coil (RR), without 2nd shunt trip, without 1st Shunt trip | 386430 | 1 | Z\ | 1
3WA1240-4EE01-0AA0 |  | Fixed-mounted circuit breaker IEC 60947-2, frame size 2, 3-poles, In=4000A up to 690V AC 50/60Hz, breaking capacity M Icu=85/66kA at 500/690V, Trip unit ETU600 LSI upgrade ready , colordisplay, bluetooth and USB interface, Protection LT, ST, INST, N-protection required an external N-sensor, incl. trip alarm switch (1xCO), rear connection vertical, with internal voltage tap on lower stab of circuit breaker, with voltage tap module VTM680 and power supply of ETU600, able to communication, integrated metering type PMF-1 Energy Efficiency, Voltage, Active energy Ea Manual operating mechanism with mechanical closing, without Spring charging motor, Ready-to-close signal. switch, Auxiliary switches 2NO+2NC, without Closing coil (CC), manual operating mechanism with mechanical closing, without Remote trip alarm reset coil (RR), without 2nd shunt trip, without 1st Shunt trip | 273870 | 1 | Z\ | 1
3WA1240-4EE02-0AA0 |  | fixed-mounted circuit breaker, IEC 60947-2, size 2, 3-pole, In=4000 A up to 690 V AC 50/60 Hz, breaking capacity M Icu=85/66 kA at 500/690 V, tripping unit ETU600 LSI upgradeable, color display, Bluetooth, USB interface, basic protection LT, ST, INST, neutral conductor protection requires an external neutral point current sensor, trip alarm switch (1 x CO), connection at rear horizontal with internal voltage tap on lower stab of circuit breaker, with voltage tap module VTM680 and power supply of ETU600, able to communication, integrated metering type PMF-1 Energy Efficiency, Voltage, Active energy Ea Manual operating mechanism with mechanical closing, without Spring charging motor, Ready-to-close signal. switch, Auxiliary switches 2NO+2NC, without Closing coil (CC), manual operating mechanism with mechanical closing, without Remote trip alarm reset coil (RR), without 2nd shunt trip, without 1st Shunt trip | 266870 | 1 | Z\ | 1
3WA1240-4EE11-0AA0 |  | Fixed-mounted circuit breaker IEC 60947-2, frame size 2, 4-poles, N-pole left, In=4000A up to 690V AC 50/60Hz, breaking capacity M Icu=85/66kA at 500/690V, Trip unit ETU600 LSI upgrade ready , colordisplay, bluetooth and USB interface, Protection LT, ST, INST, include N-protection, (internal N-sensor available), incl. trip alarm switch (1xCO), rear connection vertical, with internal voltage tap on lower stab of circuit breaker, with voltage tap module VTM680 and power supply of ETU600, able to communication, integrated metering type PMF-1 Energy Efficiency, Voltage, Active energy Ea Manual operating mechanism with mechanical closing, without Spring charging motor, Ready-to-close signal. switch, Auxiliary switches 2NO+2NC, without Closing coil (CC), manual operating mechanism with mechanical closing, without Remote trip alarm reset coil (RR), without 2nd shunt trip, without 1st Shunt trip | 358870 | 1 | Z\ | 1
3WA1240-4EE12-0AA0 |  | fixed-mounted circuit breaker, IEC 60947-2, size 2, 4-pole, N pole on left, In=4000 A up to 690 V AC 50/60 Hz, breaking capacity M Icu=85/66 kA at 500/690 V, tripping unit ETU600 LSI upgradeable, color display, Bluetooth, USB interface, basic protection LT, ST, INST, including protection of the N conductor (internal neutral point sensor available), trip alarm switch (1 x CO), connection at rear horizontal with internal voltage tap on lower stab of circuit breaker, with voltage tap module VTM680 and power supply of ETU600, able to communication, integrated metering type PMF-1 Energy Efficiency, Voltage, Active energy Ea Manual operating mechanism with mechanical closing, without Spring charging motor, Ready-to-close signal. switch, Auxiliary switches 2NO+2NC, without Closing coil (CC), manual operating mechanism with mechanical closing, without Remote trip alarm reset coil (RR), without 2nd shunt trip, without 1st Shunt trip | 349870 | 1 | Z\ | 1
3WA1240-4EE21-0AA0 |  | fixed-mounted circuit breaker, IEC 60947-2, size 2, 4-pole, N pole on right, In=4000 A up to 690 V AC 50/60 Hz, breaking capacity M Icu=85/66 kA at 500/690 V, tripping unit ETU600 LSI upgradeable, color display, Bluetooth, USB interface, basic protection LT, ST, INST, including protection of the N conductor (internal neutral point sensor available), trip alarm switch (1 x CO), connection at rear vertical, with internal voltage tap on lower stab of circuit breaker, with voltage tap module VTM680 and power supply of ETU600, able to communication, integrated metering type PMF-1 Energy Efficiency, Voltage, Active energy Ea Manual operating mechanism with mechanical closing, without Spring charging motor, Ready-to-close signal. switch, Auxiliary switches 2NO+2NC, without Closing coil (CC), manual operating mechanism with mechanical closing, without Remote trip alarm reset coil (RR), without 2nd shunt trip, without 1st Shunt trip | 358870 | 1 | Z\ | 1
3WA1240-4EE22-0AA0 |  | fixed-mounted circuit breaker, IEC 60947-2, size 2, 4-pole, N pole on right, In=4000 A up to 690 V AC 50/60 Hz, breaking capacity M Icu=85/66 kA at 500/690 V, tripping unit ETU600 LSI upgradeable, color display, Bluetooth, USB interface, basic protection LT, ST, INST, including protection of the N conductor (internal neutral point sensor available), trip alarm switch (1 x CO), connection at rear horizontal with internal voltage tap on lower stab of circuit breaker, with voltage tap module VTM680 and power supply of ETU600, able to communication, integrated metering type PMF-1 Energy Efficiency, Voltage, Active energy Ea Manual operating mechanism with mechanical closing, without Spring charging motor, Ready-to-close signal. switch, Auxiliary switches 2NO+2NC, without Closing coil (CC), manual operating mechanism with mechanical closing, without Remote trip alarm reset coil (RR), without 2nd shunt trip, without 1st Shunt trip | 349870 | 1 | Z\ | 1
3WA1240-4EE31-0AA0 |  | Withdrawable circuit breaker with guide frame, IEC 60947-2, frame size 2, 3-poles, In=4000A up to 690V AC 50/60Hz, breaking capacity M Icu=85/66kA at 500/690V, Trip unit ETU600 LSI upgrade ready , colordisplay, bluetooth and USB interface, Protection LT, ST, INST, N-protection required an external N-sensor, incl. trip alarm switch (1xCO), rear connection vertical, guide frame with shutter and w/o position signalling switch, with internal voltage tap on lower stab of circuit breaker, with voltage tap module VTM680 and power supply of ETU600, able to communication, integrated metering type PMF-1 Energy Efficiency, Voltage, Active energy Ea Manual operating mechanism with mechanical closing, without Spring charging motor, Ready-to-close signal. switch, Auxiliary switches 2NO+2NC, without Closing coil (CC), manual operating mechanism with mechanical closing, without Remote trip alarm reset coil (RR), without 2nd shunt trip, without 1st Shunt trip | 326870 | 1 | Z\ | 1
3WA1240-4EE32-0AA0 |  | withdrawable circuit breaker, with guide frame, IEC 60947-2, size 2, 3-pole, In=4000 A up to 690 V AC 50/60 Hz, breaking capacity M Icu=85/66 kA at 500/690 V, tripping unit ETU600 LSI upgradeable, color display, Bluetooth, USB interface, basic protection LT, ST, INST, neutral conductor protection requires an external neutral point current sensor, trip alarm switch (1 x CO), connection at rear horizontal guide frame with shutter, without position signaling switch, with internal voltage tap on lower stab of circuit breaker, with voltage tap module VTM680 and power supply of ETU600, able to communication, integrated metering type PMF-1 Energy Efficiency, Voltage, Active energy Ea Manual operating mechanism with mechanical closing, without Spring charging motor, Ready-to-close signal. switch, Auxiliary switches 2NO+2NC, without Closing coil (CC), manual operating mechanism with mechanical closing, without Remote trip alarm reset coil (RR), without 2nd shunt trip, without 1st Shunt trip | 324870 | 1 | Z\ | 1
3WA1240-4EE41-0AA0 |  | Withdrawable circuit breaker with guide frame, IEC 60947-2, frame size 2, 4-poles, N-pole left, In=4000A up to 690V AC 50/60Hz, breaking capacity M Icu=85/66kA at 500/690V, Trip unit ETU600 LSI upgrade ready , colordisplay, bluetooth and USB interface, Protection LT, ST, INST, include N-protection, (internal N-sensor available), incl. trip alarm switch (1xCO), rear connection vertical, guide frame with shutter and w/o position signalling switch, with internal voltage tap on lower stab of circuit breaker, with voltage tap module VTM680 and power supply of ETU600, able to communication, integrated metering type PMF-1 Energy Efficiency, Voltage, Active energy Ea Manual operating mechanism with mechanical closing, without Spring charging motor, Ready-to-close signal. switch, Auxiliary switches 2NO+2NC, without Closing coil (CC), manual operating mechanism with mechanical closing, without Remote trip alarm reset coil (RR), without 2nd shunt trip, without 1st Shunt trip | 427870 | 1 | Z\ | 1
3WA1240-4EE42-0AA0 |  | withdrawable circuit breaker, with guide frame, IEC 60947-2, size 2, 4-pole, N pole on left, In=4000 A up to 690 V AC 50/60 Hz, breaking capacity M Icu=85/66 kA at 500/690 V, tripping unit ETU600 LSI upgradeable, color display, Bluetooth, USB interface, basic protection LT, ST, INST, including protection of the N conductor (internal neutral point sensor available), trip alarm switch (1 x CO), connection at rear horizontal guide frame with shutter, without position signaling switch, with internal voltage tap on lower stab of circuit breaker, with voltage tap module VTM680 and power supply of ETU600, able to communication, integrated metering type PMF-1 Energy Efficiency, Voltage, Active energy Ea Manual operating mechanism with mechanical closing, without Spring charging motor, Ready-to-close signal. switch, Auxiliary switches 2NO+2NC, without Closing coil (CC), manual operating mechanism with mechanical closing, without Remote trip alarm reset coil (RR), without 2nd shunt trip, without 1st Shunt trip | 425870 | 1 | Z\ | 1
3WA1240-4EF01-0AA0 |  | Fixed-mounted circuit breaker IEC 60947-2, frame size 2, 3-poles, In=4000A up to 690V AC 50/60Hz, breaking capacity M Icu=85/66kA at 500/690V, Trip unit ETU600 LSIG upgrade ready , colordisplay, bluetooth and USB interface, Protection LT, ST, INST, GFx, N-protection required an external N-sensor, incl. trip alarm switch (1xCO), rear connection vertical, with internal voltage tap on lower stab of circuit breaker, with voltage tap module VTM680 and power supply of ETU600, able to communication, integrated metering type PMF-1 Energy Efficiency, Voltage, Active energy Ea Manual operating mechanism with mechanical closing, without Spring charging motor, Ready-to-close signal. switch, Auxiliary switches 2NO+2NC, without Closing coil (CC), manual operating mechanism with mechanical closing, without Remote trip alarm reset coil (RR), without 2nd shunt trip, without 1st Shunt trip | 284870 | 1 | Z\ | 1
3WA1240-4EF02-0AA0 |  | fixed-mounted circuit breaker, IEC 60947-2, size 2, 3-pole, In=4000 A up to 690 V AC 50/60 Hz, breaking capacity M Icu=85/66 kA at 500/690 V, tripping unit ETU600 LSIG upgradeable, color display, Bluetooth, USB interface, basic protection LT, ST, INST, GFx, neutral conductor protection requires an external neutral point current sensor, trip alarm switch (1 x CO), connection at rear horizontal with internal voltage tap on lower stab of circuit breaker, with voltage tap module VTM680 and power supply of ETU600, able to communication, integrated metering type PMF-1 Energy Efficiency, Voltage, Active energy Ea Manual operating mechanism with mechanical closing, without Spring charging motor, Ready-to-close signal. switch, Auxiliary switches 2NO+2NC, without Closing coil (CC), manual operating mechanism with mechanical closing, without Remote trip alarm reset coil (RR), without 2nd shunt trip, without 1st Shunt trip | 277870 | 1 | Z\ | 1
3WA1240-4EF11-0AA0 |  | Fixed-mounted circuit breaker IEC 60947-2, frame size 2, 4-poles, N-pole left, In=4000A up to 690V AC 50/60Hz, breaking capacity M Icu=85/66kA at 500/690V, Trip unit ETU600 LSIG upgrade ready , colordisplay, bluetooth and USB interface, Protection LT, ST, INST, GFx, include N-protection, (internal N-sensor available), incl. trip alarm switch (1xCO), rear connection vertical, with internal voltage tap on lower stab of circuit breaker, with voltage tap module VTM680 and power supply of ETU600, able to communication, integrated metering type PMF-1 Energy Efficiency, Voltage, Active energy Ea Manual operating mechanism with mechanical closing, without Spring charging motor, Ready-to-close signal. switch, Auxiliary switches 2NO+2NC, without Closing coil (CC), manual operating mechanism with mechanical closing, without Remote trip alarm reset coil (RR), without 2nd shunt trip, without 1st Shunt trip | 369870 | 1 | Z\ | 1
3WA1240-4EF12-0AA0 |  | fixed-mounted circuit breaker, IEC 60947-2, size 2, 4-pole, N pole on left, In=4000 A up to 690 V AC 50/60 Hz, breaking capacity M Icu=85/66 kA at 500/690 V, tripping unit ETU600 LSIG upgradeable, color display, Bluetooth, USB interface, basic protection LT, ST, INST, GFx, including protection of the N conductor (internal neutral point sensor available), trip alarm switch (1 x CO), connection at rear horizontal with internal voltage tap on lower stab of circuit breaker, with voltage tap module VTM680 and power supply of ETU600, able to communication, integrated metering type PMF-1 Energy Efficiency, Voltage, Active energy Ea Manual operating mechanism with mechanical closing, without Spring charging motor, Ready-to-close signal. switch, Auxiliary switches 2NO+2NC, without Closing coil (CC), manual operating mechanism with mechanical closing, without Remote trip alarm reset coil (RR), without 2nd shunt trip, without 1st Shunt trip | 360870 | 1 | Z\ | 1
3WA1240-4EF21-0AA0 |  | fixed-mounted circuit breaker, IEC 60947-2, size 2, 4-pole, N pole on right, In=4000 A up to 690 V AC 50/60 Hz, breaking capacity M Icu=85/66 kA at 500/690 V, tripping unit ETU600 LSIG upgradeable, color display, Bluetooth, USB interface, basic protection LT, ST, INST, GFx, including protection of the N conductor (internal neutral point sensor available), trip alarm switch (1 x CO), connection at rear vertical, with internal voltage tap on lower stab of circuit breaker, with voltage tap module VTM680 and power supply of ETU600, able to communication, integrated metering type PMF-1 Energy Efficiency, Voltage, Active energy Ea Manual operating mechanism with mechanical closing, without Spring charging motor, Ready-to-close signal. switch, Auxiliary switches 2NO+2NC, without Closing coil (CC), manual operating mechanism with mechanical closing, without Remote trip alarm reset coil (RR), without 2nd shunt trip, without 1st Shunt trip | 369870 | 1 | Z\ | 1
3WA1240-4EF22-0AA0 |  | fixed-mounted circuit breaker, IEC 60947-2, size 2, 4-pole, N pole on right, In=4000 A up to 690 V AC 50/60 Hz, breaking capacity M Icu=85/66 kA at 500/690 V, tripping unit ETU600 LSIG upgradeable, color display, Bluetooth, USB interface, basic protection LT, ST, INST, GFx, including protection of the N conductor (internal neutral point sensor available), trip alarm switch (1 x CO), connection at rear horizontal with internal voltage tap on lower stab of circuit breaker, with voltage tap module VTM680 and power supply of ETU600, able to communication, integrated metering type PMF-1 Energy Efficiency, Voltage, Active energy Ea Manual operating mechanism with mechanical closing, without Spring charging motor, Ready-to-close signal. switch, Auxiliary switches 2NO+2NC, without Closing coil (CC), manual operating mechanism with mechanical closing, without Remote trip alarm reset coil (RR), without 2nd shunt trip, without 1st Shunt trip | 360870 | 1 | Z\ | 1
3WA1240-4EF31-0AA0 |  | Withdrawable circuit breaker with guide frame, IEC 60947-2, frame size 2, 3-poles, In=4000A up to 690V AC 50/60Hz, breaking capacity M Icu=85/66kA at 500/690V, Trip unit ETU600 LSIG upgrade ready , colordisplay, bluetooth and USB interface, Protection LT, ST, INST, GFx, N-protection required an external N-sensor, incl. trip alarm switch (1xCO), rear connection vertical, guide frame with shutter and w/o position signalling switch, with internal voltage tap on lower stab of circuit breaker, with voltage tap module VTM680 and power supply of ETU600, able to communication, integrated metering type PMF-1 Energy Efficiency, Voltage, Active energy Ea Manual operating mechanism with mechanical closing, without Spring charging motor, Ready-to-close signal. switch, Auxiliary switches 2NO+2NC, without Closing coil (CC), manual operating mechanism with mechanical closing, without Remote trip alarm reset coil (RR), without 2nd shunt trip, without 1st Shunt trip | 336870 | 1 | Z\ | 1
3WA1240-4EF32-0AA0 |  | withdrawable circuit breaker, with guide frame, IEC 60947-2, size 2, 3-pole, In=4000 A up to 690 V AC 50/60 Hz, breaking capacity M Icu=85/66 kA at 500/690 V, tripping unit ETU600 LSIG upgradeable, color display, Bluetooth, USB interface, basic protection LT, ST, INST, GFx, neutral conductor protection requires an external neutral point current sensor, trip alarm switch (1 x CO), connection at rear horizontal guide frame with shutter, without position signaling switch, with internal voltage tap on lower stab of circuit breaker, with voltage tap module VTM680 and power supply of ETU600, able to communication, integrated metering type PMF-1 Energy Efficiency, Voltage, Active energy Ea Manual operating mechanism with mechanical closing, without Spring charging motor, Ready-to-close signal. switch, Auxiliary switches 2NO+2NC, without Closing coil (CC), manual operating mechanism with mechanical closing, without Remote trip alarm reset coil (RR), without 2nd shunt trip, without 1st Shunt trip | 335870 | 1 | Z\ | 1
3WA1240-4EF41-0AA0 |  | Withdrawable circuit breaker with guide frame, IEC 60947-2, frame size 2, 4-poles, N-pole left, In=4000A up to 690V AC 50/60Hz, breaking capacity M Icu=85/66kA at 500/690V, Trip unit ETU600 LSIG upgrade ready , colordisplay, bluetooth and USB interface, Protection LT, ST, INST, GFx, include N-protection, (internal N-sensor available), incl. trip alarm switch (1xCO), rear connection vertical, guide frame with shutter and w/o position signalling switch, with internal voltage tap on lower stab of circuit breaker, with voltage tap module VTM680 and power supply of ETU600, able to communication, integrated metering type PMF-1 Energy Efficiency, Voltage, Active energy Ea Manual operating mechanism with mechanical closing, without Spring charging motor, Ready-to-close signal. switch, Auxiliary switches 2NO+2NC, without Closing coil (CC), manual operating mechanism with mechanical closing, without Remote trip alarm reset coil (RR), without 2nd shunt trip, without 1st Shunt trip | 438870 | 1 | Z\ | 1
3WA1240-4EF42-0AA0 |  | withdrawable circuit breaker, with guide frame, IEC 60947-2, size 2, 4-pole, N pole on left, In=4000 A up to 690 V AC 50/60 Hz, breaking capacity M Icu=85/66 kA at 500/690 V, tripping unit ETU600 LSIG upgradeable, color display, Bluetooth, USB interface, basic protection LT, ST, INST, GFx, including protection of the N conductor (internal neutral point sensor available), trip alarm switch (1 x CO), connection at rear horizontal guide frame with shutter, without position signaling switch, with internal voltage tap on lower stab of circuit breaker, with voltage tap module VTM680 and power supply of ETU600, able to communication, integrated metering type PMF-1 Energy Efficiency, Voltage, Active energy Ea Manual operating mechanism with mechanical closing, without Spring charging motor, Ready-to-close signal. switch, Auxiliary switches 2NO+2NC, without Closing coil (CC), manual operating mechanism with mechanical closing, without Remote trip alarm reset coil (RR), without 2nd shunt trip, without 1st Shunt trip | 436870 | 1 | Z\ | 1
3WA1240-4EG01-0AA0 |  | Fixed-mounted circuit breaker IEC 60947-2, frame size 2, 3-poles, In=4000A up to 690V AC 50/60Hz, breaking capacity M Icu=85/66kA at 500/690V, Trip unit ETU600 LSIG Hi-Z upgrade ready , colordisplay, bluetooth and USB interface, Protection LT, ST, INST, GFx, with GF highimpedance-input N-protection required an external N-sensor, incl. trip alarm switch (1xCO), rear connection vertical, with internal voltage tap on lower stab of circuit breaker, with voltage tap module VTM680 and power supply of ETU600, able to communication, integrated metering type PMF-1 Energy Efficiency, Voltage, Active energy Ea Manual operating mechanism with mechanical closing, without Spring charging motor, Ready-to-close signal. switch, Auxiliary switches 2NO+2NC, without Closing coil (CC), manual operating mechanism with mechanical closing, without Remote trip alarm reset coil (RR), without 2nd shunt trip, without 1st Shunt trip | 305870 | 1 | Z\ | 1
3WA1240-4EG02-0AA0 |  | fixed-mounted circuit breaker, IEC 60947-2, size 2, 3-pole, In=4000 A up to 690 V AC 50/60 Hz, breaking capacity M Icu=85/66 kA at 500/690 V, tripping unit ETU600 LSIG Hi-Z upgradeable, color display, Bluetooth, USB interface, basic protection LT, ST, INST, GFx, with GF high-impedance input, neutral conductor protection requires an external neutral point current sensor, trip alarm switch (1 x CO), connection at rear horizontal with internal voltage tap on lower stab of circuit breaker, with voltage tap module VTM680 and power supply of ETU600, able to communication, integrated metering type PMF-1 Energy Efficiency, Voltage, Active energy Ea Manual operating mechanism with mechanical closing, without Spring charging motor, Ready-to-close signal. switch, Auxiliary switches 2NO+2NC, without Closing coil (CC), manual operating mechanism with mechanical closing, without Remote trip alarm reset coil (RR), without 2nd shunt trip, without 1st Shunt trip | 298870 | 1 | Z\ | 1
3WA1240-4EG11-0AA0 |  | Fixed-mounted circuit breaker IEC 60947-2, frame size 2, 4-poles, N-pole left, In=4000A up to 690V AC 50/60Hz, breaking capacity M Icu=85/66kA at 500/690V, Trip unit ETU600 LSIG Hi-Z upgrade ready , colordisplay, bluetooth and USB interface, Protection LT, ST, INST, GFx, with GF highimpedance-input include N-protection, (internal N-sensor available), incl. trip alarm switch (1xCO), rear connection vertical, with internal voltage tap on lower stab of circuit breaker, with voltage tap module VTM680 and power supply of ETU600, able to communication, integrated metering type PMF-1 Energy Efficiency, Voltage, Active energy Ea Manual operating mechanism with mechanical closing, without Spring charging motor, Ready-to-close signal. switch, Auxiliary switches 2NO+2NC, without Closing coil (CC), manual operating mechanism with mechanical closing, without Remote trip alarm reset coil (RR), without 2nd shunt trip, without 1st Shunt trip | 390870 | 1 | Z\ | 1
3WA1240-4EG12-0AA0 |  | fixed-mounted circuit breaker, IEC 60947-2, size 2, 4-pole, N pole on left, In=4000 A up to 690 V AC 50/60 Hz, breaking capacity M Icu=85/66 kA at 500/690 V, tripping unit ETU600 LSIG Hi-Z upgradeable, color display, Bluetooth, USB interface, basic protection LT, ST, INST, GFx, with GF high-impedance input, including protection of the N conductor (internal neutral point sensor available), trip alarm switch (1 x CO), connection at rear horizontal with internal voltage tap on lower stab of circuit breaker, with voltage tap module VTM680 and power supply of ETU600, able to communication, integrated metering type PMF-1 Energy Efficiency, Voltage, Active energy Ea Manual operating mechanism with mechanical closing, without Spring charging motor, Ready-to-close signal. switch, Auxiliary switches 2NO+2NC, without Closing coil (CC), manual operating mechanism with mechanical closing, without Remote trip alarm reset coil (RR), without 2nd shunt trip, without 1st Shunt trip | 381870 | 1 | Z\ | 1
3WA1240-4EG21-0AA0 |  | fixed-mounted circuit breaker, IEC 60947-2, size 2, 4-pole, N pole on right, In=4000 A up to 690 V AC 50/60 Hz, breaking capacity M Icu=85/66 kA at 500/690 V, tripping unit ETU600 LSIG Hi-Z upgradeable, color display, Bluetooth, USB interface, basic protection LT, ST, INST, GFx, with GF high-impedance input, including protection of the N conductor (internal neutral point sensor available), trip alarm switch (1 x CO), connection at rear vertical, with internal voltage tap on lower stab of circuit breaker, with voltage tap module VTM680 and power supply of ETU600, able to communication, integrated metering type PMF-1 Energy Efficiency, Voltage, Active energy Ea Manual operating mechanism with mechanical closing, without Spring charging motor, Ready-to-close signal. switch, Auxiliary switches 2NO+2NC, without Closing coil (CC), manual operating mechanism with mechanical closing, without Remote trip alarm reset coil (RR), without 2nd shunt trip, without 1st Shunt trip | 390870 | 1 | Z\ | 1
3WA1240-4EG22-0AA0 |  | fixed-mounted circuit breaker, IEC 60947-2, size 2, 4-pole, N pole on right, In=4000 A up to 690 V AC 50/60 Hz, breaking capacity M Icu=85/66 kA at 500/690 V, tripping unit ETU600 LSIG Hi-Z upgradeable, color display, Bluetooth, USB interface, basic protection LT, ST, INST, GFx, with GF high-impedance input, including protection of the N conductor (internal neutral point sensor available), trip alarm switch (1 x CO), connection at rear horizontal with internal voltage tap on lower stab of circuit breaker, with voltage tap module VTM680 and power supply of ETU600, able to communication, integrated metering type PMF-1 Energy Efficiency, Voltage, Active energy Ea Manual operating mechanism with mechanical closing, without Spring charging motor, Ready-to-close signal. switch, Auxiliary switches 2NO+2NC, without Closing coil (CC), manual operating mechanism with mechanical closing, without Remote trip alarm reset coil (RR), without 2nd shunt trip, without 1st Shunt trip | 381870 | 1 | Z\ | 1
3WA1240-4EG31-0AA0 |  | Withdrawable circuit breaker with guide frame, IEC 60947-2, frame size 2, 3-poles, In=4000A up to 690V AC 50/60Hz, breaking capacity M Icu=85/66kA at 500/690V, Trip unit ETU600 LSIG Hi-Z upgrade ready , colordisplay, bluetooth and USB interface, Protection LT, ST, INST, GFx, with GF highimpedance-input N-protection required an external N-sensor, incl. trip alarm switch (1xCO), rear connection vertical, guide frame with shutter and w/o position signalling switch, with internal voltage tap on lower stab of circuit breaker, with voltage tap module VTM680 and power supply of ETU600, able to communication, integrated metering type PMF-1 Energy Efficiency, Voltage, Active energy Ea Manual operating mechanism with mechanical closing, without Spring charging motor, Ready-to-close signal. switch, Auxiliary switches 2NO+2NC, without Closing coil (CC), manual operating mechanism with mechanical closing, without Remote trip alarm reset coil (RR), without 2nd shunt trip, without 1st Shunt trip | 357870 | 1 | Z\ | 1
3WA1240-4EG32-0AA0 |  | withdrawable circuit breaker, with guide frame, IEC 60947-2, size 2, 3-pole, In=4000 A up to 690 V AC 50/60 Hz, breaking capacity M Icu=85/66 kA at 500/690 V, tripping unit ETU600 LSIG Hi-Z upgradeable, color display, Bluetooth, USB interface, basic protection LT, ST, INST, GFx, with GF high-impedance input, neutral conductor protection requires an external neutral point current sensor, trip alarm switch (1 x CO), connection at rear horizontal guide frame with shutter, without position signaling switch, with internal voltage tap on lower stab of circuit breaker, with voltage tap module VTM680 and power supply of ETU600, able to communication, integrated metering type PMF-1 Energy Efficiency, Voltage, Active energy Ea Manual operating mechanism with mechanical closing, without Spring charging motor, Ready-to-close signal. switch, Auxiliary switches 2NO+2NC, without Closing coil (CC), manual operating mechanism with mechanical closing, without Remote trip alarm reset coil (RR), without 2nd shunt trip, without 1st Shunt trip | 356870 | 1 | Z\ | 1
3WA1240-4EG41-0AA0 |  | Withdrawable circuit breaker with guide frame, IEC 60947-2, frame size 2, 4-poles, N-pole left, In=4000A up to 690V AC 50/60Hz, breaking capacity M Icu=85/66kA at 500/690V, Trip unit ETU600 LSIG Hi-Z upgrade ready , colordisplay, bluetooth and USB interface, Protection LT, ST, INST, GFx, with GF highimpedance-input include N-protection, (internal N-sensor available), incl. trip alarm switch (1xCO), rear connection vertical, guide frame with shutter and w/o position signalling switch, with internal voltage tap on lower stab of circuit breaker, with voltage tap module VTM680 and power supply of ETU600, able to communication, integrated metering type PMF-1 Energy Efficiency, Voltage, Active energy Ea Manual operating mechanism with mechanical closing, without Spring charging motor, Ready-to-close signal. switch, Auxiliary switches 2NO+2NC, without Closing coil (CC), manual operating mechanism with mechanical closing, without Remote trip alarm reset coil (RR), without 2nd shunt trip, without 1st Shunt trip | 459870 | 1 | Z\ | 1
3WA1240-4EG42-0AA0 |  | withdrawable circuit breaker, with guide frame, IEC 60947-2, size 2, 4-pole, N pole on left, In=4000 A up to 690 V AC 50/60 Hz, breaking capacity M Icu=85/66 kA at 500/690 V, tripping unit ETU600 LSIG Hi-Z upgradeable, color display, Bluetooth, USB interface, basic protection LT, ST, INST, GFx, with GF high-impedance input, including protection of the N conductor (internal neutral point sensor available), trip alarm switch (1 x CO), connection at rear horizontal guide frame with shutter, without position signaling switch, with internal voltage tap on lower stab of circuit breaker, with voltage tap module VTM680 and power supply of ETU600, able to communication, integrated metering type PMF-1 Energy Efficiency, Voltage, Active energy Ea Manual operating mechanism with mechanical closing, without Spring charging motor, Ready-to-close signal. switch, Auxiliary switches 2NO+2NC, without Closing coil (CC), manual operating mechanism with mechanical closing, without Remote trip alarm reset coil (RR), without 2nd shunt trip, without 1st Shunt trip | 457870 | 1 | Z\ | 1
3WA1240-4FE01-0AA0 |  | Fixed-mounted circuit breaker IEC 60947-2, frame size 2, 3-poles, In=4000A up to 690V AC 50/60Hz, breaking capacity M Icu=85/66kA at 500/690V, Trip unit ETU600 LSI upgrade ready , colordisplay, bluetooth and USB interface, Protection LT, ST, INST, N-protection required an external N-sensor, incl. trip alarm switch (1xCO), rear connection vertical, with internal voltage tap on lower stab of circuit breaker, with voltage tap module VTM680 and power supply of ETU600, able to communication, integrated metering type PMF-2 Basic Power Monitoring, Voltage, Energy, Power, Power factor, Frequency, Unbalance, Temperature, Manual operating mechanism with mechanical closing, without Spring charging motor, Ready-to-close signal. switch, Auxiliary switches 2NO+2NC, without Closing coil (CC), manual operating mechanism with mechanical closing, without Remote trip alarm reset coil (RR), without 2nd shunt trip, without 1st Shunt trip | 282700 | 1 | Z\ | 1
3WA1240-4FE02-0AA0 |  | fixed-mounted circuit breaker, IEC 60947-2, size 2, 3-pole, In=4000 A up to 690 V AC 50/60 Hz, breaking capacity M Icu=85/66 kA at 500/690 V, tripping unit ETU600 LSI upgradeable, color display, Bluetooth, USB interface, basic protection LT, ST, INST, neutral conductor protection requires an external neutral point current sensor, trip alarm switch (1 x CO), connection at rear horizontal with internal voltage tap on lower stab of circuit breaker, with voltage tap module VTM680 and power supply of ETU600, able to communication, integrated metering type PMF-2 Basic Power Monitoring, Voltage, Energy, Power, Power factor, Frequency, Unbalance, Temperature, Manual operating mechanism with mechanical closing, without Spring charging motor, Ready-to-close signal. switch, Auxiliary switches 2NO+2NC, without Closing coil (CC), manual operating mechanism with mechanical closing, without Remote trip alarm reset coil (RR), without 2nd shunt trip, without 1st Shunt trip | 275700 | 1 | Z\ | 1
3WA1240-4FE11-0AA0 |  | Fixed-mounted circuit breaker IEC 60947-2, frame size 2, 4-poles, N-pole left, In=4000A up to 690V AC 50/60Hz, breaking capacity M Icu=85/66kA at 500/690V, Trip unit ETU600 LSI upgrade ready , colordisplay, bluetooth and USB interface, Protection LT, ST, INST, include N-protection, (internal N-sensor available), incl. trip alarm switch (1xCO), rear connection vertical, with internal voltage tap on lower stab of circuit breaker, with voltage tap module VTM680 and power supply of ETU600, able to communication, integrated metering type PMF-2 Basic Power Monitoring, Voltage, Energy, Power, Power factor, Frequency, Unbalance, Temperature, Manual operating mechanism with mechanical closing, without Spring charging motor, Ready-to-close signal. switch, Auxiliary switches 2NO+2NC, without Closing coil (CC), manual operating mechanism with mechanical closing, without Remote trip alarm reset coil (RR), without 2nd shunt trip, without 1st Shunt trip | 367700 | 1 | Z\ | 1
3WA1240-4FE12-0AA0 |  | fixed-mounted circuit breaker, IEC 60947-2, size 2, 4-pole, N pole on left, In=4000 A up to 690 V AC 50/60 Hz, breaking capacity M Icu=85/66 kA at 500/690 V, tripping unit ETU600 LSI upgradeable, color display, Bluetooth, USB interface, basic protection LT, ST, INST, including protection of the N conductor (internal neutral point sensor available), trip alarm switch (1 x CO), connection at rear horizontal with internal voltage tap on lower stab of circuit breaker, with voltage tap module VTM680 and power supply of ETU600, able to communication, integrated metering type PMF-2 Basic Power Monitoring, Voltage, Energy, Power, Power factor, Frequency, Unbalance, Temperature, Manual operating mechanism with mechanical closing, without Spring charging motor, Ready-to-close signal. switch, Auxiliary switches 2NO+2NC, without Closing coil (CC), manual operating mechanism with mechanical closing, without Remote trip alarm reset coil (RR), without 2nd shunt trip, without 1st Shunt trip | 358700 | 1 | Z\ | 1
3WA1240-4FE21-0AA0 |  | fixed-mounted circuit breaker, IEC 60947-2, size 2, 4-pole, N pole on right, In=4000 A up to 690 V AC 50/60 Hz, breaking capacity M Icu=85/66 kA at 500/690 V, tripping unit ETU600 LSI upgradeable, color display, Bluetooth, USB interface, basic protection LT, ST, INST, including protection of the N conductor (internal neutral point sensor available), trip alarm switch (1 x CO), connection at rear vertical, with internal voltage tap on lower stab of circuit breaker, with voltage tap module VTM680 and power supply of ETU600, able to communication, integrated metering type PMF-2 Basic Power Monitoring, Voltage, Energy, Power, Power factor, Frequency, Unbalance, Temperature, Manual operating mechanism with mechanical closing, without Spring charging motor, Ready-to-close signal. switch, Auxiliary switches 2NO+2NC, without Closing coil (CC), manual operating mechanism with mechanical closing, without Remote trip alarm reset coil (RR), without 2nd shunt trip, without 1st Shunt trip | 367700 | 1 | Z\ | 1
3WA1240-4FE22-0AA0 |  | fixed-mounted circuit breaker, IEC 60947-2, size 2, 4-pole, N pole on right, In=4000 A up to 690 V AC 50/60 Hz, breaking capacity M Icu=85/66 kA at 500/690 V, tripping unit ETU600 LSI upgradeable, color display, Bluetooth, USB interface, basic protection LT, ST, INST, including protection of the N conductor (internal neutral point sensor available), trip alarm switch (1 x CO), connection at rear horizontal with internal voltage tap on lower stab of circuit breaker, with voltage tap module VTM680 and power supply of ETU600, able to communication, integrated metering type PMF-2 Basic Power Monitoring, Voltage, Energy, Power, Power factor, Frequency, Unbalance, Temperature, Manual operating mechanism with mechanical closing, without Spring charging motor, Ready-to-close signal. switch, Auxiliary switches 2NO+2NC, without Closing coil (CC), manual operating mechanism with mechanical closing, without Remote trip alarm reset coil (RR), without 2nd shunt trip, without 1st Shunt trip | 358700 | 1 | Z\ | 1
3WA1240-4FE31-0AA0 |  | Withdrawable circuit breaker with guide frame, IEC 60947-2, frame size 2, 3-poles, In=4000A up to 690V AC 50/60Hz, breaking capacity M Icu=85/66kA at 500/690V, Trip unit ETU600 LSI upgrade ready , colordisplay, bluetooth and USB interface, Protection LT, ST, INST, N-protection required an external N-sensor, incl. trip alarm switch (1xCO), rear connection vertical, guide frame with shutter and w/o position signalling switch, with internal voltage tap on lower stab of circuit breaker, with voltage tap module VTM680 and power supply of ETU600, able to communication, integrated metering type PMF-2 Basic Power Monitoring, Voltage, Energy, Power, Power factor, Frequency, Unbalance, Temperature, Manual operating mechanism with mechanical closing, without Spring charging motor, Ready-to-close signal. switch, Auxiliary switches 2NO+2NC, without Closing coil (CC), manual operating mechanism with mechanical closing, without Remote trip alarm reset coil (RR), without 2nd shunt trip, without 1st Shunt trip | 335700 | 1 | Z\ | 1
3WA1240-4FE32-0AA0 |  | withdrawable circuit breaker, with guide frame, IEC 60947-2, size 2, 3-pole, In=4000 A up to 690 V AC 50/60 Hz, breaking capacity M Icu=85/66 kA at 500/690 V, tripping unit ETU600 LSI upgradeable, color display, Bluetooth, USB interface, basic protection LT, ST, INST, neutral conductor protection requires an external neutral point current sensor, trip alarm switch (1 x CO), connection at rear horizontal guide frame with shutter, without position signaling switch, with internal voltage tap on lower stab of circuit breaker, with voltage tap module VTM680 and power supply of ETU600, able to communication, integrated metering type PMF-2 Basic Power Monitoring, Voltage, Energy, Power, Power factor, Frequency, Unbalance, Temperature, Manual operating mechanism with mechanical closing, without Spring charging motor, Ready-to-close signal. switch, Auxiliary switches 2NO+2NC, without Closing coil (CC), manual operating mechanism with mechanical closing, without Remote trip alarm reset coil (RR), without 2nd shunt trip, without 1st Shunt trip | 333700 | 1 | Z\ | 1
3WA1240-4FE41-0AA0 |  | Withdrawable circuit breaker with guide frame, IEC 60947-2, frame size 2, 4-poles, N-pole left, In=4000A up to 690V AC 50/60Hz, breaking capacity M Icu=85/66kA at 500/690V, Trip unit ETU600 LSI upgrade ready , colordisplay, bluetooth and USB interface, Protection LT, ST, INST, include N-protection, (internal N-sensor available), incl. trip alarm switch (1xCO), rear connection vertical, guide frame with shutter and w/o position signalling switch, with internal voltage tap on lower stab of circuit breaker, with voltage tap module VTM680 and power supply of ETU600, able to communication, integrated metering type PMF-2 Basic Power Monitoring, Voltage, Energy, Power, Power factor, Frequency, Unbalance, Temperature, Manual operating mechanism with mechanical closing, without Spring charging motor, Ready-to-close signal. switch, Auxiliary switches 2NO+2NC, without Closing coil (CC), manual operating mechanism with mechanical closing, without Remote trip alarm reset coil (RR), without 2nd shunt trip, without 1st Shunt trip | 436700 | 1 | Z\ | 1
3WA1240-4FE42-0AA0 |  | withdrawable circuit breaker, with guide frame, IEC 60947-2, size 2, 4-pole, N pole on left, In=4000 A up to 690 V AC 50/60 Hz, breaking capacity M Icu=85/66 kA at 500/690 V, tripping unit ETU600 LSI upgradeable, color display, Bluetooth, USB interface, basic protection LT, ST, INST, including protection of the N conductor (internal neutral point sensor available), trip alarm switch (1 x CO), connection at rear horizontal guide frame with shutter, without position signaling switch, with internal voltage tap on lower stab of circuit breaker, with voltage tap module VTM680 and power supply of ETU600, able to communication, integrated metering type PMF-2 Basic Power Monitoring, Voltage, Energy, Power, Power factor, Frequency, Unbalance, Temperature, Manual operating mechanism with mechanical closing, without Spring charging motor, Ready-to-close signal. switch, Auxiliary switches 2NO+2NC, without Closing coil (CC), manual operating mechanism with mechanical closing, without Remote trip alarm reset coil (RR), without 2nd shunt trip, without 1st Shunt trip | 434700 | 1 | Z\ | 1
3WA1240-4FF01-0AA0 |  | Fixed-mounted circuit breaker IEC 60947-2, frame size 2, 3-poles, In=4000A up to 690V AC 50/60Hz, breaking capacity M Icu=85/66kA at 500/690V, Trip unit ETU600 LSIG upgrade ready , colordisplay, bluetooth and USB interface, Protection LT, ST, INST, GFx, N-protection required an external N-sensor, incl. trip alarm switch (1xCO), rear connection vertical, with internal voltage tap on lower stab of circuit breaker, with voltage tap module VTM680 and power supply of ETU600, able to communication, integrated metering type PMF-2 Basic Power Monitoring, Voltage, Energy, Power, Power factor, Frequency, Unbalance, Temperature, Manual operating mechanism with mechanical closing, without Spring charging motor, Ready-to-close signal. switch, Auxiliary switches 2NO+2NC, without Closing coil (CC), manual operating mechanism with mechanical closing, without Remote trip alarm reset coil (RR), without 2nd shunt trip, without 1st Shunt trip | 293700 | 1 | Z\ | 1
3WA1240-4FF02-0AA0 |  | fixed-mounted circuit breaker, IEC 60947-2, size 2, 3-pole, In=4000 A up to 690 V AC 50/60 Hz, breaking capacity M Icu=85/66 kA at 500/690 V, tripping unit ETU600 LSIG upgradeable, color display, Bluetooth, USB interface, basic protection LT, ST, INST, GFx, neutral conductor protection requires an external neutral point current sensor, trip alarm switch (1 x CO), connection at rear horizontal with internal voltage tap on lower stab of circuit breaker, with voltage tap module VTM680 and power supply of ETU600, able to communication, integrated metering type PMF-2 Basic Power Monitoring, Voltage, Energy, Power, Power factor, Frequency, Unbalance, Temperature, Manual operating mechanism with mechanical closing, without Spring charging motor, Ready-to-close signal. switch, Auxiliary switches 2NO+2NC, without Closing coil (CC), manual operating mechanism with mechanical closing, without Remote trip alarm reset coil (RR), without 2nd shunt trip, without 1st Shunt trip | 286700 | 1 | Z\ | 1
3WA1240-4FF11-0AA0 |  | Fixed-mounted circuit breaker IEC 60947-2, frame size 2, 4-poles, N-pole left, In=4000A up to 690V AC 50/60Hz, breaking capacity M Icu=85/66kA at 500/690V, Trip unit ETU600 LSIG upgrade ready , colordisplay, bluetooth and USB interface, Protection LT, ST, INST, GFx, include N-protection, (internal N-sensor available), incl. trip alarm switch (1xCO), rear connection vertical, with internal voltage tap on lower stab of circuit breaker, with voltage tap module VTM680 and power supply of ETU600, able to communication, integrated metering type PMF-2 Basic Power Monitoring, Voltage, Energy, Power, Power factor, Frequency, Unbalance, Temperature, Manual operating mechanism with mechanical closing, without Spring charging motor, Ready-to-close signal. switch, Auxiliary switches 2NO+2NC, without Closing coil (CC), manual operating mechanism with mechanical closing, without Remote trip alarm reset coil (RR), without 2nd shunt trip, without 1st Shunt trip | 378700 | 1 | Z\ | 1
3WA1240-4FF12-0AA0 |  | fixed-mounted circuit breaker, IEC 60947-2, size 2, 4-pole, N pole on left, In=4000 A up to 690 V AC 50/60 Hz, breaking capacity M Icu=85/66 kA at 500/690 V, tripping unit ETU600 LSIG upgradeable, color display, Bluetooth, USB interface, basic protection LT, ST, INST, GFx, including protection of the N conductor (internal neutral point sensor available), trip alarm switch (1 x CO), connection at rear horizontal with internal voltage tap on lower stab of circuit breaker, with voltage tap module VTM680 and power supply of ETU600, able to communication, integrated metering type PMF-2 Basic Power Monitoring, Voltage, Energy, Power, Power factor, Frequency, Unbalance, Temperature, Manual operating mechanism with mechanical closing, without Spring charging motor, Ready-to-close signal. switch, Auxiliary switches 2NO+2NC, without Closing coil (CC), manual operating mechanism with mechanical closing, without Remote trip alarm reset coil (RR), without 2nd shunt trip, without 1st Shunt trip | 369700 | 1 | Z\ | 1
3WA1240-4FF21-0AA0 |  | fixed-mounted circuit breaker, IEC 60947-2, size 2, 4-pole, N pole on right, In=4000 A up to 690 V AC 50/60 Hz, breaking capacity M Icu=85/66 kA at 500/690 V, tripping unit ETU600 LSIG upgradeable, color display, Bluetooth, USB interface, basic protection LT, ST, INST, GFx, including protection of the N conductor (internal neutral point sensor available), trip alarm switch (1 x CO), connection at rear vertical, with internal voltage tap on lower stab of circuit breaker, with voltage tap module VTM680 and power supply of ETU600, able to communication, integrated metering type PMF-2 Basic Power Monitoring, Voltage, Energy, Power, Power factor, Frequency, Unbalance, Temperature, Manual operating mechanism with mechanical closing, without Spring charging motor, Ready-to-close signal. switch, Auxiliary switches 2NO+2NC, without Closing coil (CC), manual operating mechanism with mechanical closing, without Remote trip alarm reset coil (RR), without 2nd shunt trip, without 1st Shunt trip | 378700 | 1 | Z\ | 1
3WA1240-4FF22-0AA0 |  | fixed-mounted circuit breaker, IEC 60947-2, size 2, 4-pole, N pole on right, In=4000 A up to 690 V AC 50/60 Hz, breaking capacity M Icu=85/66 kA at 500/690 V, tripping unit ETU600 LSIG upgradeable, color display, Bluetooth, USB interface, basic protection LT, ST, INST, GFx, including protection of the N conductor (internal neutral point sensor available), trip alarm switch (1 x CO), connection at rear horizontal with internal voltage tap on lower stab of circuit breaker, with voltage tap module VTM680 and power supply of ETU600, able to communication, integrated metering type PMF-2 Basic Power Monitoring, Voltage, Energy, Power, Power factor, Frequency, Unbalance, Temperature, Manual operating mechanism with mechanical closing, without Spring charging motor, Ready-to-close signal. switch, Auxiliary switches 2NO+2NC, without Closing coil (CC), manual operating mechanism with mechanical closing, without Remote trip alarm reset coil (RR), without 2nd shunt trip, without 1st Shunt trip | 369700 | 1 | Z\ | 1
3WA1240-4FF31-0AA0 |  | Withdrawable circuit breaker with guide frame, IEC 60947-2, frame size 2, 3-poles, In=4000A up to 690V AC 50/60Hz, breaking capacity M Icu=85/66kA at 500/690V, Trip unit ETU600 LSIG upgrade ready , colordisplay, bluetooth and USB interface, Protection LT, ST, INST, GFx, N-protection required an external N-sensor, incl. trip alarm switch (1xCO), rear connection vertical, guide frame with shutter and w/o position signalling switch, with internal voltage tap on lower stab of circuit breaker, with voltage tap module VTM680 and power supply of ETU600, able to communication, integrated metering type PMF-2 Basic Power Monitoring, Voltage, Energy, Power, Power factor, Frequency, Unbalance, Temperature, Manual operating mechanism with mechanical closing, without Spring charging motor, Ready-to-close signal. switch, Auxiliary switches 2NO+2NC, without Closing coil (CC), manual operating mechanism with mechanical closing, without Remote trip alarm reset coil (RR), without 2nd shunt trip, without 1st Shunt trip | 345700 | 1 | Z\ | 1
3WA1240-4FF32-0AA0 |  | withdrawable circuit breaker, with guide frame, IEC 60947-2, size 2, 3-pole, In=4000 A up to 690 V AC 50/60 Hz, breaking capacity M Icu=85/66 kA at 500/690 V, tripping unit ETU600 LSIG upgradeable, color display, Bluetooth, USB interface, basic protection LT, ST, INST, GFx, neutral conductor protection requires an external neutral point current sensor, trip alarm switch (1 x CO), connection at rear horizontal guide frame with shutter, without position signaling switch, with internal voltage tap on lower stab of circuit breaker, with voltage tap module VTM680 and power supply of ETU600, able to communication, integrated metering type PMF-2 Basic Power Monitoring, Voltage, Energy, Power, Power factor, Frequency, Unbalance, Temperature, Manual operating mechanism with mechanical closing, without Spring charging motor, Ready-to-close signal. switch, Auxiliary switches 2NO+2NC, without Closing coil (CC), manual operating mechanism with mechanical closing, without Remote trip alarm reset coil (RR), without 2nd shunt trip, without 1st Shunt trip | 344700 | 1 | Z\ | 1
3WA1240-4FF41-0AA0 |  | Withdrawable circuit breaker with guide frame, IEC 60947-2, frame size 2, 4-poles, N-pole left, In=4000A up to 690V AC 50/60Hz, breaking capacity M Icu=85/66kA at 500/690V, Trip unit ETU600 LSIG upgrade ready , colordisplay, bluetooth and USB interface, Protection LT, ST, INST, GFx, include N-protection, (internal N-sensor available), incl. trip alarm switch (1xCO), rear connection vertical, guide frame with shutter and w/o position signalling switch, with internal voltage tap on lower stab of circuit breaker, with voltage tap module VTM680 and power supply of ETU600, able to communication, integrated metering type PMF-2 Basic Power Monitoring, Voltage, Energy, Power, Power factor, Frequency, Unbalance, Temperature, Manual operating mechanism with mechanical closing, without Spring charging motor, Ready-to-close signal. switch, Auxiliary switches 2NO+2NC, without Closing coil (CC), manual operating mechanism with mechanical closing, without Remote trip alarm reset coil (RR), without 2nd shunt trip, without 1st Shunt trip | 447700 | 1 | Z\ | 1
3WA1240-4FF42-0AA0 |  | withdrawable circuit breaker, with guide frame, IEC 60947-2, size 2, 4-pole, N pole on left, In=4000 A up to 690 V AC 50/60 Hz, breaking capacity M Icu=85/66 kA at 500/690 V, tripping unit ETU600 LSIG upgradeable, color display, Bluetooth, USB interface, basic protection LT, ST, INST, GFx, including protection of the N conductor (internal neutral point sensor available), trip alarm switch (1 x CO), connection at rear horizontal guide frame with shutter, without position signaling switch, with internal voltage tap on lower stab of circuit breaker, with voltage tap module VTM680 and power supply of ETU600, able to communication, integrated metering type PMF-2 Basic Power Monitoring, Voltage, Energy, Power, Power factor, Frequency, Unbalance, Temperature, Manual operating mechanism with mechanical closing, without Spring charging motor, Ready-to-close signal. switch, Auxiliary switches 2NO+2NC, without Closing coil (CC), manual operating mechanism with mechanical closing, without Remote trip alarm reset coil (RR), without 2nd shunt trip, without 1st Shunt trip | 445700 | 1 | Z\ | 1
3WA1240-4FG01-0AA0 |  | Fixed-mounted circuit breaker IEC 60947-2, frame size 2, 3-poles, In=4000A up to 690V AC 50/60Hz, breaking capacity M Icu=85/66kA at 500/690V, Trip unit ETU600 LSIG Hi-Z upgrade ready , colordisplay, bluetooth and USB interface, Protection LT, ST, INST, GFx, with GF highimpedance-input N-protection required an external N-sensor, incl. trip alarm switch (1xCO), rear connection vertical, with internal voltage tap on lower stab of circuit breaker, with voltage tap module VTM680 and power supply of ETU600, able to communication, integrated metering type PMF-2 Basic Power Monitoring, Voltage, Energy, Power, Power factor, Frequency, Unbalance, Temperature, Manual operating mechanism with mechanical closing, without Spring charging motor, Ready-to-close signal. switch, Auxiliary switches 2NO+2NC, without Closing coil (CC), manual operating mechanism with mechanical closing, without Remote trip alarm reset coil (RR), without 2nd shunt trip, without 1st Shunt trip | 314700 | 1 | Z\ | 1
3WA1240-4FG02-0AA0 |  | fixed-mounted circuit breaker, IEC 60947-2, size 2, 3-pole, In=4000 A up to 690 V AC 50/60 Hz, breaking capacity M Icu=85/66 kA at 500/690 V, tripping unit ETU600 LSIG Hi-Z upgradeable, color display, Bluetooth, USB interface, basic protection LT, ST, INST, GFx, with GF high-impedance input, neutral conductor protection requires an external neutral point current sensor, trip alarm switch (1 x CO), connection at rear horizontal with internal voltage tap on lower stab of circuit breaker, with voltage tap module VTM680 and power supply of ETU600, able to communication, integrated metering type PMF-2 Basic Power Monitoring, Voltage, Energy, Power, Power factor, Frequency, Unbalance, Temperature, Manual operating mechanism with mechanical closing, without Spring charging motor, Ready-to-close signal. switch, Auxiliary switches 2NO+2NC, without Closing coil (CC), manual operating mechanism with mechanical closing, without Remote trip alarm reset coil (RR), without 2nd shunt trip, without 1st Shunt trip | 307700 | 1 | Z\ | 1
3WA1240-4FG11-0AA0 |  | Fixed-mounted circuit breaker IEC 60947-2, frame size 2, 4-poles, N-pole left, In=4000A up to 690V AC 50/60Hz, breaking capacity M Icu=85/66kA at 500/690V, Trip unit ETU600 LSIG Hi-Z upgrade ready , colordisplay, bluetooth and USB interface, Protection LT, ST, INST, GFx, with GF highimpedance-input include N-protection, (internal N-sensor available), incl. trip alarm switch (1xCO), rear connection vertical, with internal voltage tap on lower stab of circuit breaker, with voltage tap module VTM680 and power supply of ETU600, able to communication, integrated metering type PMF-2 Basic Power Monitoring, Voltage, Energy, Power, Power factor, Frequency, Unbalance, Temperature, Manual operating mechanism with mechanical closing, without Spring charging motor, Ready-to-close signal. switch, Auxiliary switches 2NO+2NC, without Closing coil (CC), manual operating mechanism with mechanical closing, without Remote trip alarm reset coil (RR), without 2nd shunt trip, without 1st Shunt trip | 399700 | 1 | Z\ | 1
3WA1240-4FG12-0AA0 |  | fixed-mounted circuit breaker, IEC 60947-2, size 2, 4-pole, N pole on left, In=4000 A up to 690 V AC 50/60 Hz, breaking capacity M Icu=85/66 kA at 500/690 V, tripping unit ETU600 LSIG Hi-Z upgradeable, color display, Bluetooth, USB interface, basic protection LT, ST, INST, GFx, with GF high-impedance input, including protection of the N conductor (internal neutral point sensor available), trip alarm switch (1 x CO), connection at rear horizontal with internal voltage tap on lower stab of circuit breaker, with voltage tap module VTM680 and power supply of ETU600, able to communication, integrated metering type PMF-2 Basic Power Monitoring, Voltage, Energy, Power, Power factor, Frequency, Unbalance, Temperature, Manual operating mechanism with mechanical closing, without Spring charging motor, Ready-to-close signal. switch, Auxiliary switches 2NO+2NC, without Closing coil (CC), manual operating mechanism with mechanical closing, without Remote trip alarm reset coil (RR), without 2nd shunt trip, without 1st Shunt trip | 390700 | 1 | Z\ | 1
3WA1240-4FG21-0AA0 |  | fixed-mounted circuit breaker, IEC 60947-2, size 2, 4-pole, N pole on right, In=4000 A up to 690 V AC 50/60 Hz, breaking capacity M Icu=85/66 kA at 500/690 V, tripping unit ETU600 LSIG Hi-Z upgradeable, color display, Bluetooth, USB interface, basic protection LT, ST, INST, GFx, with GF high-impedance input, including protection of the N conductor (internal neutral point sensor available), trip alarm switch (1 x CO), connection at rear vertical, with internal voltage tap on lower stab of circuit breaker, with voltage tap module VTM680 and power supply of ETU600, able to communication, integrated metering type PMF-2 Basic Power Monitoring, Voltage, Energy, Power, Power factor, Frequency, Unbalance, Temperature, Manual operating mechanism with mechanical closing, without Spring charging motor, Ready-to-close signal. switch, Auxiliary switches 2NO+2NC, without Closing coil (CC), manual operating mechanism with mechanical closing, without Remote trip alarm reset coil (RR), without 2nd shunt trip, without 1st Shunt trip | 399700 | 1 | Z\ | 1
3WA1240-4FG22-0AA0 |  | fixed-mounted circuit breaker, IEC 60947-2, size 2, 4-pole, N pole on right, In=4000 A up to 690 V AC 50/60 Hz, breaking capacity M Icu=85/66 kA at 500/690 V, tripping unit ETU600 LSIG Hi-Z upgradeable, color display, Bluetooth, USB interface, basic protection LT, ST, INST, GFx, with GF high-impedance input, including protection of the N conductor (internal neutral point sensor available), trip alarm switch (1 x CO), connection at rear horizontal with internal voltage tap on lower stab of circuit breaker, with voltage tap module VTM680 and power supply of ETU600, able to communication, integrated metering type PMF-2 Basic Power Monitoring, Voltage, Energy, Power, Power factor, Frequency, Unbalance, Temperature, Manual operating mechanism with mechanical closing, without Spring charging motor, Ready-to-close signal. switch, Auxiliary switches 2NO+2NC, without Closing coil (CC), manual operating mechanism with mechanical closing, without Remote trip alarm reset coil (RR), without 2nd shunt trip, without 1st Shunt trip | 390700 | 1 | Z\ | 1
3WA1240-4FG31-0AA0 |  | Withdrawable circuit breaker with guide frame, IEC 60947-2, frame size 2, 3-poles, In=4000A up to 690V AC 50/60Hz, breaking capacity M Icu=85/66kA at 500/690V, Trip unit ETU600 LSIG Hi-Z upgrade ready , colordisplay, bluetooth and USB interface, Protection LT, ST, INST, GFx, with GF highimpedance-input N-protection required an external N-sensor, incl. trip alarm switch (1xCO), rear connection vertical, guide frame with shutter and w/o position signalling switch, with internal voltage tap on lower stab of circuit breaker, with voltage tap module VTM680 and power supply of ETU600, able to communication, integrated metering type PMF-2 Basic Power Monitoring, Voltage, Energy, Power, Power factor, Frequency, Unbalance, Temperature, Manual operating mechanism with mechanical closing, without Spring charging motor, Ready-to-close signal. switch, Auxiliary switches 2NO+2NC, without Closing coil (CC), manual operating mechanism with mechanical closing, without Remote trip alarm reset coil (RR), without 2nd shunt trip, without 1st Shunt trip | 366700 | 1 | Z\ | 1
3WA1240-4FG32-0AA0 |  | withdrawable circuit breaker, with guide frame, IEC 60947-2, size 2, 3-pole, In=4000 A up to 690 V AC 50/60 Hz, breaking capacity M Icu=85/66 kA at 500/690 V, tripping unit ETU600 LSIG Hi-Z upgradeable, color display, Bluetooth, USB interface, basic protection LT, ST, INST, GFx, with GF high-impedance input, neutral conductor protection requires an external neutral point current sensor, trip alarm switch (1 x CO), connection at rear horizontal guide frame with shutter, without position signaling switch, with internal voltage tap on lower stab of circuit breaker, with voltage tap module VTM680 and power supply of ETU600, able to communication, integrated metering type PMF-2 Basic Power Monitoring, Voltage, Energy, Power, Power factor, Frequency, Unbalance, Temperature, Manual operating mechanism with mechanical closing, without Spring charging motor, Ready-to-close signal. switch, Auxiliary switches 2NO+2NC, without Closing coil (CC), manual operating mechanism with mechanical closing, without Remote trip alarm reset coil (RR), without 2nd shunt trip, without 1st Shunt trip | 365700 | 1 | Z\ | 1
3WA1240-4FG41-0AA0 |  | Withdrawable circuit breaker with guide frame, IEC 60947-2, frame size 2, 4-poles, N-pole left, In=4000A up to 690V AC 50/60Hz, breaking capacity M Icu=85/66kA at 500/690V, Trip unit ETU600 LSIG Hi-Z upgrade ready , colordisplay, bluetooth and USB interface, Protection LT, ST, INST, GFx, with GF highimpedance-input include N-protection, (internal N-sensor available), incl. trip alarm switch (1xCO), rear connection vertical, guide frame with shutter and w/o position signalling switch, with internal voltage tap on lower stab of circuit breaker, with voltage tap module VTM680 and power supply of ETU600, able to communication, integrated metering type PMF-2 Basic Power Monitoring, Voltage, Energy, Power, Power factor, Frequency, Unbalance, Temperature, Manual operating mechanism with mechanical closing, without Spring charging motor, Ready-to-close signal. switch, Auxiliary switches 2NO+2NC, without Closing coil (CC), manual operating mechanism with mechanical closing, without Remote trip alarm reset coil (RR), without 2nd shunt trip, without 1st Shunt trip | 468700 | 1 | Z\ | 1
3WA1240-4FG42-0AA0 |  | withdrawable circuit breaker, with guide frame, IEC 60947-2, size 2, 4-pole, N pole on left, In=4000 A up to 690 V AC 50/60 Hz, breaking capacity M Icu=85/66 kA at 500/690 V, tripping unit ETU600 LSIG Hi-Z upgradeable, color display, Bluetooth, USB interface, basic protection LT, ST, INST, GFx, with GF high-impedance input, including protection of the N conductor (internal neutral point sensor available), trip alarm switch (1 x CO), connection at rear horizontal guide frame with shutter, without position signaling switch, with internal voltage tap on lower stab of circuit breaker, with voltage tap module VTM680 and power supply of ETU600, able to communication, integrated metering type PMF-2 Basic Power Monitoring, Voltage, Energy, Power, Power factor, Frequency, Unbalance, Temperature, Manual operating mechanism with mechanical closing, without Spring charging motor, Ready-to-close signal. switch, Auxiliary switches 2NO+2NC, without Closing coil (CC), manual operating mechanism with mechanical closing, without Remote trip alarm reset coil (RR), without 2nd shunt trip, without 1st Shunt trip | 466700 | 1 | Z\ | 1
3WA1240-4GE01-0AA0 |  | Fixed-mounted circuit breaker IEC 60947-2, frame size 2, 3-poles, In=4000A up to 690V AC 50/60Hz, breaking capacity M Icu=85/66kA at 500/690V, Trip unit ETU600 LSI upgrade ready , colordisplay, bluetooth and USB interface, Protection LT, ST, INST, N-protection required an external N-sensor, incl. trip alarm switch (1xCO), rear connection vertical, with internal voltage tap on lower stab of circuit breaker, with voltage tap module VTM680 and power supply of ETU600, able to communication, integrated metering type PMF-3 Advanced Power Monitor., Voltage, Energy, Power, Power factor, Frequency, Unbalance, Temperature, Power quality, Manual operating mechanism with mechanical closing, without Spring charging motor, Ready-to-close signal. switch, Auxiliary switches 2NO+2NC, without Closing coil (CC), manual operating mechanism with mechanical closing, without Remote trip alarm reset coil (RR), without 2nd shunt trip, without 1st Shunt trip | 289100 | 1 | Z\ | 1
3WA1240-4GE02-0AA0 |  | fixed-mounted circuit breaker, IEC 60947-2, size 2, 3-pole, In=4000 A up to 690 V AC 50/60 Hz, breaking capacity M Icu=85/66 kA at 500/690 V, tripping unit ETU600 LSI upgradeable, color display, Bluetooth, USB interface, basic protection LT, ST, INST, neutral conductor protection requires an external neutral point current sensor, trip alarm switch (1 x CO), connection at rear horizontal with internal voltage tap on lower stab of circuit breaker, with voltage tap module VTM680 and power supply of ETU600, able to communication, integrated metering type PMF-3 Advanced Power Monitor., Voltage, Energy, Power, Power factor, Frequency, Unbalance, Temperature, Power quality, Manual operating mechanism with mechanical closing, without Spring charging motor, Ready-to-close signal. switch, Auxiliary switches 2NO+2NC, without Closing coil (CC), manual operating mechanism with mechanical closing, without Remote trip alarm reset coil (RR), without 2nd shunt trip, without 1st Shunt trip | 282100 | 1 | Z\ | 1
3WA1240-4GE11-0AA0 |  | Fixed-mounted circuit breaker IEC 60947-2, frame size 2, 4-poles, N-pole left, In=4000A up to 690V AC 50/60Hz, breaking capacity M Icu=85/66kA at 500/690V, Trip unit ETU600 LSI upgrade ready , colordisplay, bluetooth and USB interface, Protection LT, ST, INST, include N-protection, (internal N-sensor available), incl. trip alarm switch (1xCO), rear connection vertical, with internal voltage tap on lower stab of circuit breaker, with voltage tap module VTM680 and power supply of ETU600, able to communication, integrated metering type PMF-3 Advanced Power Monitor., Voltage, Energy, Power, Power factor, Frequency, Unbalance, Temperature, Power quality, Manual operating mechanism with mechanical closing, without Spring charging motor, Ready-to-close signal. switch, Auxiliary switches 2NO+2NC, without Closing coil (CC), manual operating mechanism with mechanical closing, without Remote trip alarm reset coil (RR), without 2nd shunt trip, without 1st Shunt trip | 374100 | 1 | Z\ | 1
3WA1240-4GE12-0AA0 |  | fixed-mounted circuit breaker, IEC 60947-2, size 2, 4-pole, N pole on left, In=4000 A up to 690 V AC 50/60 Hz, breaking capacity M Icu=85/66 kA at 500/690 V, tripping unit ETU600 LSI upgradeable, color display, Bluetooth, USB interface, basic protection LT, ST, INST, including protection of the N conductor (internal neutral point sensor available), trip alarm switch (1 x CO), connection at rear horizontal with internal voltage tap on lower stab of circuit breaker, with voltage tap module VTM680 and power supply of ETU600, able to communication, integrated metering type PMF-3 Advanced Power Monitor., Voltage, Energy, Power, Power factor, Frequency, Unbalance, Temperature, Power quality, Manual operating mechanism with mechanical closing, without Spring charging motor, Ready-to-close signal. switch, Auxiliary switches 2NO+2NC, without Closing coil (CC), manual operating mechanism with mechanical closing, without Remote trip alarm reset coil (RR), without 2nd shunt trip, without 1st Shunt trip | 365100 | 1 | Z\ | 1
3WA1240-4GE21-0AA0 |  | fixed-mounted circuit breaker, IEC 60947-2, size 2, 4-pole, N pole on right, In=4000 A up to 690 V AC 50/60 Hz, breaking capacity M Icu=85/66 kA at 500/690 V, tripping unit ETU600 LSI upgradeable, color display, Bluetooth, USB interface, basic protection LT, ST, INST, including protection of the N conductor (internal neutral point sensor available), trip alarm switch (1 x CO), connection at rear vertical, with internal voltage tap on lower stab of circuit breaker, with voltage tap module VTM680 and power supply of ETU600, able to communication, integrated metering type PMF-3 Advanced Power Monitor., Voltage, Energy, Power, Power factor, Frequency, Unbalance, Temperature, Power quality, Manual operating mechanism with mechanical closing, without Spring charging motor, Ready-to-close signal. switch, Auxiliary switches 2NO+2NC, without Closing coil (CC), manual operating mechanism with mechanical closing, without Remote trip alarm reset coil (RR), without 2nd shunt trip, without 1st Shunt trip | 374100 | 1 | Z\ | 1
3WA1240-4GE22-0AA0 |  | fixed-mounted circuit breaker, IEC 60947-2, size 2, 4-pole, N pole on right, In=4000 A up to 690 V AC 50/60 Hz, breaking capacity M Icu=85/66 kA at 500/690 V, tripping unit ETU600 LSI upgradeable, color display, Bluetooth, USB interface, basic protection LT, ST, INST, including protection of the N conductor (internal neutral point sensor available), trip alarm switch (1 x CO), connection at rear horizontal with internal voltage tap on lower stab of circuit breaker, with voltage tap module VTM680 and power supply of ETU600, able to communication, integrated metering type PMF-3 Advanced Power Monitor., Voltage, Energy, Power, Power factor, Frequency, Unbalance, Temperature, Power quality, Manual operating mechanism with mechanical closing, without Spring charging motor, Ready-to-close signal. switch, Auxiliary switches 2NO+2NC, without Closing coil (CC), manual operating mechanism with mechanical closing, without Remote trip alarm reset coil (RR), without 2nd shunt trip, without 1st Shunt trip | 365100 | 1 | Z\ | 1
3WA1240-4GE31-0AA0 |  | Withdrawable circuit breaker with guide frame, IEC 60947-2, frame size 2, 3-poles, In=4000A up to 690V AC 50/60Hz, breaking capacity M Icu=85/66kA at 500/690V, Trip unit ETU600 LSI upgrade ready , colordisplay, bluetooth and USB interface, Protection LT, ST, INST, N-protection required an external N-sensor, incl. trip alarm switch (1xCO), rear connection vertical, guide frame with shutter and w/o position signalling switch, with internal voltage tap on lower stab of circuit breaker, with voltage tap module VTM680 and power supply of ETU600, able to communication, integrated metering type PMF-3 Advanced Power Monitor., Voltage, Energy, Power, Power factor, Frequency, Unbalance, Temperature, Power quality, Manual operating mechanism with mechanical closing, without Spring charging motor, Ready-to-close signal. switch, Auxiliary switches 2NO+2NC, without Closing coil (CC), manual operating mechanism with mechanical closing, without Remote trip alarm reset coil (RR), without 2nd shunt trip, without 1st Shunt trip | 342100 | 1 | Z\ | 1
3WA1240-4GE32-0AA0 |  | withdrawable circuit breaker, with guide frame, IEC 60947-2, size 2, 3-pole, In=4000 A up to 690 V AC 50/60 Hz, breaking capacity M Icu=85/66 kA at 500/690 V, tripping unit ETU600 LSI upgradeable, color display, Bluetooth, USB interface, basic protection LT, ST, INST, neutral conductor protection requires an external neutral point current sensor, trip alarm switch (1 x CO), connection at rear horizontal guide frame with shutter, without position signaling switch, with internal voltage tap on lower stab of circuit breaker, with voltage tap module VTM680 and power supply of ETU600, able to communication, integrated metering type PMF-3 Advanced Power Monitor., Voltage, Energy, Power, Power factor, Frequency, Unbalance, Temperature, Power quality, Manual operating mechanism with mechanical closing, without Spring charging motor, Ready-to-close signal. switch, Auxiliary switches 2NO+2NC, without Closing coil (CC), manual operating mechanism with mechanical closing, without Remote trip alarm reset coil (RR), without 2nd shunt trip, without 1st Shunt trip | 340100 | 1 | Z\ | 1
3WA1240-4GE41-0AA0 |  | Withdrawable circuit breaker with guide frame, IEC 60947-2, frame size 2, 4-poles, N-pole left, In=4000A up to 690V AC 50/60Hz, breaking capacity M Icu=85/66kA at 500/690V, Trip unit ETU600 LSI upgrade ready , colordisplay, bluetooth and USB interface, Protection LT, ST, INST, include N-protection, (internal N-sensor available), incl. trip alarm switch (1xCO), rear connection vertical, guide frame with shutter and w/o position signalling switch, with internal voltage tap on lower stab of circuit breaker, with voltage tap module VTM680 and power supply of ETU600, able to communication, integrated metering type PMF-3 Advanced Power Monitor., Voltage, Energy, Power, Power factor, Frequency, Unbalance, Temperature, Power quality, Manual operating mechanism with mechanical closing, without Spring charging motor, Ready-to-close signal. switch, Auxiliary switches 2NO+2NC, without Closing coil (CC), manual operating mechanism with mechanical closing, without Remote trip alarm reset coil (RR), without 2nd shunt trip, without 1st Shunt trip | 443100 | 1 | Z\ | 1
3WA1240-4GE42-0AA0 |  | withdrawable circuit breaker, with guide frame, IEC 60947-2, size 2, 4-pole, N pole on left, In=4000 A up to 690 V AC 50/60 Hz, breaking capacity M Icu=85/66 kA at 500/690 V, tripping unit ETU600 LSI upgradeable, color display, Bluetooth, USB interface, basic protection LT, ST, INST, including protection of the N conductor (internal neutral point sensor available), trip alarm switch (1 x CO), connection at rear horizontal guide frame with shutter, without position signaling switch, with internal voltage tap on lower stab of circuit breaker, with voltage tap module VTM680 and power supply of ETU600, able to communication, integrated metering type PMF-3 Advanced Power Monitor., Voltage, Energy, Power, Power factor, Frequency, Unbalance, Temperature, Power quality, Manual operating mechanism with mechanical closing, without Spring charging motor, Ready-to-close signal. switch, Auxiliary switches 2NO+2NC, without Closing coil (CC), manual operating mechanism with mechanical closing, without Remote trip alarm reset coil (RR), without 2nd shunt trip, without 1st Shunt trip | 441100 | 1 | Z\ | 1
3WA1240-4GF01-0AA0 |  | Fixed-mounted circuit breaker IEC 60947-2, frame size 2, 3-poles, In=4000A up to 690V AC 50/60Hz, breaking capacity M Icu=85/66kA at 500/690V, Trip unit ETU600 LSIG upgrade ready , colordisplay, bluetooth and USB interface, Protection LT, ST, INST, GFx, N-protection required an external N-sensor, incl. trip alarm switch (1xCO), rear connection vertical, with internal voltage tap on lower stab of circuit breaker, with voltage tap module VTM680 and power supply of ETU600, able to communication, integrated metering type PMF-3 Advanced Power Monitor., Voltage, Energy, Power, Power factor, Frequency, Unbalance, Temperature, Power quality, Manual operating mechanism with mechanical closing, without Spring charging motor, Ready-to-close signal. switch, Auxiliary switches 2NO+2NC, without Closing coil (CC), manual operating mechanism with mechanical closing, without Remote trip alarm reset coil (RR), without 2nd shunt trip, without 1st Shunt trip | 300100 | 1 | Z\ | 1
3WA1240-4GF02-0AA0 |  | fixed-mounted circuit breaker, IEC 60947-2, size 2, 3-pole, In=4000 A up to 690 V AC 50/60 Hz, breaking capacity M Icu=85/66 kA at 500/690 V, tripping unit ETU600 LSIG upgradeable, color display, Bluetooth, USB interface, basic protection LT, ST, INST, GFx, neutral conductor protection requires an external neutral point current sensor, trip alarm switch (1 x CO), connection at rear horizontal with internal voltage tap on lower stab of circuit breaker, with voltage tap module VTM680 and power supply of ETU600, able to communication, integrated metering type PMF-3 Advanced Power Monitor., Voltage, Energy, Power, Power factor, Frequency, Unbalance, Temperature, Power quality, Manual operating mechanism with mechanical closing, without Spring charging motor, Ready-to-close signal. switch, Auxiliary switches 2NO+2NC, without Closing coil (CC), manual operating mechanism with mechanical closing, without Remote trip alarm reset coil (RR), without 2nd shunt trip, without 1st Shunt trip | 293100 | 1 | Z\ | 1
3WA1240-4GF11-0AA0 |  | Fixed-mounted circuit breaker IEC 60947-2, frame size 2, 4-poles, N-pole left, In=4000A up to 690V AC 50/60Hz, breaking capacity M Icu=85/66kA at 500/690V, Trip unit ETU600 LSIG upgrade ready , colordisplay, bluetooth and USB interface, Protection LT, ST, INST, GFx, include N-protection, (internal N-sensor available), incl. trip alarm switch (1xCO), rear connection vertical, with internal voltage tap on lower stab of circuit breaker, with voltage tap module VTM680 and power supply of ETU600, able to communication, integrated metering type PMF-3 Advanced Power Monitor., Voltage, Energy, Power, Power factor, Frequency, Unbalance, Temperature, Power quality, Manual operating mechanism with mechanical closing, without Spring charging motor, Ready-to-close signal. switch, Auxiliary switches 2NO+2NC, without Closing coil (CC), manual operating mechanism with mechanical closing, without Remote trip alarm reset coil (RR), without 2nd shunt trip, without 1st Shunt trip | 385100 | 1 | Z\ | 1
3WA1240-4GF12-0AA0 |  | fixed-mounted circuit breaker, IEC 60947-2, size 2, 4-pole, N pole on left, In=4000 A up to 690 V AC 50/60 Hz, breaking capacity M Icu=85/66 kA at 500/690 V, tripping unit ETU600 LSIG upgradeable, color display, Bluetooth, USB interface, basic protection LT, ST, INST, GFx, including protection of the N conductor (internal neutral point sensor available), trip alarm switch (1 x CO), connection at rear horizontal with internal voltage tap on lower stab of circuit breaker, with voltage tap module VTM680 and power supply of ETU600, able to communication, integrated metering type PMF-3 Advanced Power Monitor., Voltage, Energy, Power, Power factor, Frequency, Unbalance, Temperature, Power quality, Manual operating mechanism with mechanical closing, without Spring charging motor, Ready-to-close signal. switch, Auxiliary switches 2NO+2NC, without Closing coil (CC), manual operating mechanism with mechanical closing, without Remote trip alarm reset coil (RR), without 2nd shunt trip, without 1st Shunt trip | 376100 | 1 | Z\ | 1
3WA1240-4GF21-0AA0 |  | fixed-mounted circuit breaker, IEC 60947-2, size 2, 4-pole, N pole on right, In=4000 A up to 690 V AC 50/60 Hz, breaking capacity M Icu=85/66 kA at 500/690 V, tripping unit ETU600 LSIG upgradeable, color display, Bluetooth, USB interface, basic protection LT, ST, INST, GFx, including protection of the N conductor (internal neutral point sensor available), trip alarm switch (1 x CO), connection at rear vertical, with internal voltage tap on lower stab of circuit breaker, with voltage tap module VTM680 and power supply of ETU600, able to communication, integrated metering type PMF-3 Advanced Power Monitor., Voltage, Energy, Power, Power factor, Frequency, Unbalance, Temperature, Power quality, Manual operating mechanism with mechanical closing, without Spring charging motor, Ready-to-close signal. switch, Auxiliary switches 2NO+2NC, without Closing coil (CC), manual operating mechanism with mechanical closing, without Remote trip alarm reset coil (RR), without 2nd shunt trip, without 1st Shunt trip | 385100 | 1 | Z\ | 1
3WA1240-4GF22-0AA0 |  | fixed-mounted circuit breaker, IEC 60947-2, size 2, 4-pole, N pole on right, In=4000 A up to 690 V AC 50/60 Hz, breaking capacity M Icu=85/66 kA at 500/690 V, tripping unit ETU600 LSIG upgradeable, color display, Bluetooth, USB interface, basic protection LT, ST, INST, GFx, including protection of the N conductor (internal neutral point sensor available), trip alarm switch (1 x CO), connection at rear horizontal with internal voltage tap on lower stab of circuit breaker, with voltage tap module VTM680 and power supply of ETU600, able to communication, integrated metering type PMF-3 Advanced Power Monitor., Voltage, Energy, Power, Power factor, Frequency, Unbalance, Temperature, Power quality, Manual operating mechanism with mechanical closing, without Spring charging motor, Ready-to-close signal. switch, Auxiliary switches 2NO+2NC, without Closing coil (CC), manual operating mechanism with mechanical closing, without Remote trip alarm reset coil (RR), without 2nd shunt trip, without 1st Shunt trip | 376100 | 1 | Z\ | 1
3WA1240-4GF31-0AA0 |  | Withdrawable circuit breaker with guide frame, IEC 60947-2, frame size 2, 3-poles, In=4000A up to 690V AC 50/60Hz, breaking capacity M Icu=85/66kA at 500/690V, Trip unit ETU600 LSIG upgrade ready , colordisplay, bluetooth and USB interface, Protection LT, ST, INST, GFx, N-protection required an external N-sensor, incl. trip alarm switch (1xCO), rear connection vertical, guide frame with shutter and w/o position signalling switch, with internal voltage tap on lower stab of circuit breaker, with voltage tap module VTM680 and power supply of ETU600, able to communication, integrated metering type PMF-3 Advanced Power Monitor., Voltage, Energy, Power, Power factor, Frequency, Unbalance, Temperature, Power quality, Manual operating mechanism with mechanical closing, without Spring charging motor, Ready-to-close signal. switch, Auxiliary switches 2NO+2NC, without Closing coil (CC), manual operating mechanism with mechanical closing, without Remote trip alarm reset coil (RR), without 2nd shunt trip, without 1st Shunt trip | 352100 | 1 | Z\ | 1
3WA1240-4GF32-0AA0 |  | withdrawable circuit breaker, with guide frame, IEC 60947-2, size 2, 3-pole, In=4000 A up to 690 V AC 50/60 Hz, breaking capacity M Icu=85/66 kA at 500/690 V, tripping unit ETU600 LSIG upgradeable, color display, Bluetooth, USB interface, basic protection LT, ST, INST, GFx, neutral conductor protection requires an external neutral point current sensor, trip alarm switch (1 x CO), connection at rear horizontal guide frame with shutter, without position signaling switch, with internal voltage tap on lower stab of circuit breaker, with voltage tap module VTM680 and power supply of ETU600, able to communication, integrated metering type PMF-3 Advanced Power Monitor., Voltage, Energy, Power, Power factor, Frequency, Unbalance, Temperature, Power quality, Manual operating mechanism with mechanical closing, without Spring charging motor, Ready-to-close signal. switch, Auxiliary switches 2NO+2NC, without Closing coil (CC), manual operating mechanism with mechanical closing, without Remote trip alarm reset coil (RR), without 2nd shunt trip, without 1st Shunt trip | 351100 | 1 | Z\ | 1
3WA1240-4GF41-0AA0 |  | Withdrawable circuit breaker with guide frame, IEC 60947-2, frame size 2, 4-poles, N-pole left, In=4000A up to 690V AC 50/60Hz, breaking capacity M Icu=85/66kA at 500/690V, Trip unit ETU600 LSIG upgrade ready , colordisplay, bluetooth and USB interface, Protection LT, ST, INST, GFx, include N-protection, (internal N-sensor available), incl. trip alarm switch (1xCO), rear connection vertical, guide frame with shutter and w/o position signalling switch, with internal voltage tap on lower stab of circuit breaker, with voltage tap module VTM680 and power supply of ETU600, able to communication, integrated metering type PMF-3 Advanced Power Monitor., Voltage, Energy, Power, Power factor, Frequency, Unbalance, Temperature, Power quality, Manual operating mechanism with mechanical closing, without Spring charging motor, Ready-to-close signal. switch, Auxiliary switches 2NO+2NC, without Closing coil (CC), manual operating mechanism with mechanical closing, without Remote trip alarm reset coil (RR), without 2nd shunt trip, without 1st Shunt trip | 454100 | 1 | Z\ | 1
3WA1240-4GF42-0AA0 |  | withdrawable circuit breaker, with guide frame, IEC 60947-2, size 2, 4-pole, N pole on left, In=4000 A up to 690 V AC 50/60 Hz, breaking capacity M Icu=85/66 kA at 500/690 V, tripping unit ETU600 LSIG upgradeable, color display, Bluetooth, USB interface, basic protection LT, ST, INST, GFx, including protection of the N conductor (internal neutral point sensor available), trip alarm switch (1 x CO), connection at rear horizontal guide frame with shutter, without position signaling switch, with internal voltage tap on lower stab of circuit breaker, with voltage tap module VTM680 and power supply of ETU600, able to communication, integrated metering type PMF-3 Advanced Power Monitor., Voltage, Energy, Power, Power factor, Frequency, Unbalance, Temperature, Power quality, Manual operating mechanism with mechanical closing, without Spring charging motor, Ready-to-close signal. switch, Auxiliary switches 2NO+2NC, without Closing coil (CC), manual operating mechanism with mechanical closing, without Remote trip alarm reset coil (RR), without 2nd shunt trip, without 1st Shunt trip | 452100 | 1 | Z\ | 1
3WA1240-4GG01-0AA0 |  | Fixed-mounted circuit breaker IEC 60947-2, frame size 2, 3-poles, In=4000A up to 690V AC 50/60Hz, breaking capacity M Icu=85/66kA at 500/690V, Trip unit ETU600 LSIG Hi-Z upgrade ready , colordisplay, bluetooth and USB interface, Protection LT, ST, INST, GFx, with GF highimpedance-input N-protection required an external N-sensor, incl. trip alarm switch (1xCO), rear connection vertical, with internal voltage tap on lower stab of circuit breaker, with voltage tap module VTM680 and power supply of ETU600, able to communication, integrated metering type PMF-3 Advanced Power Monitor., Voltage, Energy, Power, Power factor, Frequency, Unbalance, Temperature, Power quality, Manual operating mechanism with mechanical closing, without Spring charging motor, Ready-to-close signal. switch, Auxiliary switches 2NO+2NC, without Closing coil (CC), manual operating mechanism with mechanical closing, without Remote trip alarm reset coil (RR), without 2nd shunt trip, without 1st Shunt trip | 321100 | 1 | Z\ | 1
3WA1240-4GG02-0AA0 |  | fixed-mounted circuit breaker, IEC 60947-2, size 2, 3-pole, In=4000 A up to 690 V AC 50/60 Hz, breaking capacity M Icu=85/66 kA at 500/690 V, tripping unit ETU600 LSIG Hi-Z upgradeable, color display, Bluetooth, USB interface, basic protection LT, ST, INST, GFx, with GF high-impedance input, neutral conductor protection requires an external neutral point current sensor, trip alarm switch (1 x CO), connection at rear horizontal with internal voltage tap on lower stab of circuit breaker, with voltage tap module VTM680 and power supply of ETU600, able to communication, integrated metering type PMF-3 Advanced Power Monitor., Voltage, Energy, Power, Power factor, Frequency, Unbalance, Temperature, Power quality, Manual operating mechanism with mechanical closing, without Spring charging motor, Ready-to-close signal. switch, Auxiliary switches 2NO+2NC, without Closing coil (CC), manual operating mechanism with mechanical closing, without Remote trip alarm reset coil (RR), without 2nd shunt trip, without 1st Shunt trip | 314100 | 1 | Z\ | 1
3WA1240-4GG11-0AA0 |  | Fixed-mounted circuit breaker IEC 60947-2, frame size 2, 4-poles, N-pole left, In=4000A up to 690V AC 50/60Hz, breaking capacity M Icu=85/66kA at 500/690V, Trip unit ETU600 LSIG Hi-Z upgrade ready , colordisplay, bluetooth and USB interface, Protection LT, ST, INST, GFx, with GF highimpedance-input include N-protection, (internal N-sensor available), incl. trip alarm switch (1xCO), rear connection vertical, with internal voltage tap on lower stab of circuit breaker, with voltage tap module VTM680 and power supply of ETU600, able to communication, integrated metering type PMF-3 Advanced Power Monitor., Voltage, Energy, Power, Power factor, Frequency, Unbalance, Temperature, Power quality, Manual operating mechanism with mechanical closing, without Spring charging motor, Ready-to-close signal. switch, Auxiliary switches 2NO+2NC, without Closing coil (CC), manual operating mechanism with mechanical closing, without Remote trip alarm reset coil (RR), without 2nd shunt trip, without 1st Shunt trip | 406100 | 1 | Z\ | 1
3WA1240-4GG12-0AA0 |  | fixed-mounted circuit breaker, IEC 60947-2, size 2, 4-pole, N pole on left, In=4000 A up to 690 V AC 50/60 Hz, breaking capacity M Icu=85/66 kA at 500/690 V, tripping unit ETU600 LSIG Hi-Z upgradeable, color display, Bluetooth, USB interface, basic protection LT, ST, INST, GFx, with GF high-impedance input, including protection of the N conductor (internal neutral point sensor available), trip alarm switch (1 x CO), connection at rear horizontal with internal voltage tap on lower stab of circuit breaker, with voltage tap module VTM680 and power supply of ETU600, able to communication, integrated metering type PMF-3 Advanced Power Monitor., Voltage, Energy, Power, Power factor, Frequency, Unbalance, Temperature, Power quality, Manual operating mechanism with mechanical closing, without Spring charging motor, Ready-to-close signal. switch, Auxiliary switches 2NO+2NC, without Closing coil (CC), manual operating mechanism with mechanical closing, without Remote trip alarm reset coil (RR), without 2nd shunt trip, without 1st Shunt trip | 397100 | 1 | Z\ | 1
3WA1240-4GG21-0AA0 |  | fixed-mounted circuit breaker, IEC 60947-2, size 2, 4-pole, N pole on right, In=4000 A up to 690 V AC 50/60 Hz, breaking capacity M Icu=85/66 kA at 500/690 V, tripping unit ETU600 LSIG Hi-Z upgradeable, color display, Bluetooth, USB interface, basic protection LT, ST, INST, GFx, with GF high-impedance input, including protection of the N conductor (internal neutral point sensor available), trip alarm switch (1 x CO), connection at rear vertical, with internal voltage tap on lower stab of circuit breaker, with voltage tap module VTM680 and power supply of ETU600, able to communication, integrated metering type PMF-3 Advanced Power Monitor., Voltage, Energy, Power, Power factor, Frequency, Unbalance, Temperature, Power quality, Manual operating mechanism with mechanical closing, without Spring charging motor, Ready-to-close signal. switch, Auxiliary switches 2NO+2NC, without Closing coil (CC), manual operating mechanism with mechanical closing, without Remote trip alarm reset coil (RR), without 2nd shunt trip, without 1st Shunt trip | 406100 | 1 | Z\ | 1
3WA1240-4GG22-0AA0 |  | fixed-mounted circuit breaker, IEC 60947-2, size 2, 4-pole, N pole on right, In=4000 A up to 690 V AC 50/60 Hz, breaking capacity M Icu=85/66 kA at 500/690 V, tripping unit ETU600 LSIG Hi-Z upgradeable, color display, Bluetooth, USB interface, basic protection LT, ST, INST, GFx, with GF high-impedance input, including protection of the N conductor (internal neutral point sensor available), trip alarm switch (1 x CO), connection at rear horizontal with internal voltage tap on lower stab of circuit breaker, with voltage tap module VTM680 and power supply of ETU600, able to communication, integrated metering type PMF-3 Advanced Power Monitor., Voltage, Energy, Power, Power factor, Frequency, Unbalance, Temperature, Power quality, Manual operating mechanism with mechanical closing, without Spring charging motor, Ready-to-close signal. switch, Auxiliary switches 2NO+2NC, without Closing coil (CC), manual operating mechanism with mechanical closing, without Remote trip alarm reset coil (RR), without 2nd shunt trip, without 1st Shunt trip | 397100 | 1 | Z\ | 1
3WA1240-4GG31-0AA0 |  | Withdrawable circuit breaker with guide frame, IEC 60947-2, frame size 2, 3-poles, In=4000A up to 690V AC 50/60Hz, breaking capacity M Icu=85/66kA at 500/690V, Trip unit ETU600 LSIG Hi-Z upgrade ready , colordisplay, bluetooth and USB interface, Protection LT, ST, INST, GFx, with GF highimpedance-input N-protection required an external N-sensor, incl. trip alarm switch (1xCO), rear connection vertical, guide frame with shutter and w/o position signalling switch, with internal voltage tap on lower stab of circuit breaker, with voltage tap module VTM680 and power supply of ETU600, able to communication, integrated metering type PMF-3 Advanced Power Monitor., Voltage, Energy, Power, Power factor, Frequency, Unbalance, Temperature, Power quality, Manual operating mechanism with mechanical closing, without Spring charging motor, Ready-to-close signal. switch, Auxiliary switches 2NO+2NC, without Closing coil (CC), manual operating mechanism with mechanical closing, without Remote trip alarm reset coil (RR), without 2nd shunt trip, without 1st Shunt trip | 373100 | 1 | Z\ | 1
3WA1240-4GG32-0AA0 |  | withdrawable circuit breaker, with guide frame, IEC 60947-2, size 2, 3-pole, In=4000 A up to 690 V AC 50/60 Hz, breaking capacity M Icu=85/66 kA at 500/690 V, tripping unit ETU600 LSIG Hi-Z upgradeable, color display, Bluetooth, USB interface, basic protection LT, ST, INST, GFx, with GF high-impedance input, neutral conductor protection requires an external neutral point current sensor, trip alarm switch (1 x CO), connection at rear horizontal guide frame with shutter, without position signaling switch, with internal voltage tap on lower stab of circuit breaker, with voltage tap module VTM680 and power supply of ETU600, able to communication, integrated metering type PMF-3 Advanced Power Monitor., Voltage, Energy, Power, Power factor, Frequency, Unbalance, Temperature, Power quality, Manual operating mechanism with mechanical closing, without Spring charging motor, Ready-to-close signal. switch, Auxiliary switches 2NO+2NC, without Closing coil (CC), manual operating mechanism with mechanical closing, without Remote trip alarm reset coil (RR), without 2nd shunt trip, without 1st Shunt trip | 372100 | 1 | Z\ | 1
3WA1240-4GG41-0AA0 |  | Withdrawable circuit breaker with guide frame, IEC 60947-2, frame size 2, 4-poles, N-pole left, In=4000A up to 690V AC 50/60Hz, breaking capacity M Icu=85/66kA at 500/690V, Trip unit ETU600 LSIG Hi-Z upgrade ready , colordisplay, bluetooth and USB interface, Protection LT, ST, INST, GFx, with GF highimpedance-input include N-protection, (internal N-sensor available), incl. trip alarm switch (1xCO), rear connection vertical, guide frame with shutter and w/o position signalling switch, with internal voltage tap on lower stab of circuit breaker, with voltage tap module VTM680 and power supply of ETU600, able to communication, integrated metering type PMF-3 Advanced Power Monitor., Voltage, Energy, Power, Power factor, Frequency, Unbalance, Temperature, Power quality, Manual operating mechanism with mechanical closing, without Spring charging motor, Ready-to-close signal. switch, Auxiliary switches 2NO+2NC, without Closing coil (CC), manual operating mechanism with mechanical closing, without Remote trip alarm reset coil (RR), without 2nd shunt trip, without 1st Shunt trip | 475100 | 1 | Z\ | 1
3WA1240-4GG42-0AA0 |  | withdrawable circuit breaker, with guide frame, IEC 60947-2, size 2, 4-pole, N pole on left, In=4000 A up to 690 V AC 50/60 Hz, breaking capacity M Icu=85/66 kA at 500/690 V, tripping unit ETU600 LSIG Hi-Z upgradeable, color display, Bluetooth, USB interface, basic protection LT, ST, INST, GFx, with GF high-impedance input, including protection of the N conductor (internal neutral point sensor available), trip alarm switch (1 x CO), connection at rear horizontal guide frame with shutter, without position signaling switch, with internal voltage tap on lower stab of circuit breaker, with voltage tap module VTM680 and power supply of ETU600, able to communication, integrated metering type PMF-3 Advanced Power Monitor., Voltage, Energy, Power, Power factor, Frequency, Unbalance, Temperature, Power quality, Manual operating mechanism with mechanical closing, without Spring charging motor, Ready-to-close signal. switch, Auxiliary switches 2NO+2NC, without Closing coil (CC), manual operating mechanism with mechanical closing, without Remote trip alarm reset coil (RR), without 2nd shunt trip, without 1st Shunt trip | 473100 | 1 | Z\ | 1
3WA1240-4LE01-0AA0 |  | Fixed-mounted circuit breaker IEC 60947-2, frame size 2, 3-poles, In=4000A up to 690V AC 50/60Hz, breaking capacity M Icu=85/66kA at 500/690V, Trip unit ETU600 LSI upgrade ready , colordisplay, bluetooth and USB interface, Protection LT, ST, INST, N-protection required an external N-sensor, incl. trip alarm switch (1xCO), rear connection vertical, with internal voltage tap on upper stab of circuit breaker, with voltage tap module VTM680 and power supply of ETU600, able to communication, integrated metering type PMF-1 Energy Efficiency, Voltage, Active energy Ea Manual operating mechanism with mechanical closing, without Spring charging motor, Ready-to-close signal. switch, Auxiliary switches 2NO+2NC, without Closing coil (CC), manual operating mechanism with mechanical closing, without Remote trip alarm reset coil (RR), without 2nd shunt trip, without 1st Shunt trip | 273870 | 1 | Z\ | 1
3WA1240-4LE02-0AA0 |  | fixed-mounted circuit breaker, IEC 60947-2, size 2, 3-pole, In=4000 A up to 690 V AC 50/60 Hz, breaking capacity M Icu=85/66 kA at 500/690 V, tripping unit ETU600 LSI upgradeable, color display, Bluetooth, USB interface, basic protection LT, ST, INST, neutral conductor protection requires an external neutral point current sensor, trip alarm switch (1 x CO), connection at rear horizontal with internal voltage tap on upper stab of circuit breaker, with voltage tap module VTM680 and power supply of ETU600, able to communication, integrated metering type PMF-1 Energy Efficiency, Voltage, Active energy Ea Manual operating mechanism with mechanical closing, without Spring charging motor, Ready-to-close signal. switch, Auxiliary switches 2NO+2NC, without Closing coil (CC), manual operating mechanism with mechanical closing, without Remote trip alarm reset coil (RR), without 2nd shunt trip, without 1st Shunt trip | 266870 | 1 | Z\ | 1
3WA1240-4LE11-0AA0 |  | Fixed-mounted circuit breaker IEC 60947-2, frame size 2, 4-poles, N-pole left, In=4000A up to 690V AC 50/60Hz, breaking capacity M Icu=85/66kA at 500/690V, Trip unit ETU600 LSI upgrade ready , colordisplay, bluetooth and USB interface, Protection LT, ST, INST, include N-protection, (internal N-sensor available), incl. trip alarm switch (1xCO), rear connection vertical, with internal voltage tap on upper stab of circuit breaker, with voltage tap module VTM680 and power supply of ETU600, able to communication, integrated metering type PMF-1 Energy Efficiency, Voltage, Active energy Ea Manual operating mechanism with mechanical closing, without Spring charging motor, Ready-to-close signal. switch, Auxiliary switches 2NO+2NC, without Closing coil (CC), manual operating mechanism with mechanical closing, without Remote trip alarm reset coil (RR), without 2nd shunt trip, without 1st Shunt trip | 358870 | 1 | Z\ | 1
3WA1240-4LE12-0AA0 |  | fixed-mounted circuit breaker, IEC 60947-2, size 2, 4-pole, N pole on left, In=4000 A up to 690 V AC 50/60 Hz, breaking capacity M Icu=85/66 kA at 500/690 V, tripping unit ETU600 LSI upgradeable, color display, Bluetooth, USB interface, basic protection LT, ST, INST, including protection of the N conductor (internal neutral point sensor available), trip alarm switch (1 x CO), connection at rear horizontal with internal voltage tap on upper stab of circuit breaker, with voltage tap module VTM680 and power supply of ETU600, able to communication, integrated metering type PMF-1 Energy Efficiency, Voltage, Active energy Ea Manual operating mechanism with mechanical closing, without Spring charging motor, Ready-to-close signal. switch, Auxiliary switches 2NO+2NC, without Closing coil (CC), manual operating mechanism with mechanical closing, without Remote trip alarm reset coil (RR), without 2nd shunt trip, without 1st Shunt trip | 349870 | 1 | Z\ | 1
3WA1240-4LE21-0AA0 |  | fixed-mounted circuit breaker, IEC 60947-2, size 2, 4-pole, N pole on right, In=4000 A up to 690 V AC 50/60 Hz, breaking capacity M Icu=85/66 kA at 500/690 V, tripping unit ETU600 LSI upgradeable, color display, Bluetooth, USB interface, basic protection LT, ST, INST, including protection of the N conductor (internal neutral point sensor available), trip alarm switch (1 x CO), connection at rear vertical, with internal voltage tap on upper stab of circuit breaker, with voltage tap module VTM680 and power supply of ETU600, able to communication, integrated metering type PMF-1 Energy Efficiency, Voltage, Active energy Ea Manual operating mechanism with mechanical closing, without Spring charging motor, Ready-to-close signal. switch, Auxiliary switches 2NO+2NC, without Closing coil (CC), manual operating mechanism with mechanical closing, without Remote trip alarm reset coil (RR), without 2nd shunt trip, without 1st Shunt trip | 358870 | 1 | Z\ | 1
3WA1240-4LE22-0AA0 |  | fixed-mounted circuit breaker, IEC 60947-2, size 2, 4-pole, N pole on right, In=4000 A up to 690 V AC 50/60 Hz, breaking capacity M Icu=85/66 kA at 500/690 V, tripping unit ETU600 LSI upgradeable, color display, Bluetooth, USB interface, basic protection LT, ST, INST, including protection of the N conductor (internal neutral point sensor available), trip alarm switch (1 x CO), connection at rear horizontal with internal voltage tap on upper stab of circuit breaker, with voltage tap module VTM680 and power supply of ETU600, able to communication, integrated metering type PMF-1 Energy Efficiency, Voltage, Active energy Ea Manual operating mechanism with mechanical closing, without Spring charging motor, Ready-to-close signal. switch, Auxiliary switches 2NO+2NC, without Closing coil (CC), manual operating mechanism with mechanical closing, without Remote trip alarm reset coil (RR), without 2nd shunt trip, without 1st Shunt trip | 349870 | 1 | Z\ | 1
3WA1240-4LE31-0AA0 |  | Withdrawable circuit breaker with guide frame, IEC 60947-2, frame size 2, 3-poles, In=4000A up to 690V AC 50/60Hz, breaking capacity M Icu=85/66kA at 500/690V, Trip unit ETU600 LSI upgrade ready , colordisplay, bluetooth and USB interface, Protection LT, ST, INST, N-protection required an external N-sensor, incl. trip alarm switch (1xCO), rear connection vertical, guide frame with shutter and w/o position signalling switch, with internal voltage tap on upper stab of circuit breaker, with voltage tap module VTM680 and power supply of ETU600, able to communication, integrated metering type PMF-1 Energy Efficiency, Voltage, Active energy Ea Manual operating mechanism with mechanical closing, without Spring charging motor, Ready-to-close signal. switch, Auxiliary switches 2NO+2NC, without Closing coil (CC), manual operating mechanism with mechanical closing, without Remote trip alarm reset coil (RR), without 2nd shunt trip, without 1st Shunt trip | 326870 | 1 | Z\ | 1
3WA1240-4LE32-0AA0 |  | withdrawable circuit breaker, with guide frame, IEC 60947-2, size 2, 3-pole, In=4000 A up to 690 V AC 50/60 Hz, breaking capacity M Icu=85/66 kA at 500/690 V, tripping unit ETU600 LSI upgradeable, color display, Bluetooth, USB interface, basic protection LT, ST, INST, neutral conductor protection requires an external neutral point current sensor, trip alarm switch (1 x CO), connection at rear horizontal guide frame with shutter, without position signaling switch, with internal voltage tap on upper stab of circuit breaker, with voltage tap module VTM680 and power supply of ETU600, able to communication, integrated metering type PMF-1 Energy Efficiency, Voltage, Active energy Ea Manual operating mechanism with mechanical closing, without Spring charging motor, Ready-to-close signal. switch, Auxiliary switches 2NO+2NC, without Closing coil (CC), manual operating mechanism with mechanical closing, without Remote trip alarm reset coil (RR), without 2nd shunt trip, without 1st Shunt trip | 324870 | 1 | Z\ | 1
3WA1240-4LE41-0AA0 |  | Withdrawable circuit breaker with guide frame, IEC 60947-2, frame size 2, 4-poles, N-pole left, In=4000A up to 690V AC 50/60Hz, breaking capacity M Icu=85/66kA at 500/690V, Trip unit ETU600 LSI upgrade ready , colordisplay, bluetooth and USB interface, Protection LT, ST, INST, include N-protection, (internal N-sensor available), incl. trip alarm switch (1xCO), rear connection vertical, guide frame with shutter and w/o position signalling switch, with internal voltage tap on upper stab of circuit breaker, with voltage tap module VTM680 and power supply of ETU600, able to communication, integrated metering type PMF-1 Energy Efficiency, Voltage, Active energy Ea Manual operating mechanism with mechanical closing, without Spring charging motor, Ready-to-close signal. switch, Auxiliary switches 2NO+2NC, without Closing coil (CC), manual operating mechanism with mechanical closing, without Remote trip alarm reset coil (RR), without 2nd shunt trip, without 1st Shunt trip | 427870 | 1 | Z\ | 1
3WA1240-4LE42-0AA0 |  | withdrawable circuit breaker, with guide frame, IEC 60947-2, size 2, 4-pole, N pole on left, In=4000 A up to 690 V AC 50/60 Hz, breaking capacity M Icu=85/66 kA at 500/690 V, tripping unit ETU600 LSI upgradeable, color display, Bluetooth, USB interface, basic protection LT, ST, INST, including protection of the N conductor (internal neutral point sensor available), trip alarm switch (1 x CO), connection at rear horizontal guide frame with shutter, without position signaling switch, with internal voltage tap on upper stab of circuit breaker, with voltage tap module VTM680 and power supply of ETU600, able to communication, integrated metering type PMF-1 Energy Efficiency, Voltage, Active energy Ea Manual operating mechanism with mechanical closing, without Spring charging motor, Ready-to-close signal. switch, Auxiliary switches 2NO+2NC, without Closing coil (CC), manual operating mechanism with mechanical closing, without Remote trip alarm reset coil (RR), without 2nd shunt trip, without 1st Shunt trip | 425870 | 1 | Z\ | 1
3WA1240-4LF01-0AA0 |  | Fixed-mounted circuit breaker IEC 60947-2, frame size 2, 3-poles, In=4000A up to 690V AC 50/60Hz, breaking capacity M Icu=85/66kA at 500/690V, Trip unit ETU600 LSIG upgrade ready , colordisplay, bluetooth and USB interface, Protection LT, ST, INST, GFx, N-protection required an external N-sensor, incl. trip alarm switch (1xCO), rear connection vertical, with internal voltage tap on upper stab of circuit breaker, with voltage tap module VTM680 and power supply of ETU600, able to communication, integrated metering type PMF-1 Energy Efficiency, Voltage, Active energy Ea Manual operating mechanism with mechanical closing, without Spring charging motor, Ready-to-close signal. switch, Auxiliary switches 2NO+2NC, without Closing coil (CC), manual operating mechanism with mechanical closing, without Remote trip alarm reset coil (RR), without 2nd shunt trip, without 1st Shunt trip | 284870 | 1 | Z\ | 1
3WA1240-4LF02-0AA0 |  | fixed-mounted circuit breaker, IEC 60947-2, size 2, 3-pole, In=4000 A up to 690 V AC 50/60 Hz, breaking capacity M Icu=85/66 kA at 500/690 V, tripping unit ETU600 LSIG upgradeable, color display, Bluetooth, USB interface, basic protection LT, ST, INST, GFx, neutral conductor protection requires an external neutral point current sensor, trip alarm switch (1 x CO), connection at rear horizontal with internal voltage tap on upper stab of circuit breaker, with voltage tap module VTM680 and power supply of ETU600, able to communication, integrated metering type PMF-1 Energy Efficiency, Voltage, Active energy Ea Manual operating mechanism with mechanical closing, without Spring charging motor, Ready-to-close signal. switch, Auxiliary switches 2NO+2NC, without Closing coil (CC), manual operating mechanism with mechanical closing, without Remote trip alarm reset coil (RR), without 2nd shunt trip, without 1st Shunt trip | 277870 | 1 | Z\ | 1
3WA1240-4LF11-0AA0 |  | Fixed-mounted circuit breaker IEC 60947-2, frame size 2, 4-poles, N-pole left, In=4000A up to 690V AC 50/60Hz, breaking capacity M Icu=85/66kA at 500/690V, Trip unit ETU600 LSIG upgrade ready , colordisplay, bluetooth and USB interface, Protection LT, ST, INST, GFx, include N-protection, (internal N-sensor available), incl. trip alarm switch (1xCO), rear connection vertical, with internal voltage tap on upper stab of circuit breaker, with voltage tap module VTM680 and power supply of ETU600, able to communication, integrated metering type PMF-1 Energy Efficiency, Voltage, Active energy Ea Manual operating mechanism with mechanical closing, without Spring charging motor, Ready-to-close signal. switch, Auxiliary switches 2NO+2NC, without Closing coil (CC), manual operating mechanism with mechanical closing, without Remote trip alarm reset coil (RR), without 2nd shunt trip, without 1st Shunt trip | 369870 | 1 | Z\ | 1
3WA1240-4LF12-0AA0 |  | fixed-mounted circuit breaker, IEC 60947-2, size 2, 4-pole, N pole on left, In=4000 A up to 690 V AC 50/60 Hz, breaking capacity M Icu=85/66 kA at 500/690 V, tripping unit ETU600 LSIG upgradeable, color display, Bluetooth, USB interface, basic protection LT, ST, INST, GFx, including protection of the N conductor (internal neutral point sensor available), trip alarm switch (1 x CO), connection at rear horizontal with internal voltage tap on upper stab of circuit breaker, with voltage tap module VTM680 and power supply of ETU600, able to communication, integrated metering type PMF-1 Energy Efficiency, Voltage, Active energy Ea Manual operating mechanism with mechanical closing, without Spring charging motor, Ready-to-close signal. switch, Auxiliary switches 2NO+2NC, without Closing coil (CC), manual operating mechanism with mechanical closing, without Remote trip alarm reset coil (RR), without 2nd shunt trip, without 1st Shunt trip | 360870 | 1 | Z\ | 1
3WA1240-4LF21-0AA0 |  | fixed-mounted circuit breaker, IEC 60947-2, size 2, 4-pole, N pole on right, In=4000 A up to 690 V AC 50/60 Hz, breaking capacity M Icu=85/66 kA at 500/690 V, tripping unit ETU600 LSIG upgradeable, color display, Bluetooth, USB interface, basic protection LT, ST, INST, GFx, including protection of the N conductor (internal neutral point sensor available), trip alarm switch (1 x CO), connection at rear vertical, with internal voltage tap on upper stab of circuit breaker, with voltage tap module VTM680 and power supply of ETU600, able to communication, integrated metering type PMF-1 Energy Efficiency, Voltage, Active energy Ea Manual operating mechanism with mechanical closing, without Spring charging motor, Ready-to-close signal. switch, Auxiliary switches 2NO+2NC, without Closing coil (CC), manual operating mechanism with mechanical closing, without Remote trip alarm reset coil (RR), without 2nd shunt trip, without 1st Shunt trip | 369870 | 1 | Z\ | 1
3WA1240-4LF22-0AA0 |  | fixed-mounted circuit breaker, IEC 60947-2, size 2, 4-pole, N pole on right, In=4000 A up to 690 V AC 50/60 Hz, breaking capacity M Icu=85/66 kA at 500/690 V, tripping unit ETU600 LSIG upgradeable, color display, Bluetooth, USB interface, basic protection LT, ST, INST, GFx, including protection of the N conductor (internal neutral point sensor available), trip alarm switch (1 x CO), connection at rear horizontal with internal voltage tap on upper stab of circuit breaker, with voltage tap module VTM680 and power supply of ETU600, able to communication, integrated metering type PMF-1 Energy Efficiency, Voltage, Active energy Ea Manual operating mechanism with mechanical closing, without Spring charging motor, Ready-to-close signal. switch, Auxiliary switches 2NO+2NC, without Closing coil (CC), manual operating mechanism with mechanical closing, without Remote trip alarm reset coil (RR), without 2nd shunt trip, without 1st Shunt trip | 360870 | 1 | Z\ | 1
3WA1240-4LF31-0AA0 |  | Withdrawable circuit breaker with guide frame, IEC 60947-2, frame size 2, 3-poles, In=4000A up to 690V AC 50/60Hz, breaking capacity M Icu=85/66kA at 500/690V, Trip unit ETU600 LSIG upgrade ready , colordisplay, bluetooth and USB interface, Protection LT, ST, INST, GFx, N-protection required an external N-sensor, incl. trip alarm switch (1xCO), rear connection vertical, guide frame with shutter and w/o position signalling switch, with internal voltage tap on upper stab of circuit breaker, with voltage tap module VTM680 and power supply of ETU600, able to communication, integrated metering type PMF-1 Energy Efficiency, Voltage, Active energy Ea Manual operating mechanism with mechanical closing, without Spring charging motor, Ready-to-close signal. switch, Auxiliary switches 2NO+2NC, without Closing coil (CC), manual operating mechanism with mechanical closing, without Remote trip alarm reset coil (RR), without 2nd shunt trip, without 1st Shunt trip | 336870 | 1 | Z\ | 1
3WA1240-4LF32-0AA0 |  | withdrawable circuit breaker, with guide frame, IEC 60947-2, size 2, 3-pole, In=4000 A up to 690 V AC 50/60 Hz, breaking capacity M Icu=85/66 kA at 500/690 V, tripping unit ETU600 LSIG upgradeable, color display, Bluetooth, USB interface, basic protection LT, ST, INST, GFx, neutral conductor protection requires an external neutral point current sensor, trip alarm switch (1 x CO), connection at rear horizontal guide frame with shutter, without position signaling switch, with internal voltage tap on upper stab of circuit breaker, with voltage tap module VTM680 and power supply of ETU600, able to communication, integrated metering type PMF-1 Energy Efficiency, Voltage, Active energy Ea Manual operating mechanism with mechanical closing, without Spring charging motor, Ready-to-close signal. switch, Auxiliary switches 2NO+2NC, without Closing coil (CC), manual operating mechanism with mechanical closing, without Remote trip alarm reset coil (RR), without 2nd shunt trip, without 1st Shunt trip | 335870 | 1 | Z\ | 1
3WA1240-4LF41-0AA0 |  | Withdrawable circuit breaker with guide frame, IEC 60947-2, frame size 2, 4-poles, N-pole left, In=4000A up to 690V AC 50/60Hz, breaking capacity M Icu=85/66kA at 500/690V, Trip unit ETU600 LSIG upgrade ready , colordisplay, bluetooth and USB interface, Protection LT, ST, INST, GFx, include N-protection, (internal N-sensor available), incl. trip alarm switch (1xCO), rear connection vertical, guide frame with shutter and w/o position signalling switch, with internal voltage tap on upper stab of circuit breaker, with voltage tap module VTM680 and power supply of ETU600, able to communication, integrated metering type PMF-1 Energy Efficiency, Voltage, Active energy Ea Manual operating mechanism with mechanical closing, without Spring charging motor, Ready-to-close signal. switch, Auxiliary switches 2NO+2NC, without Closing coil (CC), manual operating mechanism with mechanical closing, without Remote trip alarm reset coil (RR), without 2nd shunt trip, without 1st Shunt trip | 438870 | 1 | Z\ | 1
3WA1240-4LF42-0AA0 |  | withdrawable circuit breaker, with guide frame, IEC 60947-2, size 2, 4-pole, N pole on left, In=4000 A up to 690 V AC 50/60 Hz, breaking capacity M Icu=85/66 kA at 500/690 V, tripping unit ETU600 LSIG upgradeable, color display, Bluetooth, USB interface, basic protection LT, ST, INST, GFx, including protection of the N conductor (internal neutral point sensor available), trip alarm switch (1 x CO), connection at rear horizontal guide frame with shutter, without position signaling switch, with internal voltage tap on upper stab of circuit breaker, with voltage tap module VTM680 and power supply of ETU600, able to communication, integrated metering type PMF-1 Energy Efficiency, Voltage, Active energy Ea Manual operating mechanism with mechanical closing, without Spring charging motor, Ready-to-close signal. switch, Auxiliary switches 2NO+2NC, without Closing coil (CC), manual operating mechanism with mechanical closing, without Remote trip alarm reset coil (RR), without 2nd shunt trip, without 1st Shunt trip | 436870 | 1 | Z\ | 1
3WA1240-4LG01-0AA0 |  | Fixed-mounted circuit breaker IEC 60947-2, frame size 2, 3-poles, In=4000A up to 690V AC 50/60Hz, breaking capacity M Icu=85/66kA at 500/690V, Trip unit ETU600 LSIG Hi-Z upgrade ready , colordisplay, bluetooth and USB interface, Protection LT, ST, INST, GFx, with GF highimpedance-input N-protection required an external N-sensor, incl. trip alarm switch (1xCO), rear connection vertical, with internal voltage tap on upper stab of circuit breaker, with voltage tap module VTM680 and power supply of ETU600, able to communication, integrated metering type PMF-1 Energy Efficiency, Voltage, Active energy Ea Manual operating mechanism with mechanical closing, without Spring charging motor, Ready-to-close signal. switch, Auxiliary switches 2NO+2NC, without Closing coil (CC), manual operating mechanism with mechanical closing, without Remote trip alarm reset coil (RR), without 2nd shunt trip, without 1st Shunt trip | 305870 | 1 | Z\ | 1
3WA1240-4LG02-0AA0 |  | fixed-mounted circuit breaker, IEC 60947-2, size 2, 3-pole, In=4000 A up to 690 V AC 50/60 Hz, breaking capacity M Icu=85/66 kA at 500/690 V, tripping unit ETU600 LSIG Hi-Z upgradeable, color display, Bluetooth, USB interface, basic protection LT, ST, INST, GFx, with GF high-impedance input, neutral conductor protection requires an external neutral point current sensor, trip alarm switch (1 x CO), connection at rear horizontal with internal voltage tap on upper stab of circuit breaker, with voltage tap module VTM680 and power supply of ETU600, able to communication, integrated metering type PMF-1 Energy Efficiency, Voltage, Active energy Ea Manual operating mechanism with mechanical closing, without Spring charging motor, Ready-to-close signal. switch, Auxiliary switches 2NO+2NC, without Closing coil (CC), manual operating mechanism with mechanical closing, without Remote trip alarm reset coil (RR), without 2nd shunt trip, without 1st Shunt trip | 298870 | 1 | Z\ | 1
3WA1240-4LG11-0AA0 |  | Fixed-mounted circuit breaker IEC 60947-2, frame size 2, 4-poles, N-pole left, In=4000A up to 690V AC 50/60Hz, breaking capacity M Icu=85/66kA at 500/690V, Trip unit ETU600 LSIG Hi-Z upgrade ready , colordisplay, bluetooth and USB interface, Protection LT, ST, INST, GFx, with GF highimpedance-input include N-protection, (internal N-sensor available), incl. trip alarm switch (1xCO), rear connection vertical, with internal voltage tap on upper stab of circuit breaker, with voltage tap module VTM680 and power supply of ETU600, able to communication, integrated metering type PMF-1 Energy Efficiency, Voltage, Active energy Ea Manual operating mechanism with mechanical closing, without Spring charging motor, Ready-to-close signal. switch, Auxiliary switches 2NO+2NC, without Closing coil (CC), manual operating mechanism with mechanical closing, without Remote trip alarm reset coil (RR), without 2nd shunt trip, without 1st Shunt trip | 390870 | 1 | Z\ | 1
3WA1240-4LG12-0AA0 |  | fixed-mounted circuit breaker, IEC 60947-2, size 2, 4-pole, N pole on left, In=4000 A up to 690 V AC 50/60 Hz, breaking capacity M Icu=85/66 kA at 500/690 V, tripping unit ETU600 LSIG Hi-Z upgradeable, color display, Bluetooth, USB interface, basic protection LT, ST, INST, GFx, with GF high-impedance input, including protection of the N conductor (internal neutral point sensor available), trip alarm switch (1 x CO), connection at rear horizontal with internal voltage tap on upper stab of circuit breaker, with voltage tap module VTM680 and power supply of ETU600, able to communication, integrated metering type PMF-1 Energy Efficiency, Voltage, Active energy Ea Manual operating mechanism with mechanical closing, without Spring charging motor, Ready-to-close signal. switch, Auxiliary switches 2NO+2NC, without Closing coil (CC), manual operating mechanism with mechanical closing, without Remote trip alarm reset coil (RR), without 2nd shunt trip, without 1st Shunt trip | 381870 | 1 | Z\ | 1
3WA1240-4LG21-0AA0 |  | fixed-mounted circuit breaker, IEC 60947-2, size 2, 4-pole, N pole on right, In=4000 A up to 690 V AC 50/60 Hz, breaking capacity M Icu=85/66 kA at 500/690 V, tripping unit ETU600 LSIG Hi-Z upgradeable, color display, Bluetooth, USB interface, basic protection LT, ST, INST, GFx, with GF high-impedance input, including protection of the N conductor (internal neutral point sensor available), trip alarm switch (1 x CO), connection at rear vertical, with internal voltage tap on upper stab of circuit breaker, with voltage tap module VTM680 and power supply of ETU600, able to communication, integrated metering type PMF-1 Energy Efficiency, Voltage, Active energy Ea Manual operating mechanism with mechanical closing, without Spring charging motor, Ready-to-close signal. switch, Auxiliary switches 2NO+2NC, without Closing coil (CC), manual operating mechanism with mechanical closing, without Remote trip alarm reset coil (RR), without 2nd shunt trip, without 1st Shunt trip | 390870 | 1 | Z\ | 1
3WA1240-4LG22-0AA0 |  | fixed-mounted circuit breaker, IEC 60947-2, size 2, 4-pole, N pole on right, In=4000 A up to 690 V AC 50/60 Hz, breaking capacity M Icu=85/66 kA at 500/690 V, tripping unit ETU600 LSIG Hi-Z upgradeable, color display, Bluetooth, USB interface, basic protection LT, ST, INST, GFx, with GF high-impedance input, including protection of the N conductor (internal neutral point sensor available), trip alarm switch (1 x CO), connection at rear horizontal with internal voltage tap on upper stab of circuit breaker, with voltage tap module VTM680 and power supply of ETU600, able to communication, integrated metering type PMF-1 Energy Efficiency, Voltage, Active energy Ea Manual operating mechanism with mechanical closing, without Spring charging motor, Ready-to-close signal. switch, Auxiliary switches 2NO+2NC, without Closing coil (CC), manual operating mechanism with mechanical closing, without Remote trip alarm reset coil (RR), without 2nd shunt trip, without 1st Shunt trip | 381870 | 1 | Z\ | 1
3WA1240-4LG31-0AA0 |  | Withdrawable circuit breaker with guide frame, IEC 60947-2, frame size 2, 3-poles, In=4000A up to 690V AC 50/60Hz, breaking capacity M Icu=85/66kA at 500/690V, Trip unit ETU600 LSIG Hi-Z upgrade ready , colordisplay, bluetooth and USB interface, Protection LT, ST, INST, GFx, with GF highimpedance-input N-protection required an external N-sensor, incl. trip alarm switch (1xCO), rear connection vertical, guide frame with shutter and w/o position signalling switch, with internal voltage tap on upper stab of circuit breaker, with voltage tap module VTM680 and power supply of ETU600, able to communication, integrated metering type PMF-1 Energy Efficiency, Voltage, Active energy Ea Manual operating mechanism with mechanical closing, without Spring charging motor, Ready-to-close signal. switch, Auxiliary switches 2NO+2NC, without Closing coil (CC), manual operating mechanism with mechanical closing, without Remote trip alarm reset coil (RR), without 2nd shunt trip, without 1st Shunt trip | 357870 | 1 | Z\ | 1
3WA1240-4LG32-0AA0 |  | withdrawable circuit breaker, with guide frame, IEC 60947-2, size 2, 3-pole, In=4000 A up to 690 V AC 50/60 Hz, breaking capacity M Icu=85/66 kA at 500/690 V, tripping unit ETU600 LSIG Hi-Z upgradeable, color display, Bluetooth, USB interface, basic protection LT, ST, INST, GFx, with GF high-impedance input, neutral conductor protection requires an external neutral point current sensor, trip alarm switch (1 x CO), connection at rear horizontal guide frame with shutter, without position signaling switch, with internal voltage tap on upper stab of circuit breaker, with voltage tap module VTM680 and power supply of ETU600, able to communication, integrated metering type PMF-1 Energy Efficiency, Voltage, Active energy Ea Manual operating mechanism with mechanical closing, without Spring charging motor, Ready-to-close signal. switch, Auxiliary switches 2NO+2NC, without Closing coil (CC), manual operating mechanism with mechanical closing, without Remote trip alarm reset coil (RR), without 2nd shunt trip, without 1st Shunt trip | 356870 | 1 | Z\ | 1
3WA1240-4LG41-0AA0 |  | Withdrawable circuit breaker with guide frame, IEC 60947-2, frame size 2, 4-poles, N-pole left, In=4000A up to 690V AC 50/60Hz, breaking capacity M Icu=85/66kA at 500/690V, Trip unit ETU600 LSIG Hi-Z upgrade ready , colordisplay, bluetooth and USB interface, Protection LT, ST, INST, GFx, with GF highimpedance-input include N-protection, (internal N-sensor available), incl. trip alarm switch (1xCO), rear connection vertical, guide frame with shutter and w/o position signalling switch, with internal voltage tap on upper stab of circuit breaker, with voltage tap module VTM680 and power supply of ETU600, able to communication, integrated metering type PMF-1 Energy Efficiency, Voltage, Active energy Ea Manual operating mechanism with mechanical closing, without Spring charging motor, Ready-to-close signal. switch, Auxiliary switches 2NO+2NC, without Closing coil (CC), manual operating mechanism with mechanical closing, without Remote trip alarm reset coil (RR), without 2nd shunt trip, without 1st Shunt trip | 459870 | 1 | Z\ | 1
3WA1240-4LG42-0AA0 |  | withdrawable circuit breaker, with guide frame, IEC 60947-2, size 2, 4-pole, N pole on left, In=4000 A up to 690 V AC 50/60 Hz, breaking capacity M Icu=85/66 kA at 500/690 V, tripping unit ETU600 LSIG Hi-Z upgradeable, color display, Bluetooth, USB interface, basic protection LT, ST, INST, GFx, with GF high-impedance input, including protection of the N conductor (internal neutral point sensor available), trip alarm switch (1 x CO), connection at rear horizontal guide frame with shutter, without position signaling switch, with internal voltage tap on upper stab of circuit breaker, with voltage tap module VTM680 and power supply of ETU600, able to communication, integrated metering type PMF-1 Energy Efficiency, Voltage, Active energy Ea Manual operating mechanism with mechanical closing, without Spring charging motor, Ready-to-close signal. switch, Auxiliary switches 2NO+2NC, without Closing coil (CC), manual operating mechanism with mechanical closing, without Remote trip alarm reset coil (RR), without 2nd shunt trip, without 1st Shunt trip | 457870 | 1 | Z\ | 1
3WA1240-4ME01-0AA0 |  | Fixed-mounted circuit breaker IEC 60947-2, frame size 2, 3-poles, In=4000A up to 690V AC 50/60Hz, breaking capacity M Icu=85/66kA at 500/690V, Trip unit ETU600 LSI upgrade ready , colordisplay, bluetooth and USB interface, Protection LT, ST, INST, N-protection required an external N-sensor, incl. trip alarm switch (1xCO), rear connection vertical, with internal voltage tap on upper stab of circuit breaker, with voltage tap module VTM680 and power supply of ETU600, able to communication, integrated metering type PMF-2 Basic Power Monitoring, Voltage, Energy, Power, Power factor, Frequency, Unbalance, Temperature, Manual operating mechanism with mechanical closing, without Spring charging motor, Ready-to-close signal. switch, Auxiliary switches 2NO+2NC, without Closing coil (CC), manual operating mechanism with mechanical closing, without Remote trip alarm reset coil (RR), without 2nd shunt trip, without 1st Shunt trip | 282700 | 1 | Z\ | 1
3WA1240-4ME02-0AA0 |  | fixed-mounted circuit breaker, IEC 60947-2, size 2, 3-pole, In=4000 A up to 690 V AC 50/60 Hz, breaking capacity M Icu=85/66 kA at 500/690 V, tripping unit ETU600 LSI upgradeable, color display, Bluetooth, USB interface, basic protection LT, ST, INST, neutral conductor protection requires an external neutral point current sensor, trip alarm switch (1 x CO), connection at rear horizontal with internal voltage tap on upper stab of circuit breaker, with voltage tap module VTM680 and power supply of ETU600, able to communication, integrated metering type PMF-2 Basic Power Monitoring, Voltage, Energy, Power, Power factor, Frequency, Unbalance, Temperature, Manual operating mechanism with mechanical closing, without Spring charging motor, Ready-to-close signal. switch, Auxiliary switches 2NO+2NC, without Closing coil (CC), manual operating mechanism with mechanical closing, without Remote trip alarm reset coil (RR), without 2nd shunt trip, without 1st Shunt trip | 275700 | 1 | Z\ | 1
3WA1240-4ME11-0AA0 |  | Fixed-mounted circuit breaker IEC 60947-2, frame size 2, 4-poles, N-pole left, In=4000A up to 690V AC 50/60Hz, breaking capacity M Icu=85/66kA at 500/690V, Trip unit ETU600 LSI upgrade ready , colordisplay, bluetooth and USB interface, Protection LT, ST, INST, include N-protection, (internal N-sensor available), incl. trip alarm switch (1xCO), rear connection vertical, with internal voltage tap on upper stab of circuit breaker, with voltage tap module VTM680 and power supply of ETU600, able to communication, integrated metering type PMF-2 Basic Power Monitoring, Voltage, Energy, Power, Power factor, Frequency, Unbalance, Temperature, Manual operating mechanism with mechanical closing, without Spring charging motor, Ready-to-close signal. switch, Auxiliary switches 2NO+2NC, without Closing coil (CC), manual operating mechanism with mechanical closing, without Remote trip alarm reset coil (RR), without 2nd shunt trip, without 1st Shunt trip | 367700 | 1 | Z\ | 1
3WA1240-4ME12-0AA0 |  | fixed-mounted circuit breaker, IEC 60947-2, size 2, 4-pole, N pole on left, In=4000 A up to 690 V AC 50/60 Hz, breaking capacity M Icu=85/66 kA at 500/690 V, tripping unit ETU600 LSI upgradeable, color display, Bluetooth, USB interface, basic protection LT, ST, INST, including protection of the N conductor (internal neutral point sensor available), trip alarm switch (1 x CO), connection at rear horizontal with internal voltage tap on upper stab of circuit breaker, with voltage tap module VTM680 and power supply of ETU600, able to communication, integrated metering type PMF-2 Basic Power Monitoring, Voltage, Energy, Power, Power factor, Frequency, Unbalance, Temperature, Manual operating mechanism with mechanical closing, without Spring charging motor, Ready-to-close signal. switch, Auxiliary switches 2NO+2NC, without Closing coil (CC), manual operating mechanism with mechanical closing, without Remote trip alarm reset coil (RR), without 2nd shunt trip, without 1st Shunt trip | 358700 | 1 | Z\ | 1
3WA1240-4ME21-0AA0 |  | fixed-mounted circuit breaker, IEC 60947-2, size 2, 4-pole, N pole on right, In=4000 A up to 690 V AC 50/60 Hz, breaking capacity M Icu=85/66 kA at 500/690 V, tripping unit ETU600 LSI upgradeable, color display, Bluetooth, USB interface, basic protection LT, ST, INST, including protection of the N conductor (internal neutral point sensor available), trip alarm switch (1 x CO), connection at rear vertical, with internal voltage tap on upper stab of circuit breaker, with voltage tap module VTM680 and power supply of ETU600, able to communication, integrated metering type PMF-2 Basic Power Monitoring, Voltage, Energy, Power, Power factor, Frequency, Unbalance, Temperature, Manual operating mechanism with mechanical closing, without Spring charging motor, Ready-to-close signal. switch, Auxiliary switches 2NO+2NC, without Closing coil (CC), manual operating mechanism with mechanical closing, without Remote trip alarm reset coil (RR), without 2nd shunt trip, without 1st Shunt trip | 367700 | 1 | Z\ | 1
3WA1240-4ME22-0AA0 |  | fixed-mounted circuit breaker, IEC 60947-2, size 2, 4-pole, N pole on right, In=4000 A up to 690 V AC 50/60 Hz, breaking capacity M Icu=85/66 kA at 500/690 V, tripping unit ETU600 LSI upgradeable, color display, Bluetooth, USB interface, basic protection LT, ST, INST, including protection of the N conductor (internal neutral point sensor available), trip alarm switch (1 x CO), connection at rear horizontal with internal voltage tap on upper stab of circuit breaker, with voltage tap module VTM680 and power supply of ETU600, able to communication, integrated metering type PMF-2 Basic Power Monitoring, Voltage, Energy, Power, Power factor, Frequency, Unbalance, Temperature, Manual operating mechanism with mechanical closing, without Spring charging motor, Ready-to-close signal. switch, Auxiliary switches 2NO+2NC, without Closing coil (CC), manual operating mechanism with mechanical closing, without Remote trip alarm reset coil (RR), without 2nd shunt trip, without 1st Shunt trip | 358700 | 1 | Z\ | 1
3WA1240-4ME31-0AA0 |  | Withdrawable circuit breaker with guide frame, IEC 60947-2, frame size 2, 3-poles, In=4000A up to 690V AC 50/60Hz, breaking capacity M Icu=85/66kA at 500/690V, Trip unit ETU600 LSI upgrade ready , colordisplay, bluetooth and USB interface, Protection LT, ST, INST, N-protection required an external N-sensor, incl. trip alarm switch (1xCO), rear connection vertical, guide frame with shutter and w/o position signalling switch, with internal voltage tap on upper stab of circuit breaker, with voltage tap module VTM680 and power supply of ETU600, able to communication, integrated metering type PMF-2 Basic Power Monitoring, Voltage, Energy, Power, Power factor, Frequency, Unbalance, Temperature, Manual operating mechanism with mechanical closing, without Spring charging motor, Ready-to-close signal. switch, Auxiliary switches 2NO+2NC, without Closing coil (CC), manual operating mechanism with mechanical closing, without Remote trip alarm reset coil (RR), without 2nd shunt trip, without 1st Shunt trip | 335700 | 1 | Z\ | 1
3WA1240-4ME32-0AA0 |  | withdrawable circuit breaker, with guide frame, IEC 60947-2, size 2, 3-pole, In=4000 A up to 690 V AC 50/60 Hz, breaking capacity M Icu=85/66 kA at 500/690 V, tripping unit ETU600 LSI upgradeable, color display, Bluetooth, USB interface, basic protection LT, ST, INST, neutral conductor protection requires an external neutral point current sensor, trip alarm switch (1 x CO), connection at rear horizontal guide frame with shutter, without position signaling switch, with internal voltage tap on upper stab of circuit breaker, with voltage tap module VTM680 and power supply of ETU600, able to communication, integrated metering type PMF-2 Basic Power Monitoring, Voltage, Energy, Power, Power factor, Frequency, Unbalance, Temperature, Manual operating mechanism with mechanical closing, without Spring charging motor, Ready-to-close signal. switch, Auxiliary switches 2NO+2NC, without Closing coil (CC), manual operating mechanism with mechanical closing, without Remote trip alarm reset coil (RR), without 2nd shunt trip, without 1st Shunt trip | 333700 | 1 | Z\ | 1
3WA1240-4ME41-0AA0 |  | Withdrawable circuit breaker with guide frame, IEC 60947-2, frame size 2, 4-poles, N-pole left, In=4000A up to 690V AC 50/60Hz, breaking capacity M Icu=85/66kA at 500/690V, Trip unit ETU600 LSI upgrade ready , colordisplay, bluetooth and USB interface, Protection LT, ST, INST, include N-protection, (internal N-sensor available), incl. trip alarm switch (1xCO), rear connection vertical, guide frame with shutter and w/o position signalling switch, with internal voltage tap on upper stab of circuit breaker, with voltage tap module VTM680 and power supply of ETU600, able to communication, integrated metering type PMF-2 Basic Power Monitoring, Voltage, Energy, Power, Power factor, Frequency, Unbalance, Temperature, Manual operating mechanism with mechanical closing, without Spring charging motor, Ready-to-close signal. switch, Auxiliary switches 2NO+2NC, without Closing coil (CC), manual operating mechanism with mechanical closing, without Remote trip alarm reset coil (RR), without 2nd shunt trip, without 1st Shunt trip | 436700 | 1 | Z\ | 1
3WA1240-4ME42-0AA0 |  | withdrawable circuit breaker, with guide frame, IEC 60947-2, size 2, 4-pole, N pole on left, In=4000 A up to 690 V AC 50/60 Hz, breaking capacity M Icu=85/66 kA at 500/690 V, tripping unit ETU600 LSI upgradeable, color display, Bluetooth, USB interface, basic protection LT, ST, INST, including protection of the N conductor (internal neutral point sensor available), trip alarm switch (1 x CO), connection at rear horizontal guide frame with shutter, without position signaling switch, with internal voltage tap on upper stab of circuit breaker, with voltage tap module VTM680 and power supply of ETU600, able to communication, integrated metering type PMF-2 Basic Power Monitoring, Voltage, Energy, Power, Power factor, Frequency, Unbalance, Temperature, Manual operating mechanism with mechanical closing, without Spring charging motor, Ready-to-close signal. switch, Auxiliary switches 2NO+2NC, without Closing coil (CC), manual operating mechanism with mechanical closing, without Remote trip alarm reset coil (RR), without 2nd shunt trip, without 1st Shunt trip | 434700 | 1 | Z\ | 1
3WA1240-4MF01-0AA0 |  | Fixed-mounted circuit breaker IEC 60947-2, frame size 2, 3-poles, In=4000A up to 690V AC 50/60Hz, breaking capacity M Icu=85/66kA at 500/690V, Trip unit ETU600 LSIG upgrade ready , colordisplay, bluetooth and USB interface, Protection LT, ST, INST, GFx, N-protection required an external N-sensor, incl. trip alarm switch (1xCO), rear connection vertical, with internal voltage tap on upper stab of circuit breaker, with voltage tap module VTM680 and power supply of ETU600, able to communication, integrated metering type PMF-2 Basic Power Monitoring, Voltage, Energy, Power, Power factor, Frequency, Unbalance, Temperature, Manual operating mechanism with mechanical closing, without Spring charging motor, Ready-to-close signal. switch, Auxiliary switches 2NO+2NC, without Closing coil (CC), manual operating mechanism with mechanical closing, without Remote trip alarm reset coil (RR), without 2nd shunt trip, without 1st Shunt trip | 293700 | 1 | Z\ | 1
3WA1240-4MF02-0AA0 |  | fixed-mounted circuit breaker, IEC 60947-2, size 2, 3-pole, In=4000 A up to 690 V AC 50/60 Hz, breaking capacity M Icu=85/66 kA at 500/690 V, tripping unit ETU600 LSIG upgradeable, color display, Bluetooth, USB interface, basic protection LT, ST, INST, GFx, neutral conductor protection requires an external neutral point current sensor, trip alarm switch (1 x CO), connection at rear horizontal with internal voltage tap on upper stab of circuit breaker, with voltage tap module VTM680 and power supply of ETU600, able to communication, integrated metering type PMF-2 Basic Power Monitoring, Voltage, Energy, Power, Power factor, Frequency, Unbalance, Temperature, Manual operating mechanism with mechanical closing, without Spring charging motor, Ready-to-close signal. switch, Auxiliary switches 2NO+2NC, without Closing coil (CC), manual operating mechanism with mechanical closing, without Remote trip alarm reset coil (RR), without 2nd shunt trip, without 1st Shunt trip | 286700 | 1 | Z\ | 1
3WA1240-4MF11-0AA0 |  | Fixed-mounted circuit breaker IEC 60947-2, frame size 2, 4-poles, N-pole left, In=4000A up to 690V AC 50/60Hz, breaking capacity M Icu=85/66kA at 500/690V, Trip unit ETU600 LSIG upgrade ready , colordisplay, bluetooth and USB interface, Protection LT, ST, INST, GFx, include N-protection, (internal N-sensor available), incl. trip alarm switch (1xCO), rear connection vertical, with internal voltage tap on upper stab of circuit breaker, with voltage tap module VTM680 and power supply of ETU600, able to communication, integrated metering type PMF-2 Basic Power Monitoring, Voltage, Energy, Power, Power factor, Frequency, Unbalance, Temperature, Manual operating mechanism with mechanical closing, without Spring charging motor, Ready-to-close signal. switch, Auxiliary switches 2NO+2NC, without Closing coil (CC), manual operating mechanism with mechanical closing, without Remote trip alarm reset coil (RR), without 2nd shunt trip, without 1st Shunt trip | 378700 | 1 | Z\ | 1
3WA1240-4MF12-0AA0 |  | fixed-mounted circuit breaker, IEC 60947-2, size 2, 4-pole, N pole on left, In=4000 A up to 690 V AC 50/60 Hz, breaking capacity M Icu=85/66 kA at 500/690 V, tripping unit ETU600 LSIG upgradeable, color display, Bluetooth, USB interface, basic protection LT, ST, INST, GFx, including protection of the N conductor (internal neutral point sensor available), trip alarm switch (1 x CO), connection at rear horizontal with internal voltage tap on upper stab of circuit breaker, with voltage tap module VTM680 and power supply of ETU600, able to communication, integrated metering type PMF-2 Basic Power Monitoring, Voltage, Energy, Power, Power factor, Frequency, Unbalance, Temperature, Manual operating mechanism with mechanical closing, without Spring charging motor, Ready-to-close signal. switch, Auxiliary switches 2NO+2NC, without Closing coil (CC), manual operating mechanism with mechanical closing, without Remote trip alarm reset coil (RR), without 2nd shunt trip, without 1st Shunt trip | 369700 | 1 | Z\ | 1
3WA1240-4MF21-0AA0 |  | fixed-mounted circuit breaker, IEC 60947-2, size 2, 4-pole, N pole on right, In=4000 A up to 690 V AC 50/60 Hz, breaking capacity M Icu=85/66 kA at 500/690 V, tripping unit ETU600 LSIG upgradeable, color display, Bluetooth, USB interface, basic protection LT, ST, INST, GFx, including protection of the N conductor (internal neutral point sensor available), trip alarm switch (1 x CO), connection at rear vertical, with internal voltage tap on upper stab of circuit breaker, with voltage tap module VTM680 and power supply of ETU600, able to communication, integrated metering type PMF-2 Basic Power Monitoring, Voltage, Energy, Power, Power factor, Frequency, Unbalance, Temperature, Manual operating mechanism with mechanical closing, without Spring charging motor, Ready-to-close signal. switch, Auxiliary switches 2NO+2NC, without Closing coil (CC), manual operating mechanism with mechanical closing, without Remote trip alarm reset coil (RR), without 2nd shunt trip, without 1st Shunt trip | 378700 | 1 | Z\ | 1
3WA1240-4MF22-0AA0 |  | fixed-mounted circuit breaker, IEC 60947-2, size 2, 4-pole, N pole on right, In=4000 A up to 690 V AC 50/60 Hz, breaking capacity M Icu=85/66 kA at 500/690 V, tripping unit ETU600 LSIG upgradeable, color display, Bluetooth, USB interface, basic protection LT, ST, INST, GFx, including protection of the N conductor (internal neutral point sensor available), trip alarm switch (1 x CO), connection at rear horizontal with internal voltage tap on upper stab of circuit breaker, with voltage tap module VTM680 and power supply of ETU600, able to communication, integrated metering type PMF-2 Basic Power Monitoring, Voltage, Energy, Power, Power factor, Frequency, Unbalance, Temperature, Manual operating mechanism with mechanical closing, without Spring charging motor, Ready-to-close signal. switch, Auxiliary switches 2NO+2NC, without Closing coil (CC), manual operating mechanism with mechanical closing, without Remote trip alarm reset coil (RR), without 2nd shunt trip, without 1st Shunt trip | 369700 | 1 | Z\ | 1
3WA1240-4MF31-0AA0 |  | Withdrawable circuit breaker with guide frame, IEC 60947-2, frame size 2, 3-poles, In=4000A up to 690V AC 50/60Hz, breaking capacity M Icu=85/66kA at 500/690V, Trip unit ETU600 LSIG upgrade ready , colordisplay, bluetooth and USB interface, Protection LT, ST, INST, GFx, N-protection required an external N-sensor, incl. trip alarm switch (1xCO), rear connection vertical, guide frame with shutter and w/o position signalling switch, with internal voltage tap on upper stab of circuit breaker, with voltage tap module VTM680 and power supply of ETU600, able to communication, integrated metering type PMF-2 Basic Power Monitoring, Voltage, Energy, Power, Power factor, Frequency, Unbalance, Temperature, Manual operating mechanism with mechanical closing, without Spring charging motor, Ready-to-close signal. switch, Auxiliary switches 2NO+2NC, without Closing coil (CC), manual operating mechanism with mechanical closing, without Remote trip alarm reset coil (RR), without 2nd shunt trip, without 1st Shunt trip | 345700 | 1 | Z\ | 1
3WA1240-4MF32-0AA0 |  | withdrawable circuit breaker, with guide frame, IEC 60947-2, size 2, 3-pole, In=4000 A up to 690 V AC 50/60 Hz, breaking capacity M Icu=85/66 kA at 500/690 V, tripping unit ETU600 LSIG upgradeable, color display, Bluetooth, USB interface, basic protection LT, ST, INST, GFx, neutral conductor protection requires an external neutral point current sensor, trip alarm switch (1 x CO), connection at rear horizontal guide frame with shutter, without position signaling switch, with internal voltage tap on upper stab of circuit breaker, with voltage tap module VTM680 and power supply of ETU600, able to communication, integrated metering type PMF-2 Basic Power Monitoring, Voltage, Energy, Power, Power factor, Frequency, Unbalance, Temperature, Manual operating mechanism with mechanical closing, without Spring charging motor, Ready-to-close signal. switch, Auxiliary switches 2NO+2NC, without Closing coil (CC), manual operating mechanism with mechanical closing, without Remote trip alarm reset coil (RR), without 2nd shunt trip, without 1st Shunt trip | 344700 | 1 | Z\ | 1
3WA1240-4MF41-0AA0 |  | Withdrawable circuit breaker with guide frame, IEC 60947-2, frame size 2, 4-poles, N-pole left, In=4000A up to 690V AC 50/60Hz, breaking capacity M Icu=85/66kA at 500/690V, Trip unit ETU600 LSIG upgrade ready , colordisplay, bluetooth and USB interface, Protection LT, ST, INST, GFx, include N-protection, (internal N-sensor available), incl. trip alarm switch (1xCO), rear connection vertical, guide frame with shutter and w/o position signalling switch, with internal voltage tap on upper stab of circuit breaker, with voltage tap module VTM680 and power supply of ETU600, able to communication, integrated metering type PMF-2 Basic Power Monitoring, Voltage, Energy, Power, Power factor, Frequency, Unbalance, Temperature, Manual operating mechanism with mechanical closing, without Spring charging motor, Ready-to-close signal. switch, Auxiliary switches 2NO+2NC, without Closing coil (CC), manual operating mechanism with mechanical closing, without Remote trip alarm reset coil (RR), without 2nd shunt trip, without 1st Shunt trip | 447700 | 1 | Z\ | 1
3WA1240-4MF42-0AA0 |  | withdrawable circuit breaker, with guide frame, IEC 60947-2, size 2, 4-pole, N pole on left, In=4000 A up to 690 V AC 50/60 Hz, breaking capacity M Icu=85/66 kA at 500/690 V, tripping unit ETU600 LSIG upgradeable, color display, Bluetooth, USB interface, basic protection LT, ST, INST, GFx, including protection of the N conductor (internal neutral point sensor available), trip alarm switch (1 x CO), connection at rear horizontal guide frame with shutter, without position signaling switch, with internal voltage tap on upper stab of circuit breaker, with voltage tap module VTM680 and power supply of ETU600, able to communication, integrated metering type PMF-2 Basic Power Monitoring, Voltage, Energy, Power, Power factor, Frequency, Unbalance, Temperature, Manual operating mechanism with mechanical closing, without Spring charging motor, Ready-to-close signal. switch, Auxiliary switches 2NO+2NC, without Closing coil (CC), manual operating mechanism with mechanical closing, without Remote trip alarm reset coil (RR), without 2nd shunt trip, without 1st Shunt trip | 445700 | 1 | Z\ | 1
3WA1240-4MG01-0AA0 |  | Fixed-mounted circuit breaker IEC 60947-2, frame size 2, 3-poles, In=4000A up to 690V AC 50/60Hz, breaking capacity M Icu=85/66kA at 500/690V, Trip unit ETU600 LSIG Hi-Z upgrade ready , colordisplay, bluetooth and USB interface, Protection LT, ST, INST, GFx, with GF highimpedance-input N-protection required an external N-sensor, incl. trip alarm switch (1xCO), rear connection vertical, with internal voltage tap on upper stab of circuit breaker, with voltage tap module VTM680 and power supply of ETU600, able to communication, integrated metering type PMF-2 Basic Power Monitoring, Voltage, Energy, Power, Power factor, Frequency, Unbalance, Temperature, Manual operating mechanism with mechanical closing, without Spring charging motor, Ready-to-close signal. switch, Auxiliary switches 2NO+2NC, without Closing coil (CC), manual operating mechanism with mechanical closing, without Remote trip alarm reset coil (RR), without 2nd shunt trip, without 1st Shunt trip | 314700 | 1 | Z\ | 1
3WA1240-4MG02-0AA0 |  | fixed-mounted circuit breaker, IEC 60947-2, size 2, 3-pole, In=4000 A up to 690 V AC 50/60 Hz, breaking capacity M Icu=85/66 kA at 500/690 V, tripping unit ETU600 LSIG Hi-Z upgradeable, color display, Bluetooth, USB interface, basic protection LT, ST, INST, GFx, with GF high-impedance input, neutral conductor protection requires an external neutral point current sensor, trip alarm switch (1 x CO), connection at rear horizontal with internal voltage tap on upper stab of circuit breaker, with voltage tap module VTM680 and power supply of ETU600, able to communication, integrated metering type PMF-2 Basic Power Monitoring, Voltage, Energy, Power, Power factor, Frequency, Unbalance, Temperature, Manual operating mechanism with mechanical closing, without Spring charging motor, Ready-to-close signal. switch, Auxiliary switches 2NO+2NC, without Closing coil (CC), manual operating mechanism with mechanical closing, without Remote trip alarm reset coil (RR), without 2nd shunt trip, without 1st Shunt trip | 307700 | 1 | Z\ | 1
3WA1240-4MG11-0AA0 |  | Fixed-mounted circuit breaker IEC 60947-2, frame size 2, 4-poles, N-pole left, In=4000A up to 690V AC 50/60Hz, breaking capacity M Icu=85/66kA at 500/690V, Trip unit ETU600 LSIG Hi-Z upgrade ready , colordisplay, bluetooth and USB interface, Protection LT, ST, INST, GFx, with GF highimpedance-input include N-protection, (internal N-sensor available), incl. trip alarm switch (1xCO), rear connection vertical, with internal voltage tap on upper stab of circuit breaker, with voltage tap module VTM680 and power supply of ETU600, able to communication, integrated metering type PMF-2 Basic Power Monitoring, Voltage, Energy, Power, Power factor, Frequency, Unbalance, Temperature, Manual operating mechanism with mechanical closing, without Spring charging motor, Ready-to-close signal. switch, Auxiliary switches 2NO+2NC, without Closing coil (CC), manual operating mechanism with mechanical closing, without Remote trip alarm reset coil (RR), without 2nd shunt trip, without 1st Shunt trip | 399700 | 1 | Z\ | 1
3WA1240-4MG12-0AA0 |  | fixed-mounted circuit breaker, IEC 60947-2, size 2, 4-pole, N pole on left, In=4000 A up to 690 V AC 50/60 Hz, breaking capacity M Icu=85/66 kA at 500/690 V, tripping unit ETU600 LSIG Hi-Z upgradeable, color display, Bluetooth, USB interface, basic protection LT, ST, INST, GFx, with GF high-impedance input, including protection of the N conductor (internal neutral point sensor available), trip alarm switch (1 x CO), connection at rear horizontal with internal voltage tap on upper stab of circuit breaker, with voltage tap module VTM680 and power supply of ETU600, able to communication, integrated metering type PMF-2 Basic Power Monitoring, Voltage, Energy, Power, Power factor, Frequency, Unbalance, Temperature, Manual operating mechanism with mechanical closing, without Spring charging motor, Ready-to-close signal. switch, Auxiliary switches 2NO+2NC, without Closing coil (CC), manual operating mechanism with mechanical closing, without Remote trip alarm reset coil (RR), without 2nd shunt trip, without 1st Shunt trip | 390700 | 1 | Z\ | 1
3WA1240-4MG21-0AA0 |  | fixed-mounted circuit breaker, IEC 60947-2, size 2, 4-pole, N pole on right, In=4000 A up to 690 V AC 50/60 Hz, breaking capacity M Icu=85/66 kA at 500/690 V, tripping unit ETU600 LSIG Hi-Z upgradeable, color display, Bluetooth, USB interface, basic protection LT, ST, INST, GFx, with GF high-impedance input, including protection of the N conductor (internal neutral point sensor available), trip alarm switch (1 x CO), connection at rear vertical, with internal voltage tap on upper stab of circuit breaker, with voltage tap module VTM680 and power supply of ETU600, able to communication, integrated metering type PMF-2 Basic Power Monitoring, Voltage, Energy, Power, Power factor, Frequency, Unbalance, Temperature, Manual operating mechanism with mechanical closing, without Spring charging motor, Ready-to-close signal. switch, Auxiliary switches 2NO+2NC, without Closing coil (CC), manual operating mechanism with mechanical closing, without Remote trip alarm reset coil (RR), without 2nd shunt trip, without 1st Shunt trip | 399700 | 1 | Z\ | 1
3WA1240-4MG22-0AA0 |  | fixed-mounted circuit breaker, IEC 60947-2, size 2, 4-pole, N pole on right, In=4000 A up to 690 V AC 50/60 Hz, breaking capacity M Icu=85/66 kA at 500/690 V, tripping unit ETU600 LSIG Hi-Z upgradeable, color display, Bluetooth, USB interface, basic protection LT, ST, INST, GFx, with GF high-impedance input, including protection of the N conductor (internal neutral point sensor available), trip alarm switch (1 x CO), connection at rear horizontal with internal voltage tap on upper stab of circuit breaker, with voltage tap module VTM680 and power supply of ETU600, able to communication, integrated metering type PMF-2 Basic Power Monitoring, Voltage, Energy, Power, Power factor, Frequency, Unbalance, Temperature, Manual operating mechanism with mechanical closing, without Spring charging motor, Ready-to-close signal. switch, Auxiliary switches 2NO+2NC, without Closing coil (CC), manual operating mechanism with mechanical closing, without Remote trip alarm reset coil (RR), without 2nd shunt trip, without 1st Shunt trip | 390700 | 1 | Z\ | 1
3WA1240-4MG31-0AA0 |  | Withdrawable circuit breaker with guide frame, IEC 60947-2, frame size 2, 3-poles, In=4000A up to 690V AC 50/60Hz, breaking capacity M Icu=85/66kA at 500/690V, Trip unit ETU600 LSIG Hi-Z upgrade ready , colordisplay, bluetooth and USB interface, Protection LT, ST, INST, GFx, with GF highimpedance-input N-protection required an external N-sensor, incl. trip alarm switch (1xCO), rear connection vertical, guide frame with shutter and w/o position signalling switch, with internal voltage tap on upper stab of circuit breaker, with voltage tap module VTM680 and power supply of ETU600, able to communication, integrated metering type PMF-2 Basic Power Monitoring, Voltage, Energy, Power, Power factor, Frequency, Unbalance, Temperature, Manual operating mechanism with mechanical closing, without Spring charging motor, Ready-to-close signal. switch, Auxiliary switches 2NO+2NC, without Closing coil (CC), manual operating mechanism with mechanical closing, without Remote trip alarm reset coil (RR), without 2nd shunt trip, without 1st Shunt trip | 366700 | 1 | Z\ | 1
3WA1240-4MG32-0AA0 |  | withdrawable circuit breaker, with guide frame, IEC 60947-2, size 2, 3-pole, In=4000 A up to 690 V AC 50/60 Hz, breaking capacity M Icu=85/66 kA at 500/690 V, tripping unit ETU600 LSIG Hi-Z upgradeable, color display, Bluetooth, USB interface, basic protection LT, ST, INST, GFx, with GF high-impedance input, neutral conductor protection requires an external neutral point current sensor, trip alarm switch (1 x CO), connection at rear horizontal guide frame with shutter, without position signaling switch, with internal voltage tap on upper stab of circuit breaker, with voltage tap module VTM680 and power supply of ETU600, able to communication, integrated metering type PMF-2 Basic Power Monitoring, Voltage, Energy, Power, Power factor, Frequency, Unbalance, Temperature, Manual operating mechanism with mechanical closing, without Spring charging motor, Ready-to-close signal. switch, Auxiliary switches 2NO+2NC, without Closing coil (CC), manual operating mechanism with mechanical closing, without Remote trip alarm reset coil (RR), without 2nd shunt trip, without 1st Shunt trip | 365700 | 1 | Z\ | 1
3WA1240-4MG41-0AA0 |  | Withdrawable circuit breaker with guide frame, IEC 60947-2, frame size 2, 4-poles, N-pole left, In=4000A up to 690V AC 50/60Hz, breaking capacity M Icu=85/66kA at 500/690V, Trip unit ETU600 LSIG Hi-Z upgrade ready , colordisplay, bluetooth and USB interface, Protection LT, ST, INST, GFx, with GF highimpedance-input include N-protection, (internal N-sensor available), incl. trip alarm switch (1xCO), rear connection vertical, guide frame with shutter and w/o position signalling switch, with internal voltage tap on upper stab of circuit breaker, with voltage tap module VTM680 and power supply of ETU600, able to communication, integrated metering type PMF-2 Basic Power Monitoring, Voltage, Energy, Power, Power factor, Frequency, Unbalance, Temperature, Manual operating mechanism with mechanical closing, without Spring charging motor, Ready-to-close signal. switch, Auxiliary switches 2NO+2NC, without Closing coil (CC), manual operating mechanism with mechanical closing, without Remote trip alarm reset coil (RR), without 2nd shunt trip, without 1st Shunt trip | 468700 | 1 | Z\ | 1
3WA1240-4MG42-0AA0 |  | withdrawable circuit breaker, with guide frame, IEC 60947-2, size 2, 4-pole, N pole on left, In=4000 A up to 690 V AC 50/60 Hz, breaking capacity M Icu=85/66 kA at 500/690 V, tripping unit ETU600 LSIG Hi-Z upgradeable, color display, Bluetooth, USB interface, basic protection LT, ST, INST, GFx, with GF high-impedance input, including protection of the N conductor (internal neutral point sensor available), trip alarm switch (1 x CO), connection at rear horizontal guide frame with shutter, without position signaling switch, with internal voltage tap on upper stab of circuit breaker, with voltage tap module VTM680 and power supply of ETU600, able to communication, integrated metering type PMF-2 Basic Power Monitoring, Voltage, Energy, Power, Power factor, Frequency, Unbalance, Temperature, Manual operating mechanism with mechanical closing, without Spring charging motor, Ready-to-close signal. switch, Auxiliary switches 2NO+2NC, without Closing coil (CC), manual operating mechanism with mechanical closing, without Remote trip alarm reset coil (RR), without 2nd shunt trip, without 1st Shunt trip | 466700 | 1 | Z\ | 1
3WA1240-4NE01-0AA0 |  | Fixed-mounted circuit breaker IEC 60947-2, frame size 2, 3-poles, In=4000A up to 690V AC 50/60Hz, breaking capacity M Icu=85/66kA at 500/690V, Trip unit ETU600 LSI upgrade ready , colordisplay, bluetooth and USB interface, Protection LT, ST, INST, N-protection required an external N-sensor, incl. trip alarm switch (1xCO), rear connection vertical, with internal voltage tap on upper stab of circuit breaker, with voltage tap module VTM680 and power supply of ETU600, able to communication, integrated metering type PMF-3 Advanced Power Monitor., Voltage, Energy, Power, Power factor, Frequency, Unbalance, Temperature, Power quality, Manual operating mechanism with mechanical closing, without Spring charging motor, Ready-to-close signal. switch, Auxiliary switches 2NO+2NC, without Closing coil (CC), manual operating mechanism with mechanical closing, without Remote trip alarm reset coil (RR), without 2nd shunt trip, without 1st Shunt trip | 289100 | 1 | Z\ | 1
3WA1240-4NE02-0AA0 |  | fixed-mounted circuit breaker, IEC 60947-2, size 2, 3-pole, In=4000 A up to 690 V AC 50/60 Hz, breaking capacity M Icu=85/66 kA at 500/690 V, tripping unit ETU600 LSI upgradeable, color display, Bluetooth, USB interface, basic protection LT, ST, INST, neutral conductor protection requires an external neutral point current sensor, trip alarm switch (1 x CO), connection at rear horizontal with internal voltage tap on upper stab of circuit breaker, with voltage tap module VTM680 and power supply of ETU600, able to communication, integrated metering type PMF-3 Advanced Power Monitor., Voltage, Energy, Power, Power factor, Frequency, Unbalance, Temperature, Power quality, Manual operating mechanism with mechanical closing, without Spring charging motor, Ready-to-close signal. switch, Auxiliary switches 2NO+2NC, without Closing coil (CC), manual operating mechanism with mechanical closing, without Remote trip alarm reset coil (RR), without 2nd shunt trip, without 1st Shunt trip | 282100 | 1 | Z\ | 1
3WA1240-4NE11-0AA0 |  | Fixed-mounted circuit breaker IEC 60947-2, frame size 2, 4-poles, N-pole left, In=4000A up to 690V AC 50/60Hz, breaking capacity M Icu=85/66kA at 500/690V, Trip unit ETU600 LSI upgrade ready , colordisplay, bluetooth and USB interface, Protection LT, ST, INST, include N-protection, (internal N-sensor available), incl. trip alarm switch (1xCO), rear connection vertical, with internal voltage tap on upper stab of circuit breaker, with voltage tap module VTM680 and power supply of ETU600, able to communication, integrated metering type PMF-3 Advanced Power Monitor., Voltage, Energy, Power, Power factor, Frequency, Unbalance, Temperature, Power quality, Manual operating mechanism with mechanical closing, without Spring charging motor, Ready-to-close signal. switch, Auxiliary switches 2NO+2NC, without Closing coil (CC), manual operating mechanism with mechanical closing, without Remote trip alarm reset coil (RR), without 2nd shunt trip, without 1st Shunt trip | 374100 | 1 | Z\ | 1
3WA1240-4NE12-0AA0 |  | fixed-mounted circuit breaker, IEC 60947-2, size 2, 4-pole, N pole on left, In=4000 A up to 690 V AC 50/60 Hz, breaking capacity M Icu=85/66 kA at 500/690 V, tripping unit ETU600 LSI upgradeable, color display, Bluetooth, USB interface, basic protection LT, ST, INST, including protection of the N conductor (internal neutral point sensor available), trip alarm switch (1 x CO), connection at rear horizontal with internal voltage tap on upper stab of circuit breaker, with voltage tap module VTM680 and power supply of ETU600, able to communication, integrated metering type PMF-3 Advanced Power Monitor., Voltage, Energy, Power, Power factor, Frequency, Unbalance, Temperature, Power quality, Manual operating mechanism with mechanical closing, without Spring charging motor, Ready-to-close signal. switch, Auxiliary switches 2NO+2NC, without Closing coil (CC), manual operating mechanism with mechanical closing, without Remote trip alarm reset coil (RR), without 2nd shunt trip, without 1st Shunt trip | 365100 | 1 | Z\ | 1
3WA1240-4NE21-0AA0 |  | fixed-mounted circuit breaker, IEC 60947-2, size 2, 4-pole, N pole on right, In=4000 A up to 690 V AC 50/60 Hz, breaking capacity M Icu=85/66 kA at 500/690 V, tripping unit ETU600 LSI upgradeable, color display, Bluetooth, USB interface, basic protection LT, ST, INST, including protection of the N conductor (internal neutral point sensor available), trip alarm switch (1 x CO), connection at rear vertical, with internal voltage tap on upper stab of circuit breaker, with voltage tap module VTM680 and power supply of ETU600, able to communication, integrated metering type PMF-3 Advanced Power Monitor., Voltage, Energy, Power, Power factor, Frequency, Unbalance, Temperature, Power quality, Manual operating mechanism with mechanical closing, without Spring charging motor, Ready-to-close signal. switch, Auxiliary switches 2NO+2NC, without Closing coil (CC), manual operating mechanism with mechanical closing, without Remote trip alarm reset coil (RR), without 2nd shunt trip, without 1st Shunt trip | 374100 | 1 | Z\ | 1
3WA1240-4NE22-0AA0 |  | fixed-mounted circuit breaker, IEC 60947-2, size 2, 4-pole, N pole on right, In=4000 A up to 690 V AC 50/60 Hz, breaking capacity M Icu=85/66 kA at 500/690 V, tripping unit ETU600 LSI upgradeable, color display, Bluetooth, USB interface, basic protection LT, ST, INST, including protection of the N conductor (internal neutral point sensor available), trip alarm switch (1 x CO), connection at rear horizontal with internal voltage tap on upper stab of circuit breaker, with voltage tap module VTM680 and power supply of ETU600, able to communication, integrated metering type PMF-3 Advanced Power Monitor., Voltage, Energy, Power, Power factor, Frequency, Unbalance, Temperature, Power quality, Manual operating mechanism with mechanical closing, without Spring charging motor, Ready-to-close signal. switch, Auxiliary switches 2NO+2NC, without Closing coil (CC), manual operating mechanism with mechanical closing, without Remote trip alarm reset coil (RR), without 2nd shunt trip, without 1st Shunt trip | 365100 | 1 | Z\ | 1
3WA1240-4NE31-0AA0 |  | Withdrawable circuit breaker with guide frame, IEC 60947-2, frame size 2, 3-poles, In=4000A up to 690V AC 50/60Hz, breaking capacity M Icu=85/66kA at 500/690V, Trip unit ETU600 LSI upgrade ready , colordisplay, bluetooth and USB interface, Protection LT, ST, INST, N-protection required an external N-sensor, incl. trip alarm switch (1xCO), rear connection vertical, guide frame with shutter and w/o position signalling switch, with internal voltage tap on upper stab of circuit breaker, with voltage tap module VTM680 and power supply of ETU600, able to communication, integrated metering type PMF-3 Advanced Power Monitor., Voltage, Energy, Power, Power factor, Frequency, Unbalance, Temperature, Power quality, Manual operating mechanism with mechanical closing, without Spring charging motor, Ready-to-close signal. switch, Auxiliary switches 2NO+2NC, without Closing coil (CC), manual operating mechanism with mechanical closing, without Remote trip alarm reset coil (RR), without 2nd shunt trip, without 1st Shunt trip | 342100 | 1 | Z\ | 1
3WA1240-4NE32-0AA0 |  | withdrawable circuit breaker, with guide frame, IEC 60947-2, size 2, 3-pole, In=4000 A up to 690 V AC 50/60 Hz, breaking capacity M Icu=85/66 kA at 500/690 V, tripping unit ETU600 LSI upgradeable, color display, Bluetooth, USB interface, basic protection LT, ST, INST, neutral conductor protection requires an external neutral point current sensor, trip alarm switch (1 x CO), connection at rear horizontal guide frame with shutter, without position signaling switch, with internal voltage tap on upper stab of circuit breaker, with voltage tap module VTM680 and power supply of ETU600, able to communication, integrated metering type PMF-3 Advanced Power Monitor., Voltage, Energy, Power, Power factor, Frequency, Unbalance, Temperature, Power quality, Manual operating mechanism with mechanical closing, without Spring charging motor, Ready-to-close signal. switch, Auxiliary switches 2NO+2NC, without Closing coil (CC), manual operating mechanism with mechanical closing, without Remote trip alarm reset coil (RR), without 2nd shunt trip, without 1st Shunt trip | 340100 | 1 | Z\ | 1
3WA1240-4NE41-0AA0 |  | Withdrawable circuit breaker with guide frame, IEC 60947-2, frame size 2, 4-poles, N-pole left, In=4000A up to 690V AC 50/60Hz, breaking capacity M Icu=85/66kA at 500/690V, Trip unit ETU600 LSI upgrade ready , colordisplay, bluetooth and USB interface, Protection LT, ST, INST, include N-protection, (internal N-sensor available), incl. trip alarm switch (1xCO), rear connection vertical, guide frame with shutter and w/o position signalling switch, with internal voltage tap on upper stab of circuit breaker, with voltage tap module VTM680 and power supply of ETU600, able to communication, integrated metering type PMF-3 Advanced Power Monitor., Voltage, Energy, Power, Power factor, Frequency, Unbalance, Temperature, Power quality, Manual operating mechanism with mechanical closing, without Spring charging motor, Ready-to-close signal. switch, Auxiliary switches 2NO+2NC, without Closing coil (CC), manual operating mechanism with mechanical closing, without Remote trip alarm reset coil (RR), without 2nd shunt trip, without 1st Shunt trip | 443100 | 1 | Z\ | 1
3WA1240-4NE42-0AA0 |  | withdrawable circuit breaker, with guide frame, IEC 60947-2, size 2, 4-pole, N pole on left, In=4000 A up to 690 V AC 50/60 Hz, breaking capacity M Icu=85/66 kA at 500/690 V, tripping unit ETU600 LSI upgradeable, color display, Bluetooth, USB interface, basic protection LT, ST, INST, including protection of the N conductor (internal neutral point sensor available), trip alarm switch (1 x CO), connection at rear horizontal guide frame with shutter, without position signaling switch, with internal voltage tap on upper stab of circuit breaker, with voltage tap module VTM680 and power supply of ETU600, able to communication, integrated metering type PMF-3 Advanced Power Monitor., Voltage, Energy, Power, Power factor, Frequency, Unbalance, Temperature, Power quality, Manual operating mechanism with mechanical closing, without Spring charging motor, Ready-to-close signal. switch, Auxiliary switches 2NO+2NC, without Closing coil (CC), manual operating mechanism with mechanical closing, without Remote trip alarm reset coil (RR), without 2nd shunt trip, without 1st Shunt trip | 441100 | 1 | Z\ | 1
3WA1240-4NF01-0AA0 |  | Fixed-mounted circuit breaker IEC 60947-2, frame size 2, 3-poles, In=4000A up to 690V AC 50/60Hz, breaking capacity M Icu=85/66kA at 500/690V, Trip unit ETU600 LSIG upgrade ready , colordisplay, bluetooth and USB interface, Protection LT, ST, INST, GFx, N-protection required an external N-sensor, incl. trip alarm switch (1xCO), rear connection vertical, with internal voltage tap on upper stab of circuit breaker, with voltage tap module VTM680 and power supply of ETU600, able to communication, integrated metering type PMF-3 Advanced Power Monitor., Voltage, Energy, Power, Power factor, Frequency, Unbalance, Temperature, Power quality, Manual operating mechanism with mechanical closing, without Spring charging motor, Ready-to-close signal. switch, Auxiliary switches 2NO+2NC, without Closing coil (CC), manual operating mechanism with mechanical closing, without Remote trip alarm reset coil (RR), without 2nd shunt trip, without 1st Shunt trip | 300100 | 1 | Z\ | 1
3WA1240-4NF02-0AA0 |  | fixed-mounted circuit breaker, IEC 60947-2, size 2, 3-pole, In=4000 A up to 690 V AC 50/60 Hz, breaking capacity M Icu=85/66 kA at 500/690 V, tripping unit ETU600 LSIG upgradeable, color display, Bluetooth, USB interface, basic protection LT, ST, INST, GFx, neutral conductor protection requires an external neutral point current sensor, trip alarm switch (1 x CO), connection at rear horizontal with internal voltage tap on upper stab of circuit breaker, with voltage tap module VTM680 and power supply of ETU600, able to communication, integrated metering type PMF-3 Advanced Power Monitor., Voltage, Energy, Power, Power factor, Frequency, Unbalance, Temperature, Power quality, Manual operating mechanism with mechanical closing, without Spring charging motor, Ready-to-close signal. switch, Auxiliary switches 2NO+2NC, without Closing coil (CC), manual operating mechanism with mechanical closing, without Remote trip alarm reset coil (RR), without 2nd shunt trip, without 1st Shunt trip | 293100 | 1 | Z\ | 1
3WA1240-4NF11-0AA0 |  | Fixed-mounted circuit breaker IEC 60947-2, frame size 2, 4-poles, N-pole left, In=4000A up to 690V AC 50/60Hz, breaking capacity M Icu=85/66kA at 500/690V, Trip unit ETU600 LSIG upgrade ready , colordisplay, bluetooth and USB interface, Protection LT, ST, INST, GFx, include N-protection, (internal N-sensor available), incl. trip alarm switch (1xCO), rear connection vertical, with internal voltage tap on upper stab of circuit breaker, with voltage tap module VTM680 and power supply of ETU600, able to communication, integrated metering type PMF-3 Advanced Power Monitor., Voltage, Energy, Power, Power factor, Frequency, Unbalance, Temperature, Power quality, Manual operating mechanism with mechanical closing, without Spring charging motor, Ready-to-close signal. switch, Auxiliary switches 2NO+2NC, without Closing coil (CC), manual operating mechanism with mechanical closing, without Remote trip alarm reset coil (RR), without 2nd shunt trip, without 1st Shunt trip | 385100 | 1 | Z\ | 1
3WA1240-4NF12-0AA0 |  | fixed-mounted circuit breaker, IEC 60947-2, size 2, 4-pole, N pole on left, In=4000 A up to 690 V AC 50/60 Hz, breaking capacity M Icu=85/66 kA at 500/690 V, tripping unit ETU600 LSIG upgradeable, color display, Bluetooth, USB interface, basic protection LT, ST, INST, GFx, including protection of the N conductor (internal neutral point sensor available), trip alarm switch (1 x CO), connection at rear horizontal with internal voltage tap on upper stab of circuit breaker, with voltage tap module VTM680 and power supply of ETU600, able to communication, integrated metering type PMF-3 Advanced Power Monitor., Voltage, Energy, Power, Power factor, Frequency, Unbalance, Temperature, Power quality, Manual operating mechanism with mechanical closing, without Spring charging motor, Ready-to-close signal. switch, Auxiliary switches 2NO+2NC, without Closing coil (CC), manual operating mechanism with mechanical closing, without Remote trip alarm reset coil (RR), without 2nd shunt trip, without 1st Shunt trip | 376100 | 1 | Z\ | 1
3WA1240-4NF21-0AA0 |  | fixed-mounted circuit breaker, IEC 60947-2, size 2, 4-pole, N pole on right, In=4000 A up to 690 V AC 50/60 Hz, breaking capacity M Icu=85/66 kA at 500/690 V, tripping unit ETU600 LSIG upgradeable, color display, Bluetooth, USB interface, basic protection LT, ST, INST, GFx, including protection of the N conductor (internal neutral point sensor available), trip alarm switch (1 x CO), connection at rear vertical, with internal voltage tap on upper stab of circuit breaker, with voltage tap module VTM680 and power supply of ETU600, able to communication, integrated metering type PMF-3 Advanced Power Monitor., Voltage, Energy, Power, Power factor, Frequency, Unbalance, Temperature, Power quality, Manual operating mechanism with mechanical closing, without Spring charging motor, Ready-to-close signal. switch, Auxiliary switches 2NO+2NC, without Closing coil (CC), manual operating mechanism with mechanical closing, without Remote trip alarm reset coil (RR), without 2nd shunt trip, without 1st Shunt trip | 385100 | 1 | Z\ | 1
3WA1240-4NF22-0AA0 |  | fixed-mounted circuit breaker, IEC 60947-2, size 2, 4-pole, N pole on right, In=4000 A up to 690 V AC 50/60 Hz, breaking capacity M Icu=85/66 kA at 500/690 V, tripping unit ETU600 LSIG upgradeable, color display, Bluetooth, USB interface, basic protection LT, ST, INST, GFx, including protection of the N conductor (internal neutral point sensor available), trip alarm switch (1 x CO), connection at rear horizontal with internal voltage tap on upper stab of circuit breaker, with voltage tap module VTM680 and power supply of ETU600, able to communication, integrated metering type PMF-3 Advanced Power Monitor., Voltage, Energy, Power, Power factor, Frequency, Unbalance, Temperature, Power quality, Manual operating mechanism with mechanical closing, without Spring charging motor, Ready-to-close signal. switch, Auxiliary switches 2NO+2NC, without Closing coil (CC), manual operating mechanism with mechanical closing, without Remote trip alarm reset coil (RR), without 2nd shunt trip, without 1st Shunt trip | 376100 | 1 | Z\ | 1
3WA1240-4NF31-0AA0 |  | Withdrawable circuit breaker with guide frame, IEC 60947-2, frame size 2, 3-poles, In=4000A up to 690V AC 50/60Hz, breaking capacity M Icu=85/66kA at 500/690V, Trip unit ETU600 LSIG upgrade ready , colordisplay, bluetooth and USB interface, Protection LT, ST, INST, GFx, N-protection required an external N-sensor, incl. trip alarm switch (1xCO), rear connection vertical, guide frame with shutter and w/o position signalling switch, with internal voltage tap on upper stab of circuit breaker, with voltage tap module VTM680 and power supply of ETU600, able to communication, integrated metering type PMF-3 Advanced Power Monitor., Voltage, Energy, Power, Power factor, Frequency, Unbalance, Temperature, Power quality, Manual operating mechanism with mechanical closing, without Spring charging motor, Ready-to-close signal. switch, Auxiliary switches 2NO+2NC, without Closing coil (CC), manual operating mechanism with mechanical closing, without Remote trip alarm reset coil (RR), without 2nd shunt trip, without 1st Shunt trip | 352100 | 1 | Z\ | 1
3WA1240-4NF32-0AA0 |  | withdrawable circuit breaker, with guide frame, IEC 60947-2, size 2, 3-pole, In=4000 A up to 690 V AC 50/60 Hz, breaking capacity M Icu=85/66 kA at 500/690 V, tripping unit ETU600 LSIG upgradeable, color display, Bluetooth, USB interface, basic protection LT, ST, INST, GFx, neutral conductor protection requires an external neutral point current sensor, trip alarm switch (1 x CO), connection at rear horizontal guide frame with shutter, without position signaling switch, with internal voltage tap on upper stab of circuit breaker, with voltage tap module VTM680 and power supply of ETU600, able to communication, integrated metering type PMF-3 Advanced Power Monitor., Voltage, Energy, Power, Power factor, Frequency, Unbalance, Temperature, Power quality, Manual operating mechanism with mechanical closing, without Spring charging motor, Ready-to-close signal. switch, Auxiliary switches 2NO+2NC, without Closing coil (CC), manual operating mechanism with mechanical closing, without Remote trip alarm reset coil (RR), without 2nd shunt trip, without 1st Shunt trip | 351100 | 1 | Z\ | 1
3WA1240-4NF41-0AA0 |  | Withdrawable circuit breaker with guide frame, IEC 60947-2, frame size 2, 4-poles, N-pole left, In=4000A up to 690V AC 50/60Hz, breaking capacity M Icu=85/66kA at 500/690V, Trip unit ETU600 LSIG upgrade ready , colordisplay, bluetooth and USB interface, Protection LT, ST, INST, GFx, include N-protection, (internal N-sensor available), incl. trip alarm switch (1xCO), rear connection vertical, guide frame with shutter and w/o position signalling switch, with internal voltage tap on upper stab of circuit breaker, with voltage tap module VTM680 and power supply of ETU600, able to communication, integrated metering type PMF-3 Advanced Power Monitor., Voltage, Energy, Power, Power factor, Frequency, Unbalance, Temperature, Power quality, Manual operating mechanism with mechanical closing, without Spring charging motor, Ready-to-close signal. switch, Auxiliary switches 2NO+2NC, without Closing coil (CC), manual operating mechanism with mechanical closing, without Remote trip alarm reset coil (RR), without 2nd shunt trip, without 1st Shunt trip | 454100 | 1 | Z\ | 1
3WA1240-4NF42-0AA0 |  | withdrawable circuit breaker, with guide frame, IEC 60947-2, size 2, 4-pole, N pole on left, In=4000 A up to 690 V AC 50/60 Hz, breaking capacity M Icu=85/66 kA at 500/690 V, tripping unit ETU600 LSIG upgradeable, color display, Bluetooth, USB interface, basic protection LT, ST, INST, GFx, including protection of the N conductor (internal neutral point sensor available), trip alarm switch (1 x CO), connection at rear horizontal guide frame with shutter, without position signaling switch, with internal voltage tap on upper stab of circuit breaker, with voltage tap module VTM680 and power supply of ETU600, able to communication, integrated metering type PMF-3 Advanced Power Monitor., Voltage, Energy, Power, Power factor, Frequency, Unbalance, Temperature, Power quality, Manual operating mechanism with mechanical closing, without Spring charging motor, Ready-to-close signal. switch, Auxiliary switches 2NO+2NC, without Closing coil (CC), manual operating mechanism with mechanical closing, without Remote trip alarm reset coil (RR), without 2nd shunt trip, without 1st Shunt trip | 452100 | 1 | Z\ | 1
3WA1240-4NG01-0AA0 |  | Fixed-mounted circuit breaker IEC 60947-2, frame size 2, 3-poles, In=4000A up to 690V AC 50/60Hz, breaking capacity M Icu=85/66kA at 500/690V, Trip unit ETU600 LSIG Hi-Z upgrade ready , colordisplay, bluetooth and USB interface, Protection LT, ST, INST, GFx, with GF highimpedance-input N-protection required an external N-sensor, incl. trip alarm switch (1xCO), rear connection vertical, with internal voltage tap on upper stab of circuit breaker, with voltage tap module VTM680 and power supply of ETU600, able to communication, integrated metering type PMF-3 Advanced Power Monitor., Voltage, Energy, Power, Power factor, Frequency, Unbalance, Temperature, Power quality, Manual operating mechanism with mechanical closing, without Spring charging motor, Ready-to-close signal. switch, Auxiliary switches 2NO+2NC, without Closing coil (CC), manual operating mechanism with mechanical closing, without Remote trip alarm reset coil (RR), without 2nd shunt trip, without 1st Shunt trip | 321100 | 1 | Z\ | 1
3WA1240-4NG02-0AA0 |  | fixed-mounted circuit breaker, IEC 60947-2, size 2, 3-pole, In=4000 A up to 690 V AC 50/60 Hz, breaking capacity M Icu=85/66 kA at 500/690 V, tripping unit ETU600 LSIG Hi-Z upgradeable, color display, Bluetooth, USB interface, basic protection LT, ST, INST, GFx, with GF high-impedance input, neutral conductor protection requires an external neutral point current sensor, trip alarm switch (1 x CO), connection at rear horizontal with internal voltage tap on upper stab of circuit breaker, with voltage tap module VTM680 and power supply of ETU600, able to communication, integrated metering type PMF-3 Advanced Power Monitor., Voltage, Energy, Power, Power factor, Frequency, Unbalance, Temperature, Power quality, Manual operating mechanism with mechanical closing, without Spring charging motor, Ready-to-close signal. switch, Auxiliary switches 2NO+2NC, without Closing coil (CC), manual operating mechanism with mechanical closing, without Remote trip alarm reset coil (RR), without 2nd shunt trip, without 1st Shunt trip | 314100 | 1 | Z\ | 1
3WA1240-4NG11-0AA0 |  | Fixed-mounted circuit breaker IEC 60947-2, frame size 2, 4-poles, N-pole left, In=4000A up to 690V AC 50/60Hz, breaking capacity M Icu=85/66kA at 500/690V, Trip unit ETU600 LSIG Hi-Z upgrade ready , colordisplay, bluetooth and USB interface, Protection LT, ST, INST, GFx, with GF highimpedance-input include N-protection, (internal N-sensor available), incl. trip alarm switch (1xCO), rear connection vertical, with internal voltage tap on upper stab of circuit breaker, with voltage tap module VTM680 and power supply of ETU600, able to communication, integrated metering type PMF-3 Advanced Power Monitor., Voltage, Energy, Power, Power factor, Frequency, Unbalance, Temperature, Power quality, Manual operating mechanism with mechanical closing, without Spring charging motor, Ready-to-close signal. switch, Auxiliary switches 2NO+2NC, without Closing coil (CC), manual operating mechanism with mechanical closing, without Remote trip alarm reset coil (RR), without 2nd shunt trip, without 1st Shunt trip | 406100 | 1 | Z\ | 1
3WA1240-4NG12-0AA0 |  | fixed-mounted circuit breaker, IEC 60947-2, size 2, 4-pole, N pole on left, In=4000 A up to 690 V AC 50/60 Hz, breaking capacity M Icu=85/66 kA at 500/690 V, tripping unit ETU600 LSIG Hi-Z upgradeable, color display, Bluetooth, USB interface, basic protection LT, ST, INST, GFx, with GF high-impedance input, including protection of the N conductor (internal neutral point sensor available), trip alarm switch (1 x CO), connection at rear horizontal with internal voltage tap on upper stab of circuit breaker, with voltage tap module VTM680 and power supply of ETU600, able to communication, integrated metering type PMF-3 Advanced Power Monitor., Voltage, Energy, Power, Power factor, Frequency, Unbalance, Temperature, Power quality, Manual operating mechanism with mechanical closing, without Spring charging motor, Ready-to-close signal. switch, Auxiliary switches 2NO+2NC, without Closing coil (CC), manual operating mechanism with mechanical closing, without Remote trip alarm reset coil (RR), without 2nd shunt trip, without 1st Shunt trip | 397100 | 1 | Z\ | 1
3WA1240-4NG21-0AA0 |  | fixed-mounted circuit breaker, IEC 60947-2, size 2, 4-pole, N pole on right, In=4000 A up to 690 V AC 50/60 Hz, breaking capacity M Icu=85/66 kA at 500/690 V, tripping unit ETU600 LSIG Hi-Z upgradeable, color display, Bluetooth, USB interface, basic protection LT, ST, INST, GFx, with GF high-impedance input, including protection of the N conductor (internal neutral point sensor available), trip alarm switch (1 x CO), connection at rear vertical, with internal voltage tap on upper stab of circuit breaker, with voltage tap module VTM680 and power supply of ETU600, able to communication, integrated metering type PMF-3 Advanced Power Monitor., Voltage, Energy, Power, Power factor, Frequency, Unbalance, Temperature, Power quality, Manual operating mechanism with mechanical closing, without Spring charging motor, Ready-to-close signal. switch, Auxiliary switches 2NO+2NC, without Closing coil (CC), manual operating mechanism with mechanical closing, without Remote trip alarm reset coil (RR), without 2nd shunt trip, without 1st Shunt trip | 406100 | 1 | Z\ | 1
3WA1240-4NG22-0AA0 |  | fixed-mounted circuit breaker, IEC 60947-2, size 2, 4-pole, N pole on right, In=4000 A up to 690 V AC 50/60 Hz, breaking capacity M Icu=85/66 kA at 500/690 V, tripping unit ETU600 LSIG Hi-Z upgradeable, color display, Bluetooth, USB interface, basic protection LT, ST, INST, GFx, with GF high-impedance input, including protection of the N conductor (internal neutral point sensor available), trip alarm switch (1 x CO), connection at rear horizontal with internal voltage tap on upper stab of circuit breaker, with voltage tap module VTM680 and power supply of ETU600, able to communication, integrated metering type PMF-3 Advanced Power Monitor., Voltage, Energy, Power, Power factor, Frequency, Unbalance, Temperature, Power quality, Manual operating mechanism with mechanical closing, without Spring charging motor, Ready-to-close signal. switch, Auxiliary switches 2NO+2NC, without Closing coil (CC), manual operating mechanism with mechanical closing, without Remote trip alarm reset coil (RR), without 2nd shunt trip, without 1st Shunt trip | 397100 | 1 | Z\ | 1
3WA1240-4NG31-0AA0 |  | Withdrawable circuit breaker with guide frame, IEC 60947-2, frame size 2, 3-poles, In=4000A up to 690V AC 50/60Hz, breaking capacity M Icu=85/66kA at 500/690V, Trip unit ETU600 LSIG Hi-Z upgrade ready , colordisplay, bluetooth and USB interface, Protection LT, ST, INST, GFx, with GF highimpedance-input N-protection required an external N-sensor, incl. trip alarm switch (1xCO), rear connection vertical, guide frame with shutter and w/o position signalling switch, with internal voltage tap on upper stab of circuit breaker, with voltage tap module VTM680 and power supply of ETU600, able to communication, integrated metering type PMF-3 Advanced Power Monitor., Voltage, Energy, Power, Power factor, Frequency, Unbalance, Temperature, Power quality, Manual operating mechanism with mechanical closing, without Spring charging motor, Ready-to-close signal. switch, Auxiliary switches 2NO+2NC, without Closing coil (CC), manual operating mechanism with mechanical closing, without Remote trip alarm reset coil (RR), without 2nd shunt trip, without 1st Shunt trip | 373100 | 1 | Z\ | 1
3WA1240-4NG32-0AA0 |  | withdrawable circuit breaker, with guide frame, IEC 60947-2, size 2, 3-pole, In=4000 A up to 690 V AC 50/60 Hz, breaking capacity M Icu=85/66 kA at 500/690 V, tripping unit ETU600 LSIG Hi-Z upgradeable, color display, Bluetooth, USB interface, basic protection LT, ST, INST, GFx, with GF high-impedance input, neutral conductor protection requires an external neutral point current sensor, trip alarm switch (1 x CO), connection at rear horizontal guide frame with shutter, without position signaling switch, with internal voltage tap on upper stab of circuit breaker, with voltage tap module VTM680 and power supply of ETU600, able to communication, integrated metering type PMF-3 Advanced Power Monitor., Voltage, Energy, Power, Power factor, Frequency, Unbalance, Temperature, Power quality, Manual operating mechanism with mechanical closing, without Spring charging motor, Ready-to-close signal. switch, Auxiliary switches 2NO+2NC, without Closing coil (CC), manual operating mechanism with mechanical closing, without Remote trip alarm reset coil (RR), without 2nd shunt trip, without 1st Shunt trip | 372100 | 1 | Z\ | 1
3WA1240-4NG41-0AA0 |  | Withdrawable circuit breaker with guide frame, IEC 60947-2, frame size 2, 4-poles, N-pole left, In=4000A up to 690V AC 50/60Hz, breaking capacity M Icu=85/66kA at 500/690V, Trip unit ETU600 LSIG Hi-Z upgrade ready , colordisplay, bluetooth and USB interface, Protection LT, ST, INST, GFx, with GF highimpedance-input include N-protection, (internal N-sensor available), incl. trip alarm switch (1xCO), rear connection vertical, guide frame with shutter and w/o position signalling switch, with internal voltage tap on upper stab of circuit breaker, with voltage tap module VTM680 and power supply of ETU600, able to communication, integrated metering type PMF-3 Advanced Power Monitor., Voltage, Energy, Power, Power factor, Frequency, Unbalance, Temperature, Power quality, Manual operating mechanism with mechanical closing, without Spring charging motor, Ready-to-close signal. switch, Auxiliary switches 2NO+2NC, without Closing coil (CC), manual operating mechanism with mechanical closing, without Remote trip alarm reset coil (RR), without 2nd shunt trip, without 1st Shunt trip | 475100 | 1 | Z\ | 1
3WA1240-4NG42-0AA0 |  | withdrawable circuit breaker, with guide frame, IEC 60947-2, size 2, 4-pole, N pole on left, In=4000 A up to 690 V AC 50/60 Hz, breaking capacity M Icu=85/66 kA at 500/690 V, tripping unit ETU600 LSIG Hi-Z upgradeable, color display, Bluetooth, USB interface, basic protection LT, ST, INST, GFx, with GF high-impedance input, including protection of the N conductor (internal neutral point sensor available), trip alarm switch (1 x CO), connection at rear horizontal guide frame with shutter, without position signaling switch, with internal voltage tap on upper stab of circuit breaker, with voltage tap module VTM680 and power supply of ETU600, able to communication, integrated metering type PMF-3 Advanced Power Monitor., Voltage, Energy, Power, Power factor, Frequency, Unbalance, Temperature, Power quality, Manual operating mechanism with mechanical closing, without Spring charging motor, Ready-to-close signal. switch, Auxiliary switches 2NO+2NC, without Closing coil (CC), manual operating mechanism with mechanical closing, without Remote trip alarm reset coil (RR), without 2nd shunt trip, without 1st Shunt trip | 473100 | 1 | Z\ | 1
3WA1240-5AA01-0AA0 |  | Non-automatic circuit breaker Fixed-mounted version, IEC 60947-2, frame size 2, 3-poles, In=4000A up to 690V AC 50/60Hz, breaking capacity H Icc=100/85kA at 500/690V, without electr. trip unit ETU, rear connection vertical, without Com & metering function Manual operating mechanism with mechanical closing, without Spring charging motor, Ready-to-close signal. switch, Auxiliary switches 2NO+2NC, without Closing coil (CC), manual operating mechanism with mechanical closing, without Remote trip alarm reset coil (RR), without 2nd shunt trip, without 1st Shunt trip | 259000 | 1 | Z\ | 1
3WA1240-5AA02-0AA0 |  | AC non-automatic air circuit breaker 3WA, fixed-mounted version, IEC 60947-2, size 2, 3-pole, In=4000 A up to 690 V AC 50/60 Hz, breaking capacity H, Icc=100/85 kA at 500/690 V, without electronic trip unit ETU, connection at rear horizontal without Com & metering function Manual operating mechanism with mechanical closing, without Spring charging motor, Ready-to-close signal. switch, Auxiliary switches 2NO+2NC, without Closing coil (CC), manual operating mechanism with mechanical closing, without Remote trip alarm reset coil (RR), without 2nd shunt trip, without 1st Shunt trip | 252000 | 1 | Z\ | 1
3WA1240-5AA11-0AA0 |  | Non-automatic circuit breaker Fixed-mounted version, IEC 60947-2, frame size 2, 4-poles, N-pole left, In=4000A up to 690V AC 50/60Hz, breaking capacity H Icc=100/85kA at 500/690V, without electr. trip unit ETU, rear connection vertical, without Com & metering function Manual operating mechanism with mechanical closing, without Spring charging motor, Ready-to-close signal. switch, Auxiliary switches 2NO+2NC, without Closing coil (CC), manual operating mechanism with mechanical closing, without Remote trip alarm reset coil (RR), without 2nd shunt trip, without 1st Shunt trip | 342000 | 1 | Z\ | 1
3WA1240-5AA12-0AA0 |  | AC non-automatic air circuit breaker 3WA, fixed-mounted version, IEC 60947-2, size 2, 4-pole, N pole on left, In=4000 A up to 690 V AC 50/60 Hz, breaking capacity H, Icc=100/85 kA at 500/690 V, without electronic trip unit ETU, connection at rear horizontal without Com & metering function Manual operating mechanism with mechanical closing, without Spring charging motor, Ready-to-close signal. switch, Auxiliary switches 2NO+2NC, without Closing coil (CC), manual operating mechanism with mechanical closing, without Remote trip alarm reset coil (RR), without 2nd shunt trip, without 1st Shunt trip | 333000 | 1 | Z\ | 1
3WA1240-5AA21-0AA0 |  | AC non-automatic air circuit breaker 3WA, fixed-mounted version, IEC 60947-2, size 2, 4-pole, N pole on right, In=4000 A up to 690 V AC 50/60 Hz, breaking capacity H, Icc=100/85 kA at 500/690 V, without electronic trip unit ETU, connection at rear vertical, without Com & metering function Manual operating mechanism with mechanical closing, without Spring charging motor, Ready-to-close signal. switch, Auxiliary switches 2NO+2NC, without Closing coil (CC), manual operating mechanism with mechanical closing, without Remote trip alarm reset coil (RR), without 2nd shunt trip, without 1st Shunt trip | 342000 | 1 | Z\ | 1
3WA1240-5AA22-0AA0 |  | AC non-automatic air circuit breaker 3WA, fixed-mounted version, IEC 60947-2, size 2, 4-pole, N pole on right, In=4000 A up to 690 V AC 50/60 Hz, breaking capacity H, Icc=100/85 kA at 500/690 V, without electronic trip unit ETU, connection at rear horizontal without Com & metering function Manual operating mechanism with mechanical closing, without Spring charging motor, Ready-to-close signal. switch, Auxiliary switches 2NO+2NC, without Closing coil (CC), manual operating mechanism with mechanical closing, without Remote trip alarm reset coil (RR), without 2nd shunt trip, without 1st Shunt trip | 333000 | 1 | Z\ | 1
3WA1240-5AA31-0AA0 |  | Non-automatic circuit breaker withdrawable version, with guide frame, IEC 60947-2, frame size 2, 3-poles, In=4000A up to 690V AC 50/60Hz, breaking capacity H Icc=100/85kA at 500/690V, without electr. trip unit ETU, rear connection vertical, guide frame with shutter and w/o position signalling switch, without Com & metering function Manual operating mechanism with mechanical closing, without Spring charging motor, Ready-to-close signal. switch, Auxiliary switches 2NO+2NC, without Closing coil (CC), manual operating mechanism with mechanical closing, without Remote trip alarm reset coil (RR), without 2nd shunt trip, without 1st Shunt trip | 310000 | 1 | Z\ | 1
3WA1240-5AA32-0AA0 |  | AC non-automatic air circuit breaker 3WA, withdrawable version, with guide frame, IEC 60947-2, size 2, 3-pole, In=4000 A up to 690 V AC 50/60 Hz, breaking capacity H, Icc=100/85 kA at 500/690 V, without electronic trip unit ETU, connection at rear horizontal guide frame with shutter, without position signaling switch, without Com & metering function Manual operating mechanism with mechanical closing, without Spring charging motor, Ready-to-close signal. switch, Auxiliary switches 2NO+2NC, without Closing coil (CC), manual operating mechanism with mechanical closing, without Remote trip alarm reset coil (RR), without 2nd shunt trip, without 1st Shunt trip | 308000 | 1 | Z\ | 1
3WA1240-5AA41-0AA0 |  | Non-automatic circuit breaker withdrawable version, with guide frame, IEC 60947-2, frame size 2, 4-poles, N-pole left, In=4000A up to 690V AC 50/60Hz, breaking capacity H Icc=100/85kA at 500/690V, without electr. trip unit ETU, rear connection vertical, guide frame with shutter and w/o position signalling switch, without Com & metering function Manual operating mechanism with mechanical closing, without Spring charging motor, Ready-to-close signal. switch, Auxiliary switches 2NO+2NC, without Closing coil (CC), manual operating mechanism with mechanical closing, without Remote trip alarm reset coil (RR), without 2nd shunt trip, without 1st Shunt trip | 409000 | 1 | Z\ | 1
3WA1240-5AA42-0AA0 |  | AC non-automatic air circuit breaker 3WA, withdrawable version, with guide frame, IEC 60947-2, size 2, 4-pole, N pole on left, In=4000 A up to 690 V AC 50/60 Hz, breaking capacity H, Icc=100/85 kA at 500/690 V, without electronic trip unit ETU, connection at rear horizontal guide frame with shutter, without position signaling switch, without Com & metering function Manual operating mechanism with mechanical closing, without Spring charging motor, Ready-to-close signal. switch, Auxiliary switches 2NO+2NC, without Closing coil (CC), manual operating mechanism with mechanical closing, without Remote trip alarm reset coil (RR), without 2nd shunt trip, without 1st Shunt trip | 407000 | 1 | Z\ | 1
3WA1240-5AB01-0AA0 |  | Fixed-mounted circuit breaker IEC 60947-2, frame size 2, 3-poles, In=4000A up to 690V AC 50/60Hz, breaking capacity H Icu=100/85kA at 500/690V, Trip unit ETU300 LSI optimized for standard applica- tions, without display Protection LT, ST, INST, N-protection required an external N-sensor, incl. trip alarm switch (1xCO), rear connection vertical, without Com & metering function Manual operating mechanism with mechanical closing, without Spring charging motor, Ready-to-close signal. switch, Auxiliary switches 2NO+2NC, without Closing coil (CC), manual operating mechanism with mechanical closing, without Remote trip alarm reset coil (RR), without 2nd shunt trip, without 1st Shunt trip | 275000 | 1 | Z\ | 1
3WA1240-5AB02-0AA0 |  | fixed-mounted circuit breaker, IEC 60947-2, size 1, 3-pole, In=4000 A up to 690 V AC 50/60 Hz, breaking capacity H Icu=100/85 kA at 500/690 V, tripping unit ETU300 LSI optimized for standard applications, without display, basic protection LT, ST, INST, neutral conductor protection requires an external neutral point current sensor, trip alarm switch (1 x CO), connection at rear horizontal without Com & metering function Manual operating mechanism with mechanical closing, without Spring charging motor, Ready-to-close signal. switch, Auxiliary switches 2NO+2NC, without Closing coil (CC), manual operating mechanism with mechanical closing, without Remote trip alarm reset coil (RR), without 2nd shunt trip, without 1st Shunt trip | 268000 | 1 | Z\ | 1
3WA1240-5AB11-0AA0 |  | Fixed-mounted circuit breaker IEC 60947-2, frame size 2, 4-poles, N-pole left, In=4000A up to 690V AC 50/60Hz, breaking capacity H Icu=100/85kA at 500/690V, Trip unit ETU300 LSI optimized for standard applica- tions, without display Protection LT, ST, INST, include N-protection, (internal N-sensor available), incl. trip alarm switch (1xCO), rear connection vertical, without Com & metering function Manual operating mechanism with mechanical closing, without Spring charging motor, Ready-to-close signal. switch, Auxiliary switches 2NO+2NC, without Closing coil (CC), manual operating mechanism with mechanical closing, without Remote trip alarm reset coil (RR), without 2nd shunt trip, without 1st Shunt trip | 365000 | 1 | Z\ | 1
3WA1240-5AB12-0AA0 |  | fixed-mounted circuit breaker, IEC 60947-2, size 1, 4-pole, N pole on left, In=4000 A up to 690 V AC 50/60 Hz, breaking capacity H Icu=100/85 kA at 500/690 V, tripping unit ETU300 LSI optimized for standard applications, without display, basic protection LT, ST, INST, including protection of the N conductor (internal neutral point sensor available) trip alarm switch (1 x CO), connection at rear horizontal without Com & metering function Manual operating mechanism with mechanical closing, without Spring charging motor, Ready-to-close signal. switch, Auxiliary switches 2NO+2NC, without Closing coil (CC), manual operating mechanism with mechanical closing, without Remote trip alarm reset coil (RR), without 2nd shunt trip, without 1st Shunt trip | 356000 | 1 | Z\ | 1
3WA1240-5AB21-0AA0 |  | fixed-mounted circuit breaker, IEC 60947-2, size 1, 4-pole, N pole on right, In=4000 A up to 690 V AC 50/60 Hz, breaking capacity H Icu=100/85 kA at 500/690 V, tripping unit ETU300 LSI optimized for standard applications, without display, basic protection LT, ST, INST, including protection of the N conductor (internal neutral point sensor available) trip alarm switch (1 x CO), connection at rear vertical, without Com & metering function Manual operating mechanism with mechanical closing, without Spring charging motor, Ready-to-close signal. switch, Auxiliary switches 2NO+2NC, without Closing coil (CC), manual operating mechanism with mechanical closing, without Remote trip alarm reset coil (RR), without 2nd shunt trip, without 1st Shunt trip | 365000 | 1 | Z\ | 1
3WA1240-5AB22-0AA0 |  | fixed-mounted circuit breaker, IEC 60947-2, size 1, 4-pole, N pole on right, In=4000 A up to 690 V AC 50/60 Hz, breaking capacity H Icu=100/85 kA at 500/690 V, tripping unit ETU300 LSI optimized for standard applications, without display, basic protection LT, ST, INST, including protection of the N conductor (internal neutral point sensor available) trip alarm switch (1 x CO), connection at rear horizontal without Com & metering function Manual operating mechanism with mechanical closing, without Spring charging motor, Ready-to-close signal. switch, Auxiliary switches 2NO+2NC, without Closing coil (CC), manual operating mechanism with mechanical closing, without Remote trip alarm reset coil (RR), without 2nd shunt trip, without 1st Shunt trip | 356000 | 1 | Z\ | 1
3WA1240-5AB31-0AA0 |  | Withdrawable circuit breaker with guide frame, IEC 60947-2, frame size 2, 3-poles, In=4000A up to 690V AC 50/60Hz, breaking capacity H Icu=100/85kA at 500/690V, Trip unit ETU300 LSI optimized for standard applica- tions, without display Protection LT, ST, INST, N-protection required an external N-sensor, incl. trip alarm switch (1xCO), rear connection vertical, guide frame with shutter and w/o position signalling switch, without Com & metering function Manual operating mechanism with mechanical closing, without Spring charging motor, Ready-to-close signal. switch, Auxiliary switches 2NO+2NC, without Closing coil (CC), manual operating mechanism with mechanical closing, without Remote trip alarm reset coil (RR), without 2nd shunt trip, without 1st Shunt trip | 331000 | 1 | Z\ | 1
3WA1240-5AB32-0AA0 |  | withdrawable circuit breaker, with guide frame, IEC 60947-2, size 1, 3-pole, In=4000 A up to 690 V AC 50/60 Hz, breaking capacity H Icu=100/85 kA at 500/690 V, tripping unit ETU300 LSI optimized for standard applications, without display, basic protection LT, ST, INST, neutral conductor protection requires an external neutral point current sensor, trip alarm switch (1 x CO), connection at rear horizontal guide frame with shutter, without position signaling switch, without Com & metering function Manual operating mechanism with mechanical closing, without Spring charging motor, Ready-to-close signal. switch, Auxiliary switches 2NO+2NC, without Closing coil (CC), manual operating mechanism with mechanical closing, without Remote trip alarm reset coil (RR), without 2nd shunt trip, without 1st Shunt trip | 330000 | 1 | Z\ | 1
3WA1240-5AB41-0AA0 |  | Withdrawable circuit breaker with guide frame, IEC 60947-2, frame size 2, 4-poles, N-pole left, In=4000A up to 690V AC 50/60Hz, breaking capacity H Icu=100/85kA at 500/690V, Trip unit ETU300 LSI optimized for standard applica- tions, without display Protection LT, ST, INST, include N-protection, (internal N-sensor available), incl. trip alarm switch (1xCO), rear connection vertical, guide frame with shutter and w/o position signalling switch, without Com & metering function Manual operating mechanism with mechanical closing, without Spring charging motor, Ready-to-close signal. switch, Auxiliary switches 2NO+2NC, without Closing coil (CC), manual operating mechanism with mechanical closing, without Remote trip alarm reset coil (RR), without 2nd shunt trip, without 1st Shunt trip | 439000 | 1 | Z\ | 1
3WA1240-5AB42-0AA0 |  | withdrawable circuit breaker, with guide frame, IEC 60947-2, size 1, 4-pole, N pole on left, In=4000 A up to 690 V AC 50/60 Hz, breaking capacity H Icu=100/85 kA at 500/690 V, tripping unit ETU300 LSI optimized for standard applications, without display, basic protection LT, ST, INST, including protection of the N conductor (internal neutral point sensor available) trip alarm switch (1 x CO), connection at rear horizontal guide frame with shutter, without position signaling switch, without Com & metering function Manual operating mechanism with mechanical closing, without Spring charging motor, Ready-to-close signal. switch, Auxiliary switches 2NO+2NC, without Closing coil (CC), manual operating mechanism with mechanical closing, without Remote trip alarm reset coil (RR), without 2nd shunt trip, without 1st Shunt trip | 437000 | 1 | Z\ | 1
3WA1240-5AC01-0AA0 |  | Fixed-mounted circuit breaker IEC 60947-2, frame size 2, 3-poles, In=4000A up to 690V AC 50/60Hz, breaking capacity H Icu=100/85kA at 500/690V, Trip unit ETU300 LSIG optimized for standard applica- tions, without display Protection LT, ST, INST, GF, N-protection required an external N-sensor, incl. trip alarm switch (1xCO), rear connection vertical, without Com & metering function Manual operating mechanism with mechanical closing, without Spring charging motor, Ready-to-close signal. switch, Auxiliary switches 2NO+2NC, without Closing coil (CC), manual operating mechanism with mechanical closing, without Remote trip alarm reset coil (RR), without 2nd shunt trip, without 1st Shunt trip | 282000 | 1 | Z\ | 1
3WA1240-5AC02-0AA0 |  | fixed-mounted circuit breaker, IEC 60947-2, size 1, 3-pole, In=4000 A up to 690 V AC 50/60 Hz, breaking capacity H Icu=100/85 kA at 500/690 V, tripping unit ETU300 LSI G optimized for standard applications, without display, basic protection LT, ST, INST, GF, neutral conductor protection requires an external neutral point current sensor, trip alarm switch (1 x CO), connection at rear horizontal without Com & metering function Manual operating mechanism with mechanical closing, without Spring charging motor, Ready-to-close signal. switch, Auxiliary switches 2NO+2NC, without Closing coil (CC), manual operating mechanism with mechanical closing, without Remote trip alarm reset coil (RR), without 2nd shunt trip, without 1st Shunt trip | 275000 | 1 | Z\ | 1
3WA1240-5AC11-0AA0 |  | Fixed-mounted circuit breaker IEC 60947-2, frame size 2, 4-poles, N-pole left, In=4000A up to 690V AC 50/60Hz, breaking capacity H Icu=100/85kA at 500/690V, Trip unit ETU300 LSIG optimized for standard applica- tions, without display Protection LT, ST, INST, GF, include N-protection, (internal N-sensor available), incl. trip alarm switch (1xCO), rear connection vertical, without Com & metering function Manual operating mechanism with mechanical closing, without Spring charging motor, Ready-to-close signal. switch, Auxiliary switches 2NO+2NC, without Closing coil (CC), manual operating mechanism with mechanical closing, without Remote trip alarm reset coil (RR), without 2nd shunt trip, without 1st Shunt trip | 371000 | 1 | Z\ | 1
3WA1240-5AC12-0AA0 |  | fixed-mounted circuit breaker, IEC 60947-2, size 1, 4-pole, N pole on left, In=4000 A up to 690 V AC 50/60 Hz, breaking capacity H Icu=100/85 kA at 500/690 V, tripping unit ETU300 LSI G optimized for standard applications, without display, basic protection LT, ST, INST, GF, including protection of the N conductor (internal neutral point sensor available), trip alarm switch (1 x CO), connection at rear horizontal without Com & metering function Manual operating mechanism with mechanical closing, without Spring charging motor, Ready-to-close signal. switch, Auxiliary switches 2NO+2NC, without Closing coil (CC), manual operating mechanism with mechanical closing, without Remote trip alarm reset coil (RR), without 2nd shunt trip, without 1st Shunt trip | 362000 | 1 | Z\ | 1
3WA1240-5AC21-0AA0 |  | fixed-mounted circuit breaker, IEC 60947-2, size 1, 4-pole, N pole on right, In=4000 A up to 690 V AC 50/60 Hz, breaking capacity H Icu=100/85 kA at 500/690 V, tripping unit ETU300 LSI G optimized for standard applications, without display, basic protection LT, ST, INST, GF, including protection of the N conductor (internal neutral point sensor available), trip alarm switch (1 x CO), connection at rear vertical, without Com & metering function Manual operating mechanism with mechanical closing, without Spring charging motor, Ready-to-close signal. switch, Auxiliary switches 2NO+2NC, without Closing coil (CC), manual operating mechanism with mechanical closing, without Remote trip alarm reset coil (RR), without 2nd shunt trip, without 1st Shunt trip | 371000 | 1 | Z\ | 1
3WA1240-5AC22-0AA0 |  | fixed-mounted circuit breaker, IEC 60947-2, size 1, 4-pole, N pole on right, In=4000 A up to 690 V AC 50/60 Hz, breaking capacity H Icu=100/85 kA at 500/690 V, tripping unit ETU300 LSI G optimized for standard applications, without display, basic protection LT, ST, INST, GF, including protection of the N conductor (internal neutral point sensor available), trip alarm switch (1 x CO), connection at rear horizontal without Com & metering function Manual operating mechanism with mechanical closing, without Spring charging motor, Ready-to-close signal. switch, Auxiliary switches 2NO+2NC, without Closing coil (CC), manual operating mechanism with mechanical closing, without Remote trip alarm reset coil (RR), without 2nd shunt trip, without 1st Shunt trip | 362000 | 1 | Z\ | 1
3WA1240-5AC31-0AA0 |  | Withdrawable circuit breaker with guide frame, IEC 60947-2, frame size 2, 3-poles, In=4000A up to 690V AC 50/60Hz, breaking capacity H Icu=100/85kA at 500/690V, Trip unit ETU300 LSIG optimized for standard applica- tions, without display Protection LT, ST, INST, GF, N-protection required an external N-sensor, incl. trip alarm switch (1xCO), rear connection vertical, guide frame with shutter and w/o position signalling switch, without Com & metering function Manual operating mechanism with mechanical closing, without Spring charging motor, Ready-to-close signal. switch, Auxiliary switches 2NO+2NC, without Closing coil (CC), manual operating mechanism with mechanical closing, without Remote trip alarm reset coil (RR), without 2nd shunt trip, without 1st Shunt trip | 337000 | 1 | Z\ | 1
3WA1240-5AC32-0AA0 |  | withdrawable circuit breaker, with guide frame, IEC 60947-2, size 1, 3-pole, In=4000 A up to 690 V AC 50/60 Hz, breaking capacity H Icu=100/85 kA at 500/690 V, tripping unit ETU300 LSI G optimized for standard applications, without display, basic protection LT, ST, INST, GF, neutral conductor protection requires an external neutral point current sensor, trip alarm switch (1 x CO), connection at rear horizontal guide frame with shutter, without position signaling switch, without Com & metering function Manual operating mechanism with mechanical closing, without Spring charging motor, Ready-to-close signal. switch, Auxiliary switches 2NO+2NC, without Closing coil (CC), manual operating mechanism with mechanical closing, without Remote trip alarm reset coil (RR), without 2nd shunt trip, without 1st Shunt trip | 336000 | 1 | Z\ | 1
3WA1240-5AC41-0AA0 |  | Withdrawable circuit breaker with guide frame, IEC 60947-2, frame size 2, 4-poles, N-pole left, In=4000A up to 690V AC 50/60Hz, breaking capacity H Icu=100/85kA at 500/690V, Trip unit ETU300 LSIG optimized for standard applica- tions, without display Protection LT, ST, INST, GF, include N-protection, (internal N-sensor available), incl. trip alarm switch (1xCO), rear connection vertical, guide frame with shutter and w/o position signalling switch, without Com & metering function Manual operating mechanism with mechanical closing, without Spring charging motor, Ready-to-close signal. switch, Auxiliary switches 2NO+2NC, without Closing coil (CC), manual operating mechanism with mechanical closing, without Remote trip alarm reset coil (RR), without 2nd shunt trip, without 1st Shunt trip | 445000 | 1 | Z\ | 1
3WA1240-5AC42-0AA0 |  | withdrawable circuit breaker, with guide frame, IEC 60947-2, size 1, 4-pole, N pole on left, In=4000 A up to 690 V AC 50/60 Hz, breaking capacity H Icu=100/85 kA at 500/690 V, tripping unit ETU300 LSI G optimized for standard applications, without display, basic protection LT, ST, INST, GF, including protection of the N conductor (internal neutral point sensor available), trip alarm switch (1 x CO), connection at rear horizontal guide frame with shutter, without position signaling switch, without Com & metering function Manual operating mechanism with mechanical closing, without Spring charging motor, Ready-to-close signal. switch, Auxiliary switches 2NO+2NC, without Closing coil (CC), manual operating mechanism with mechanical closing, without Remote trip alarm reset coil (RR), without 2nd shunt trip, without 1st Shunt trip | 443000 | 1 | Z\ | 1
3WA1240-5AE01-0AA0 |  | Fixed-mounted circuit breaker IEC 60947-2, frame size 2, 3-poles, In=4000A up to 690V AC 50/60Hz, breaking capacity H Icu=100/85kA at 500/690V, Trip unit ETU600 LSI upgrade ready , colordisplay, bluetooth and USB interface, Protection LT, ST, INST, N-protection required an external N-sensor, incl. trip alarm switch (1xCO), rear connection vertical, without Com & metering function Manual operating mechanism with mechanical closing, without Spring charging motor, Ready-to-close signal. switch, Auxiliary switches 2NO+2NC, without Closing coil (CC), manual operating mechanism with mechanical closing, without Remote trip alarm reset coil (RR), without 2nd shunt trip, without 1st Shunt trip | 281000 | 1 | Z\ | 1
3WA1240-5AE02-0AA0 |  | fixed-mounted circuit breaker, IEC 60947-2, size 2, 3-pole, In=4000 A up to 690 V AC 50/60 Hz, breaking capacity H Icu=100/85 kA at 500/690 V, tripping unit ETU600 LSI upgradeable, color display, Bluetooth, USB interface, basic protection LT, ST, INST, neutral conductor protection requires an external neutral point current sensor, trip alarm switch (1 x CO), connection at rear horizontal without Com & metering function Manual operating mechanism with mechanical closing, without Spring charging motor, Ready-to-close signal. switch, Auxiliary switches 2NO+2NC, without Closing coil (CC), manual operating mechanism with mechanical closing, without Remote trip alarm reset coil (RR), without 2nd shunt trip, without 1st Shunt trip | 274000 | 1 | Z\ | 1
3WA1240-5AE11-0AA0 |  | Fixed-mounted circuit breaker IEC 60947-2, frame size 2, 4-poles, N-pole left, In=4000A up to 690V AC 50/60Hz, breaking capacity H Icu=100/85kA at 500/690V, Trip unit ETU600 LSI upgrade ready , colordisplay, bluetooth and USB interface, Protection LT, ST, INST, include N-protection, (internal N-sensor available), incl. trip alarm switch (1xCO), rear connection vertical, without Com & metering function Manual operating mechanism with mechanical closing, without Spring charging motor, Ready-to-close signal. switch, Auxiliary switches 2NO+2NC, without Closing coil (CC), manual operating mechanism with mechanical closing, without Remote trip alarm reset coil (RR), without 2nd shunt trip, without 1st Shunt trip | 370000 | 1 | Z\ | 1
3WA1240-5AE12-0AA0 |  | fixed-mounted circuit breaker, IEC 60947-2, size 2, 4-pole, N pole on left, In=4000 A up to 690 V AC 50/60 Hz, breaking capacity H Icu=100/85 kA at 500/690 V, tripping unit ETU600 LSI upgradeable, color display, Bluetooth, USB interface, basic protection LT, ST, INST, including protection of the N conductor (internal neutral point sensor available), trip alarm switch (1 x CO), connection at rear horizontal without Com & metering function Manual operating mechanism with mechanical closing, without Spring charging motor, Ready-to-close signal. switch, Auxiliary switches 2NO+2NC, without Closing coil (CC), manual operating mechanism with mechanical closing, without Remote trip alarm reset coil (RR), without 2nd shunt trip, without 1st Shunt trip | 361000 | 1 | Z\ | 1
3WA1240-5AE21-0AA0 |  | fixed-mounted circuit breaker, IEC 60947-2, size 2, 4-pole, N pole on right, In=4000 A up to 690 V AC 50/60 Hz, breaking capacity H Icu=100/85 kA at 500/690 V, tripping unit ETU600 LSI upgradeable, color display, Bluetooth, USB interface, basic protection LT, ST, INST, including protection of the N conductor (internal neutral point sensor available), trip alarm switch (1 x CO), connection at rear vertical, without Com & metering function Manual operating mechanism with mechanical closing, without Spring charging motor, Ready-to-close signal. switch, Auxiliary switches 2NO+2NC, without Closing coil (CC), manual operating mechanism with mechanical closing, without Remote trip alarm reset coil (RR), without 2nd shunt trip, without 1st Shunt trip | 370000 | 1 | Z\ | 1
3WA1240-5AE22-0AA0 |  | fixed-mounted circuit breaker, IEC 60947-2, size 2, 4-pole, N pole on right, In=4000 A up to 690 V AC 50/60 Hz, breaking capacity H Icu=100/85 kA at 500/690 V, tripping unit ETU600 LSI upgradeable, color display, Bluetooth, USB interface, basic protection LT, ST, INST, including protection of the N conductor (internal neutral point sensor available), trip alarm switch (1 x CO), connection at rear horizontal without Com & metering function Manual operating mechanism with mechanical closing, without Spring charging motor, Ready-to-close signal. switch, Auxiliary switches 2NO+2NC, without Closing coil (CC), manual operating mechanism with mechanical closing, without Remote trip alarm reset coil (RR), without 2nd shunt trip, without 1st Shunt trip | 361000 | 1 | Z\ | 1
3WA1240-5AE31-0AA0 |  | Withdrawable circuit breaker with guide frame, IEC 60947-2, frame size 2, 3-poles, In=4000A up to 690V AC 50/60Hz, breaking capacity H Icu=100/85kA at 500/690V, Trip unit ETU600 LSI upgrade ready , colordisplay, bluetooth and USB interface, Protection LT, ST, INST, N-protection required an external N-sensor, incl. trip alarm switch (1xCO), rear connection vertical, guide frame with shutter and w/o position signalling switch, without Com & metering function Manual operating mechanism with mechanical closing, without Spring charging motor, Ready-to-close signal. switch, Auxiliary switches 2NO+2NC, without Closing coil (CC), manual operating mechanism with mechanical closing, without Remote trip alarm reset coil (RR), without 2nd shunt trip, without 1st Shunt trip | 336000 | 1 | Z\ | 1
3WA1240-5AE32-0AA0 |  | withdrawable circuit breaker, with guide frame, IEC 60947-2, size 2, 3-pole, In=4000 A up to 690 V AC 50/60 Hz, breaking capacity H Icu=100/85 kA at 500/690 V, tripping unit ETU600 LSI upgradeable, color display, Bluetooth, USB interface, basic protection LT, ST, INST, neutral conductor protection requires an external neutral point current sensor, trip alarm switch (1 x CO), connection at rear horizontal guide frame with shutter, without position signaling switch, without Com & metering function Manual operating mechanism with mechanical closing, without Spring charging motor, Ready-to-close signal. switch, Auxiliary switches 2NO+2NC, without Closing coil (CC), manual operating mechanism with mechanical closing, without Remote trip alarm reset coil (RR), without 2nd shunt trip, without 1st Shunt trip | 335000 | 1 | Z\ | 1
3WA1240-5AE41-0AA0 |  | Withdrawable circuit breaker with guide frame, IEC 60947-2, frame size 2, 4-poles, N-pole left, In=4000A up to 690V AC 50/60Hz, breaking capacity H Icu=100/85kA at 500/690V, Trip unit ETU600 LSI upgrade ready , colordisplay, bluetooth and USB interface, Protection LT, ST, INST, include N-protection, (internal N-sensor available), incl. trip alarm switch (1xCO), rear connection vertical, guide frame with shutter and w/o position signalling switch, without Com & metering function Manual operating mechanism with mechanical closing, without Spring charging motor, Ready-to-close signal. switch, Auxiliary switches 2NO+2NC, without Closing coil (CC), manual operating mechanism with mechanical closing, without Remote trip alarm reset coil (RR), without 2nd shunt trip, without 1st Shunt trip | 444000 | 1 | Z\ | 1
3WA1240-5AE42-0AA0 |  | withdrawable circuit breaker, with guide frame, IEC 60947-2, size 2, 4-pole, N pole on left, In=4000 A up to 690 V AC 50/60 Hz, breaking capacity H Icu=100/85 kA at 500/690 V, tripping unit ETU600 LSI upgradeable, color display, Bluetooth, USB interface, basic protection LT, ST, INST, including protection of the N conductor (internal neutral point sensor available), trip alarm switch (1 x CO), connection at rear horizontal guide frame with shutter, without position signaling switch, without Com & metering function Manual operating mechanism with mechanical closing, without Spring charging motor, Ready-to-close signal. switch, Auxiliary switches 2NO+2NC, without Closing coil (CC), manual operating mechanism with mechanical closing, without Remote trip alarm reset coil (RR), without 2nd shunt trip, without 1st Shunt trip | 442000 | 1 | Z\ | 1
3WA1240-5AF01-0AA0 |  | Fixed-mounted circuit breaker IEC 60947-2, frame size 2, 3-poles, In=4000A up to 690V AC 50/60Hz, breaking capacity H Icu=100/85kA at 500/690V, Trip unit ETU600 LSIG upgrade ready , colordisplay, bluetooth and USB interface, Protection LT, ST, INST, GFx, N-protection required an external N-sensor, incl. trip alarm switch (1xCO), rear connection vertical, without Com & metering function Manual operating mechanism with mechanical closing, without Spring charging motor, Ready-to-close signal. switch, Auxiliary switches 2NO+2NC, without Closing coil (CC), manual operating mechanism with mechanical closing, without Remote trip alarm reset coil (RR), without 2nd shunt trip, without 1st Shunt trip | 291000 | 1 | Z\ | 1
3WA1240-5AF02-0AA0 |  | fixed-mounted circuit breaker, IEC 60947-2, size 2, 3-pole, In=4000 A up to 690 V AC 50/60 Hz, breaking capacity H Icu=100/85 kA at 500/690 V, tripping unit ETU600 LSIG upgradeable, color display, Bluetooth, USB interface, basic protection LT, ST, INST, GFx, neutral conductor protection requires an external neutral point current sensor, trip alarm switch (1 x CO), connection at rear horizontal without Com & metering function Manual operating mechanism with mechanical closing, without Spring charging motor, Ready-to-close signal. switch, Auxiliary switches 2NO+2NC, without Closing coil (CC), manual operating mechanism with mechanical closing, without Remote trip alarm reset coil (RR), without 2nd shunt trip, without 1st Shunt trip | 284000 | 1 | Z\ | 1
3WA1240-5AF11-0AA0 |  | Fixed-mounted circuit breaker IEC 60947-2, frame size 2, 4-poles, N-pole left, In=4000A up to 690V AC 50/60Hz, breaking capacity H Icu=100/85kA at 500/690V, Trip unit ETU600 LSIG upgrade ready , colordisplay, bluetooth and USB interface, Protection LT, ST, INST, GFx, include N-protection, (internal N-sensor available), incl. trip alarm switch (1xCO), rear connection vertical, without Com & metering function Manual operating mechanism with mechanical closing, without Spring charging motor, Ready-to-close signal. switch, Auxiliary switches 2NO+2NC, without Closing coil (CC), manual operating mechanism with mechanical closing, without Remote trip alarm reset coil (RR), without 2nd shunt trip, without 1st Shunt trip | 381000 | 1 | Z\ | 1
3WA1240-5AF12-0AA0 |  | fixed-mounted circuit breaker, IEC 60947-2, size 2, 4-pole, N pole on left, In=4000 A up to 690 V AC 50/60 Hz, breaking capacity H Icu=100/85 kA at 500/690 V, tripping unit ETU600 LSIG upgradeable, color display, Bluetooth, USB interface, basic protection LT, ST, INST, GFx, including protection of the N conductor (internal neutral point sensor available), trip alarm switch (1 x CO), connection at rear horizontal without Com & metering function Manual operating mechanism with mechanical closing, without Spring charging motor, Ready-to-close signal. switch, Auxiliary switches 2NO+2NC, without Closing coil (CC), manual operating mechanism with mechanical closing, without Remote trip alarm reset coil (RR), without 2nd shunt trip, without 1st Shunt trip | 372000 | 1 | Z\ | 1
3WA1240-5AF21-0AA0 |  | fixed-mounted circuit breaker, IEC 60947-2, size 2, 4-pole, N pole on right, In=4000 A up to 690 V AC 50/60 Hz, breaking capacity H Icu=100/85 kA at 500/690 V, tripping unit ETU600 LSIG upgradeable, color display, Bluetooth, USB interface, basic protection LT, ST, INST, GFx, including protection of the N conductor (internal neutral point sensor available), trip alarm switch (1 x CO), connection at rear vertical, without Com & metering function Manual operating mechanism with mechanical closing, without Spring charging motor, Ready-to-close signal. switch, Auxiliary switches 2NO+2NC, without Closing coil (CC), manual operating mechanism with mechanical closing, without Remote trip alarm reset coil (RR), without 2nd shunt trip, without 1st Shunt trip | 381000 | 1 | Z\ | 1
3WA1240-5AF22-0AA0 |  | fixed-mounted circuit breaker, IEC 60947-2, size 2, 4-pole, N pole on right, In=4000 A up to 690 V AC 50/60 Hz, breaking capacity H Icu=100/85 kA at 500/690 V, tripping unit ETU600 LSIG upgradeable, color display, Bluetooth, USB interface, basic protection LT, ST, INST, GFx, including protection of the N conductor (internal neutral point sensor available), trip alarm switch (1 x CO), connection at rear horizontal without Com & metering function Manual operating mechanism with mechanical closing, without Spring charging motor, Ready-to-close signal. switch, Auxiliary switches 2NO+2NC, without Closing coil (CC), manual operating mechanism with mechanical closing, without Remote trip alarm reset coil (RR), without 2nd shunt trip, without 1st Shunt trip | 372000 | 1 | Z\ | 1
3WA1240-5AF31-0AA0 |  | Withdrawable circuit breaker with guide frame, IEC 60947-2, frame size 2, 3-poles, In=4000A up to 690V AC 50/60Hz, breaking capacity H Icu=100/85kA at 500/690V, Trip unit ETU600 LSIG upgrade ready , colordisplay, bluetooth and USB interface, Protection LT, ST, INST, GFx, N-protection required an external N-sensor, incl. trip alarm switch (1xCO), rear connection vertical, guide frame with shutter and w/o position signalling switch, without Com & metering function Manual operating mechanism with mechanical closing, without Spring charging motor, Ready-to-close signal. switch, Auxiliary switches 2NO+2NC, without Closing coil (CC), manual operating mechanism with mechanical closing, without Remote trip alarm reset coil (RR), without 2nd shunt trip, without 1st Shunt trip | 347000 | 1 | Z\ | 1
3WA1240-5AF31-0EA4-Z | S07T40 | Withdrawable circuit breaker with guide frame, IEC 60947-2, frame size 2, 3-poles, In=4000A up to 690V AC 50/60Hz, breaking capacity H Icu=100/85kA at 500/690V, Trip unit ETU600 LSIG upgrade ready , colordisplay, bluetooth and USB interface, Protection LT, ST, INST, GFx, N-protection required an external N-sensor, incl. trip alarm switch (1xCO), rear connection vertical, guide frame with shutter and w/o position signalling switch, without Com & metering function Manual operating mechanism with mechanical closing, without Spring charging motor, Ready-to-close signal. switch, Auxiliary switches 2NO+2NC, Closing coil (CC) 100% OP 208-240 V AC / 220-250 V DC, applicable for continuous duty, without Remote trip alarm reset coil (RR), without 2nd shunt trip, Shunt trip (ST) 100% OP 208-240 V AC / 220-250 V DC, suitable for continuous duty, Option S07 = Locking provision against unauthorized closing Secured Open; for padlock device Padlocks are not included. Option T40 = Door sealing frame IP41 | 357080 | 1 | Z\ | 1
3WA1240-5AF32-0AA0 |  | withdrawable circuit breaker, with guide frame, IEC 60947-2, size 2, 3-pole, In=4000 A up to 690 V AC 50/60 Hz, breaking capacity H Icu=100/85 kA at 500/690 V, tripping unit ETU600 LSIG upgradeable, color display, Bluetooth, USB interface, basic protection LT, ST, INST, GFx, neutral conductor protection requires an external neutral point current sensor, trip alarm switch (1 x CO), connection at rear horizontal guide frame with shutter, without position signaling switch, without Com & metering function Manual operating mechanism with mechanical closing, without Spring charging motor, Ready-to-close signal. switch, Auxiliary switches 2NO+2NC, without Closing coil (CC), manual operating mechanism with mechanical closing, without Remote trip alarm reset coil (RR), without 2nd shunt trip, without 1st Shunt trip | 345000 | 1 | Z\ | 1
3WA1240-5AF41-0AA0 |  | Withdrawable circuit breaker with guide frame, IEC 60947-2, frame size 2, 4-poles, N-pole left, In=4000A up to 690V AC 50/60Hz, breaking capacity H Icu=100/85kA at 500/690V, Trip unit ETU600 LSIG upgrade ready , colordisplay, bluetooth and USB interface, Protection LT, ST, INST, GFx, include N-protection, (internal N-sensor available), incl. trip alarm switch (1xCO), rear connection vertical, guide frame with shutter and w/o position signalling switch, without Com & metering function Manual operating mechanism with mechanical closing, without Spring charging motor, Ready-to-close signal. switch, Auxiliary switches 2NO+2NC, without Closing coil (CC), manual operating mechanism with mechanical closing, without Remote trip alarm reset coil (RR), without 2nd shunt trip, without 1st Shunt trip | 454000 | 1 | Z\ | 1
3WA1240-5AF42-0AA0 |  | withdrawable circuit breaker, with guide frame, IEC 60947-2, size 2, 4-pole, N pole on left, In=4000 A up to 690 V AC 50/60 Hz, breaking capacity H Icu=100/85 kA at 500/690 V, tripping unit ETU600 LSIG upgradeable, color display, Bluetooth, USB interface, basic protection LT, ST, INST, GFx, including protection of the N conductor (internal neutral point sensor available), trip alarm switch (1 x CO), connection at rear horizontal guide frame with shutter, without position signaling switch, without Com & metering function Manual operating mechanism with mechanical closing, without Spring charging motor, Ready-to-close signal. switch, Auxiliary switches 2NO+2NC, without Closing coil (CC), manual operating mechanism with mechanical closing, without Remote trip alarm reset coil (RR), without 2nd shunt trip, without 1st Shunt trip | 453000 | 1 | Z\ | 1
3WA1240-5AG01-0AA0 |  | Fixed-mounted circuit breaker IEC 60947-2, frame size 2, 3-poles, In=4000A up to 690V AC 50/60Hz, breaking capacity H Icu=100/85kA at 500/690V, Trip unit ETU600 LSIG Hi-Z upgrade ready , colordisplay, bluetooth and USB interface, Protection LT, ST, INST, GFx, with GF highimpedance-input N-protection required an external N-sensor, incl. trip alarm switch (1xCO), rear connection vertical, without Com & metering function Manual operating mechanism with mechanical closing, without Spring charging motor, Ready-to-close signal. switch, Auxiliary switches 2NO+2NC, without Closing coil (CC), manual operating mechanism with mechanical closing, without Remote trip alarm reset coil (RR), without 2nd shunt trip, without 1st Shunt trip | 312000 | 1 | Z\ | 1
3WA1240-5AG02-0AA0 |  | fixed-mounted circuit breaker, IEC 60947-2, size 2, 3-pole, In=4000 A up to 690 V AC 50/60 Hz, breaking capacity H Icu=100/85 kA at 500/690 V, tripping unit ETU600 LSIG Hi-Z upgradeable, color display, Bluetooth, USB interface, basic protection LT, ST, INST, GFx, with GF high-impedance input, neutral conductor protection requires an external neutral point current sensor, trip alarm switch (1 x CO), connection at rear horizontal without Com & metering function Manual operating mechanism with mechanical closing, without Spring charging motor, Ready-to-close signal. switch, Auxiliary switches 2NO+2NC, without Closing coil (CC), manual operating mechanism with mechanical closing, without Remote trip alarm reset coil (RR), without 2nd shunt trip, without 1st Shunt trip | 305000 | 1 | Z\ | 1
3WA1240-5AG11-0AA0 |  | Fixed-mounted circuit breaker IEC 60947-2, frame size 2, 4-poles, N-pole left, In=4000A up to 690V AC 50/60Hz, breaking capacity H Icu=100/85kA at 500/690V, Trip unit ETU600 LSIG Hi-Z upgrade ready , colordisplay, bluetooth and USB interface, Protection LT, ST, INST, GFx, with GF highimpedance-input include N-protection, (internal N-sensor available), incl. trip alarm switch (1xCO), rear connection vertical, without Com & metering function Manual operating mechanism with mechanical closing, without Spring charging motor, Ready-to-close signal. switch, Auxiliary switches 2NO+2NC, without Closing coil (CC), manual operating mechanism with mechanical closing, without Remote trip alarm reset coil (RR), without 2nd shunt trip, without 1st Shunt trip | 402000 | 1 | Z\ | 1
3WA1240-5AG12-0AA0 |  | fixed-mounted circuit breaker, IEC 60947-2, size 2, 4-pole, N pole on left, In=4000 A up to 690 V AC 50/60 Hz, breaking capacity H Icu=100/85 kA at 500/690 V, tripping unit ETU600 LSIG Hi-Z upgradeable, color display, Bluetooth, USB interface, basic protection LT, ST, INST, GFx, with GF high-impedance input, including protection of the N conductor (internal neutral point sensor available), trip alarm switch (1 x CO), connection at rear horizontal without Com & metering function Manual operating mechanism with mechanical closing, without Spring charging motor, Ready-to-close signal. switch, Auxiliary switches 2NO+2NC, without Closing coil (CC), manual operating mechanism with mechanical closing, without Remote trip alarm reset coil (RR), without 2nd shunt trip, without 1st Shunt trip | 393000 | 1 | Z\ | 1
3WA1240-5AG21-0AA0 |  | fixed-mounted circuit breaker, IEC 60947-2, size 2, 4-pole, N pole on right, In=4000 A up to 690 V AC 50/60 Hz, breaking capacity H Icu=100/85 kA at 500/690 V, tripping unit ETU600 LSIG Hi-Z upgradeable, color display, Bluetooth, USB interface, basic protection LT, ST, INST, GFx, with GF high-impedance input, including protection of the N conductor (internal neutral point sensor available), trip alarm switch (1 x CO), connection at rear vertical, without Com & metering function Manual operating mechanism with mechanical closing, without Spring charging motor, Ready-to-close signal. switch, Auxiliary switches 2NO+2NC, without Closing coil (CC), manual operating mechanism with mechanical closing, without Remote trip alarm reset coil (RR), without 2nd shunt trip, without 1st Shunt trip | 402000 | 1 | Z\ | 1
3WA1240-5AG22-0AA0 |  | fixed-mounted circuit breaker, IEC 60947-2, size 2, 4-pole, N pole on right, In=4000 A up to 690 V AC 50/60 Hz, breaking capacity H Icu=100/85 kA at 500/690 V, tripping unit ETU600 LSIG Hi-Z upgradeable, color display, Bluetooth, USB interface, basic protection LT, ST, INST, GFx, with GF high-impedance input, including protection of the N conductor (internal neutral point sensor available), trip alarm switch (1 x CO), connection at rear horizontal without Com & metering function Manual operating mechanism with mechanical closing, without Spring charging motor, Ready-to-close signal. switch, Auxiliary switches 2NO+2NC, without Closing coil (CC), manual operating mechanism with mechanical closing, without Remote trip alarm reset coil (RR), without 2nd shunt trip, without 1st Shunt trip | 393000 | 1 | Z\ | 1
3WA1240-5AG31-0AA0 |  | Withdrawable circuit breaker with guide frame, IEC 60947-2, frame size 2, 3-poles, In=4000A up to 690V AC 50/60Hz, breaking capacity H Icu=100/85kA at 500/690V, Trip unit ETU600 LSIG Hi-Z upgrade ready , colordisplay, bluetooth and USB interface, Protection LT, ST, INST, GFx, with GF highimpedance-input N-protection required an external N-sensor, incl. trip alarm switch (1xCO), rear connection vertical, guide frame with shutter and w/o position signalling switch, without Com & metering function Manual operating mechanism with mechanical closing, without Spring charging motor, Ready-to-close signal. switch, Auxiliary switches 2NO+2NC, without Closing coil (CC), manual operating mechanism with mechanical closing, without Remote trip alarm reset coil (RR), without 2nd shunt trip, without 1st Shunt trip | 368000 | 1 | Z\ | 1
3WA1240-5AG32-0AA0 |  | withdrawable circuit breaker, with guide frame, IEC 60947-2, size 2, 3-pole, In=4000 A up to 690 V AC 50/60 Hz, breaking capacity H Icu=100/85 kA at 500/690 V, tripping unit ETU600 LSIG Hi-Z upgradeable, color display, Bluetooth, USB interface, basic protection LT, ST, INST, GFx, with GF high-impedance input, neutral conductor protection requires an external neutral point current sensor, trip alarm switch (1 x CO), connection at rear horizontal guide frame with shutter, without position signaling switch, without Com & metering function Manual operating mechanism with mechanical closing, without Spring charging motor, Ready-to-close signal. switch, Auxiliary switches 2NO+2NC, without Closing coil (CC), manual operating mechanism with mechanical closing, without Remote trip alarm reset coil (RR), without 2nd shunt trip, without 1st Shunt trip | 367000 | 1 | Z\ | 1
3WA1240-5AG41-0AA0 |  | Withdrawable circuit breaker with guide frame, IEC 60947-2, frame size 2, 4-poles, N-pole left, In=4000A up to 690V AC 50/60Hz, breaking capacity H Icu=100/85kA at 500/690V, Trip unit ETU600 LSIG Hi-Z upgrade ready , colordisplay, bluetooth and USB interface, Protection LT, ST, INST, GFx, with GF highimpedance-input include N-protection, (internal N-sensor available), incl. trip alarm switch (1xCO), rear connection vertical, guide frame with shutter and w/o position signalling switch, without Com & metering function Manual operating mechanism with mechanical closing, without Spring charging motor, Ready-to-close signal. switch, Auxiliary switches 2NO+2NC, without Closing coil (CC), manual operating mechanism with mechanical closing, without Remote trip alarm reset coil (RR), without 2nd shunt trip, without 1st Shunt trip | 476000 | 1 | Z\ | 1
3WA1240-5AG42-0AA0 |  | withdrawable circuit breaker, with guide frame, IEC 60947-2, size 2, 4-pole, N pole on left, In=4000 A up to 690 V AC 50/60 Hz, breaking capacity H Icu=100/85 kA at 500/690 V, tripping unit ETU600 LSIG Hi-Z upgradeable, color display, Bluetooth, USB interface, basic protection LT, ST, INST, GFx, with GF high-impedance input, including protection of the N conductor (internal neutral point sensor available), trip alarm switch (1 x CO), connection at rear horizontal guide frame with shutter, without position signaling switch, without Com & metering function Manual operating mechanism with mechanical closing, without Spring charging motor, Ready-to-close signal. switch, Auxiliary switches 2NO+2NC, without Closing coil (CC), manual operating mechanism with mechanical closing, without Remote trip alarm reset coil (RR), without 2nd shunt trip, without 1st Shunt trip | 474000 | 1 | Z\ | 1
3WA1240-5CA01-0AA0 |  | Non-automatic circuit breaker Fixed-mounted version, IEC 60947-2, frame size 2, 3-poles, In=4000A up to 690V AC 50/60Hz, breaking capacity H Icc=100/85kA at 500/690V, without electr. trip unit ETU, rear connection vertical, able to communication, Manual operating mechanism with mechanical closing, without Spring charging motor, Ready-to-close signal. switch, Auxiliary switches 2NO+2NC, without Closing coil (CC), manual operating mechanism with mechanical closing, without Remote trip alarm reset coil (RR), without 2nd shunt trip, without 1st Shunt trip | 263430 | 1 | Z\ | 1
3WA1240-5CA02-0AA0 |  | AC non-automatic air circuit breaker 3WA, fixed-mounted version, IEC 60947-2, size 2, 3-pole, In=4000 A up to 690 V AC 50/60 Hz, breaking capacity H, Icc=100/85 kA at 500/690 V, without electronic trip unit ETU, connection at rear horizontal able to communication, Manual operating mechanism with mechanical closing, without Spring charging motor, Ready-to-close signal. switch, Auxiliary switches 2NO+2NC, without Closing coil (CC), manual operating mechanism with mechanical closing, without Remote trip alarm reset coil (RR), without 2nd shunt trip, without 1st Shunt trip | 256430 | 1 | Z\ | 1
3WA1240-5CA11-0AA0 |  | Non-automatic circuit breaker Fixed-mounted version, IEC 60947-2, frame size 2, 4-poles, N-pole left, In=4000A up to 690V AC 50/60Hz, breaking capacity H Icc=100/85kA at 500/690V, without electr. trip unit ETU, rear connection vertical, able to communication, Manual operating mechanism with mechanical closing, without Spring charging motor, Ready-to-close signal. switch, Auxiliary switches 2NO+2NC, without Closing coil (CC), manual operating mechanism with mechanical closing, without Remote trip alarm reset coil (RR), without 2nd shunt trip, without 1st Shunt trip | 346430 | 1 | Z\ | 1
3WA1240-5CA12-0AA0 |  | AC non-automatic air circuit breaker 3WA, fixed-mounted version, IEC 60947-2, size 2, 4-pole, N pole on left, In=4000 A up to 690 V AC 50/60 Hz, breaking capacity H, Icc=100/85 kA at 500/690 V, without electronic trip unit ETU, connection at rear horizontal able to communication, Manual operating mechanism with mechanical closing, without Spring charging motor, Ready-to-close signal. switch, Auxiliary switches 2NO+2NC, without Closing coil (CC), manual operating mechanism with mechanical closing, without Remote trip alarm reset coil (RR), without 2nd shunt trip, without 1st Shunt trip | 337430 | 1 | Z\ | 1
3WA1240-5CA21-0AA0 |  | AC non-automatic air circuit breaker 3WA, fixed-mounted version, IEC 60947-2, size 2, 4-pole, N pole on right, In=4000 A up to 690 V AC 50/60 Hz, breaking capacity H, Icc=100/85 kA at 500/690 V, without electronic trip unit ETU, connection at rear vertical, able to communication, Manual operating mechanism with mechanical closing, without Spring charging motor, Ready-to-close signal. switch, Auxiliary switches 2NO+2NC, without Closing coil (CC), manual operating mechanism with mechanical closing, without Remote trip alarm reset coil (RR), without 2nd shunt trip, without 1st Shunt trip | 346430 | 1 | Z\ | 1
3WA1240-5CA22-0AA0 |  | AC non-automatic air circuit breaker 3WA, fixed-mounted version, IEC 60947-2, size 2, 4-pole, N pole on right, In=4000 A up to 690 V AC 50/60 Hz, breaking capacity H, Icc=100/85 kA at 500/690 V, without electronic trip unit ETU, connection at rear horizontal able to communication, Manual operating mechanism with mechanical closing, without Spring charging motor, Ready-to-close signal. switch, Auxiliary switches 2NO+2NC, without Closing coil (CC), manual operating mechanism with mechanical closing, without Remote trip alarm reset coil (RR), without 2nd shunt trip, without 1st Shunt trip | 337430 | 1 | Z\ | 1
3WA1240-5CA31-0AA0 |  | Non-automatic circuit breaker withdrawable version, with guide frame, IEC 60947-2, frame size 2, 3-poles, In=4000A up to 690V AC 50/60Hz, breaking capacity H Icc=100/85kA at 500/690V, without electr. trip unit ETU, rear connection vertical, guide frame with shutter and w/o position signalling switch, able to communication, Manual operating mechanism with mechanical closing, without Spring charging motor, Ready-to-close signal. switch, Auxiliary switches 2NO+2NC, without Closing coil (CC), manual operating mechanism with mechanical closing, without Remote trip alarm reset coil (RR), without 2nd shunt trip, without 1st Shunt trip | 314430 | 1 | Z\ | 1
3WA1240-5CA32-0AA0 |  | AC non-automatic air circuit breaker 3WA, withdrawable version, with guide frame, IEC 60947-2, size 2, 3-pole, In=4000 A up to 690 V AC 50/60 Hz, breaking capacity H, Icc=100/85 kA at 500/690 V, without electronic trip unit ETU, connection at rear horizontal guide frame with shutter, without position signaling switch, able to communication, Manual operating mechanism with mechanical closing, without Spring charging motor, Ready-to-close signal. switch, Auxiliary switches 2NO+2NC, without Closing coil (CC), manual operating mechanism with mechanical closing, without Remote trip alarm reset coil (RR), without 2nd shunt trip, without 1st Shunt trip | 312430 | 1 | Z\ | 1
3WA1240-5CA41-0AA0 |  | Non-automatic circuit breaker withdrawable version, with guide frame, IEC 60947-2, frame size 2, 4-poles, N-pole left, In=4000A up to 690V AC 50/60Hz, breaking capacity H Icc=100/85kA at 500/690V, without electr. trip unit ETU, rear connection vertical, guide frame with shutter and w/o position signalling switch, able to communication, Manual operating mechanism with mechanical closing, without Spring charging motor, Ready-to-close signal. switch, Auxiliary switches 2NO+2NC, without Closing coil (CC), manual operating mechanism with mechanical closing, without Remote trip alarm reset coil (RR), without 2nd shunt trip, without 1st Shunt trip | 413430 | 1 | Z\ | 1
3WA1240-5CA42-0AA0 |  | AC non-automatic air circuit breaker 3WA, withdrawable version, with guide frame, IEC 60947-2, size 2, 4-pole, N pole on left, In=4000 A up to 690 V AC 50/60 Hz, breaking capacity H, Icc=100/85 kA at 500/690 V, without electronic trip unit ETU, connection at rear horizontal guide frame with shutter, without position signaling switch, able to communication, Manual operating mechanism with mechanical closing, without Spring charging motor, Ready-to-close signal. switch, Auxiliary switches 2NO+2NC, without Closing coil (CC), manual operating mechanism with mechanical closing, without Remote trip alarm reset coil (RR), without 2nd shunt trip, without 1st Shunt trip | 411430 | 1 | Z\ | 1
3WA1240-5EE01-0AA0 |  | Fixed-mounted circuit breaker IEC 60947-2, frame size 2, 3-poles, In=4000A up to 690V AC 50/60Hz, breaking capacity H Icu=100/85kA at 500/690V, Trip unit ETU600 LSI upgrade ready , colordisplay, bluetooth and USB interface, Protection LT, ST, INST, N-protection required an external N-sensor, incl. trip alarm switch (1xCO), rear connection vertical, with internal voltage tap on lower stab of circuit breaker, with voltage tap module VTM680 and power supply of ETU600, able to communication, integrated metering type PMF-1 Energy Efficiency, Voltage, Active energy Ea Manual operating mechanism with mechanical closing, without Spring charging motor, Ready-to-close signal. switch, Auxiliary switches 2NO+2NC, without Closing coil (CC), manual operating mechanism with mechanical closing, without Remote trip alarm reset coil (RR), without 2nd shunt trip, without 1st Shunt trip | 289870 | 1 | Z\ | 1
3WA1240-5EE02-0AA0 |  | fixed-mounted circuit breaker, IEC 60947-2, size 2, 3-pole, In=4000 A up to 690 V AC 50/60 Hz, breaking capacity H Icu=100/85 kA at 500/690 V, tripping unit ETU600 LSI upgradeable, color display, Bluetooth, USB interface, basic protection LT, ST, INST, neutral conductor protection requires an external neutral point current sensor, trip alarm switch (1 x CO), connection at rear horizontal with internal voltage tap on lower stab of circuit breaker, with voltage tap module VTM680 and power supply of ETU600, able to communication, integrated metering type PMF-1 Energy Efficiency, Voltage, Active energy Ea Manual operating mechanism with mechanical closing, without Spring charging motor, Ready-to-close signal. switch, Auxiliary switches 2NO+2NC, without Closing coil (CC), manual operating mechanism with mechanical closing, without Remote trip alarm reset coil (RR), without 2nd shunt trip, without 1st Shunt trip | 282870 | 1 | Z\ | 1
3WA1240-5EE11-0AA0 |  | Fixed-mounted circuit breaker IEC 60947-2, frame size 2, 4-poles, N-pole left, In=4000A up to 690V AC 50/60Hz, breaking capacity H Icu=100/85kA at 500/690V, Trip unit ETU600 LSI upgrade ready , colordisplay, bluetooth and USB interface, Protection LT, ST, INST, include N-protection, (internal N-sensor available), incl. trip alarm switch (1xCO), rear connection vertical, with internal voltage tap on lower stab of circuit breaker, with voltage tap module VTM680 and power supply of ETU600, able to communication, integrated metering type PMF-1 Energy Efficiency, Voltage, Active energy Ea Manual operating mechanism with mechanical closing, without Spring charging motor, Ready-to-close signal. switch, Auxiliary switches 2NO+2NC, without Closing coil (CC), manual operating mechanism with mechanical closing, without Remote trip alarm reset coil (RR), without 2nd shunt trip, without 1st Shunt trip | 378870 | 1 | Z\ | 1
3WA1240-5EE12-0AA0 |  | fixed-mounted circuit breaker, IEC 60947-2, size 2, 4-pole, N pole on left, In=4000 A up to 690 V AC 50/60 Hz, breaking capacity H Icu=100/85 kA at 500/690 V, tripping unit ETU600 LSI upgradeable, color display, Bluetooth, USB interface, basic protection LT, ST, INST, including protection of the N conductor (internal neutral point sensor available), trip alarm switch (1 x CO), connection at rear horizontal with internal voltage tap on lower stab of circuit breaker, with voltage tap module VTM680 and power supply of ETU600, able to communication, integrated metering type PMF-1 Energy Efficiency, Voltage, Active energy Ea Manual operating mechanism with mechanical closing, without Spring charging motor, Ready-to-close signal. switch, Auxiliary switches 2NO+2NC, without Closing coil (CC), manual operating mechanism with mechanical closing, without Remote trip alarm reset coil (RR), without 2nd shunt trip, without 1st Shunt trip | 369870 | 1 | Z\ | 1
3WA1240-5EE21-0AA0 |  | fixed-mounted circuit breaker, IEC 60947-2, size 2, 4-pole, N pole on right, In=4000 A up to 690 V AC 50/60 Hz, breaking capacity H Icu=100/85 kA at 500/690 V, tripping unit ETU600 LSI upgradeable, color display, Bluetooth, USB interface, basic protection LT, ST, INST, including protection of the N conductor (internal neutral point sensor available), trip alarm switch (1 x CO), connection at rear vertical, with internal voltage tap on lower stab of circuit breaker, with voltage tap module VTM680 and power supply of ETU600, able to communication, integrated metering type PMF-1 Energy Efficiency, Voltage, Active energy Ea Manual operating mechanism with mechanical closing, without Spring charging motor, Ready-to-close signal. switch, Auxiliary switches 2NO+2NC, without Closing coil (CC), manual operating mechanism with mechanical closing, without Remote trip alarm reset coil (RR), without 2nd shunt trip, without 1st Shunt trip | 378870 | 1 | Z\ | 1
3WA1240-5EE22-0AA0 |  | fixed-mounted circuit breaker, IEC 60947-2, size 2, 4-pole, N pole on right, In=4000 A up to 690 V AC 50/60 Hz, breaking capacity H Icu=100/85 kA at 500/690 V, tripping unit ETU600 LSI upgradeable, color display, Bluetooth, USB interface, basic protection LT, ST, INST, including protection of the N conductor (internal neutral point sensor available), trip alarm switch (1 x CO), connection at rear horizontal with internal voltage tap on lower stab of circuit breaker, with voltage tap module VTM680 and power supply of ETU600, able to communication, integrated metering type PMF-1 Energy Efficiency, Voltage, Active energy Ea Manual operating mechanism with mechanical closing, without Spring charging motor, Ready-to-close signal. switch, Auxiliary switches 2NO+2NC, without Closing coil (CC), manual operating mechanism with mechanical closing, without Remote trip alarm reset coil (RR), without 2nd shunt trip, without 1st Shunt trip | 369870 | 1 | Z\ | 1
3WA1240-5EE31-0AA0 |  | Withdrawable circuit breaker with guide frame, IEC 60947-2, frame size 2, 3-poles, In=4000A up to 690V AC 50/60Hz, breaking capacity H Icu=100/85kA at 500/690V, Trip unit ETU600 LSI upgrade ready , colordisplay, bluetooth and USB interface, Protection LT, ST, INST, N-protection required an external N-sensor, incl. trip alarm switch (1xCO), rear connection vertical, guide frame with shutter and w/o position signalling switch, with internal voltage tap on lower stab of circuit breaker, with voltage tap module VTM680 and power supply of ETU600, able to communication, integrated metering type PMF-1 Energy Efficiency, Voltage, Active energy Ea Manual operating mechanism with mechanical closing, without Spring charging motor, Ready-to-close signal. switch, Auxiliary switches 2NO+2NC, without Closing coil (CC), manual operating mechanism with mechanical closing, without Remote trip alarm reset coil (RR), without 2nd shunt trip, without 1st Shunt trip | 344870 | 1 | Z\ | 1
3WA1240-5EE32-0AA0 |  | withdrawable circuit breaker, with guide frame, IEC 60947-2, size 2, 3-pole, In=4000 A up to 690 V AC 50/60 Hz, breaking capacity H Icu=100/85 kA at 500/690 V, tripping unit ETU600 LSI upgradeable, color display, Bluetooth, USB interface, basic protection LT, ST, INST, neutral conductor protection requires an external neutral point current sensor, trip alarm switch (1 x CO), connection at rear horizontal guide frame with shutter, without position signaling switch, with internal voltage tap on lower stab of circuit breaker, with voltage tap module VTM680 and power supply of ETU600, able to communication, integrated metering type PMF-1 Energy Efficiency, Voltage, Active energy Ea Manual operating mechanism with mechanical closing, without Spring charging motor, Ready-to-close signal. switch, Auxiliary switches 2NO+2NC, without Closing coil (CC), manual operating mechanism with mechanical closing, without Remote trip alarm reset coil (RR), without 2nd shunt trip, without 1st Shunt trip | 343870 | 1 | Z\ | 1
3WA1240-5EE41-0AA0 |  | Withdrawable circuit breaker with guide frame, IEC 60947-2, frame size 2, 4-poles, N-pole left, In=4000A up to 690V AC 50/60Hz, breaking capacity H Icu=100/85kA at 500/690V, Trip unit ETU600 LSI upgrade ready , colordisplay, bluetooth and USB interface, Protection LT, ST, INST, include N-protection, (internal N-sensor available), incl. trip alarm switch (1xCO), rear connection vertical, guide frame with shutter and w/o position signalling switch, with internal voltage tap on lower stab of circuit breaker, with voltage tap module VTM680 and power supply of ETU600, able to communication, integrated metering type PMF-1 Energy Efficiency, Voltage, Active energy Ea Manual operating mechanism with mechanical closing, without Spring charging motor, Ready-to-close signal. switch, Auxiliary switches 2NO+2NC, without Closing coil (CC), manual operating mechanism with mechanical closing, without Remote trip alarm reset coil (RR), without 2nd shunt trip, without 1st Shunt trip | 452870 | 1 | Z\ | 1
3WA1240-5EE42-0AA0 |  | withdrawable circuit breaker, with guide frame, IEC 60947-2, size 2, 4-pole, N pole on left, In=4000 A up to 690 V AC 50/60 Hz, breaking capacity H Icu=100/85 kA at 500/690 V, tripping unit ETU600 LSI upgradeable, color display, Bluetooth, USB interface, basic protection LT, ST, INST, including protection of the N conductor (internal neutral point sensor available), trip alarm switch (1 x CO), connection at rear horizontal guide frame with shutter, without position signaling switch, with internal voltage tap on lower stab of circuit breaker, with voltage tap module VTM680 and power supply of ETU600, able to communication, integrated metering type PMF-1 Energy Efficiency, Voltage, Active energy Ea Manual operating mechanism with mechanical closing, without Spring charging motor, Ready-to-close signal. switch, Auxiliary switches 2NO+2NC, without Closing coil (CC), manual operating mechanism with mechanical closing, without Remote trip alarm reset coil (RR), without 2nd shunt trip, without 1st Shunt trip | 450870 | 1 | Z\ | 1
3WA1240-5EF01-0AA0 |  | Fixed-mounted circuit breaker IEC 60947-2, frame size 2, 3-poles, In=4000A up to 690V AC 50/60Hz, breaking capacity H Icu=100/85kA at 500/690V, Trip unit ETU600 LSIG upgrade ready , colordisplay, bluetooth and USB interface, Protection LT, ST, INST, GFx, N-protection required an external N-sensor, incl. trip alarm switch (1xCO), rear connection vertical, with internal voltage tap on lower stab of circuit breaker, with voltage tap module VTM680 and power supply of ETU600, able to communication, integrated metering type PMF-1 Energy Efficiency, Voltage, Active energy Ea Manual operating mechanism with mechanical closing, without Spring charging motor, Ready-to-close signal. switch, Auxiliary switches 2NO+2NC, without Closing coil (CC), manual operating mechanism with mechanical closing, without Remote trip alarm reset coil (RR), without 2nd shunt trip, without 1st Shunt trip | 299870 | 1 | Z\ | 1
3WA1240-5EF02-0AA0 |  | fixed-mounted circuit breaker, IEC 60947-2, size 2, 3-pole, In=4000 A up to 690 V AC 50/60 Hz, breaking capacity H Icu=100/85 kA at 500/690 V, tripping unit ETU600 LSIG upgradeable, color display, Bluetooth, USB interface, basic protection LT, ST, INST, GFx, neutral conductor protection requires an external neutral point current sensor, trip alarm switch (1 x CO), connection at rear horizontal with internal voltage tap on lower stab of circuit breaker, with voltage tap module VTM680 and power supply of ETU600, able to communication, integrated metering type PMF-1 Energy Efficiency, Voltage, Active energy Ea Manual operating mechanism with mechanical closing, without Spring charging motor, Ready-to-close signal. switch, Auxiliary switches 2NO+2NC, without Closing coil (CC), manual operating mechanism with mechanical closing, without Remote trip alarm reset coil (RR), without 2nd shunt trip, without 1st Shunt trip | 292870 | 1 | Z\ | 1
3WA1240-5EF11-0AA0 |  | Fixed-mounted circuit breaker IEC 60947-2, frame size 2, 4-poles, N-pole left, In=4000A up to 690V AC 50/60Hz, breaking capacity H Icu=100/85kA at 500/690V, Trip unit ETU600 LSIG upgrade ready , colordisplay, bluetooth and USB interface, Protection LT, ST, INST, GFx, include N-protection, (internal N-sensor available), incl. trip alarm switch (1xCO), rear connection vertical, with internal voltage tap on lower stab of circuit breaker, with voltage tap module VTM680 and power supply of ETU600, able to communication, integrated metering type PMF-1 Energy Efficiency, Voltage, Active energy Ea Manual operating mechanism with mechanical closing, without Spring charging motor, Ready-to-close signal. switch, Auxiliary switches 2NO+2NC, without Closing coil (CC), manual operating mechanism with mechanical closing, without Remote trip alarm reset coil (RR), without 2nd shunt trip, without 1st Shunt trip | 389870 | 1 | Z\ | 1
3WA1240-5EF12-0AA0 |  | fixed-mounted circuit breaker, IEC 60947-2, size 2, 4-pole, N pole on left, In=4000 A up to 690 V AC 50/60 Hz, breaking capacity H Icu=100/85 kA at 500/690 V, tripping unit ETU600 LSIG upgradeable, color display, Bluetooth, USB interface, basic protection LT, ST, INST, GFx, including protection of the N conductor (internal neutral point sensor available), trip alarm switch (1 x CO), connection at rear horizontal with internal voltage tap on lower stab of circuit breaker, with voltage tap module VTM680 and power supply of ETU600, able to communication, integrated metering type PMF-1 Energy Efficiency, Voltage, Active energy Ea Manual operating mechanism with mechanical closing, without Spring charging motor, Ready-to-close signal. switch, Auxiliary switches 2NO+2NC, without Closing coil (CC), manual operating mechanism with mechanical closing, without Remote trip alarm reset coil (RR), without 2nd shunt trip, without 1st Shunt trip | 380870 | 1 | Z\ | 1
3WA1240-5EF21-0AA0 |  | fixed-mounted circuit breaker, IEC 60947-2, size 2, 4-pole, N pole on right, In=4000 A up to 690 V AC 50/60 Hz, breaking capacity H Icu=100/85 kA at 500/690 V, tripping unit ETU600 LSIG upgradeable, color display, Bluetooth, USB interface, basic protection LT, ST, INST, GFx, including protection of the N conductor (internal neutral point sensor available), trip alarm switch (1 x CO), connection at rear vertical, with internal voltage tap on lower stab of circuit breaker, with voltage tap module VTM680 and power supply of ETU600, able to communication, integrated metering type PMF-1 Energy Efficiency, Voltage, Active energy Ea Manual operating mechanism with mechanical closing, without Spring charging motor, Ready-to-close signal. switch, Auxiliary switches 2NO+2NC, without Closing coil (CC), manual operating mechanism with mechanical closing, without Remote trip alarm reset coil (RR), without 2nd shunt trip, without 1st Shunt trip | 389870 | 1 | Z\ | 1
3WA1240-5EF22-0AA0 |  | fixed-mounted circuit breaker, IEC 60947-2, size 2, 4-pole, N pole on right, In=4000 A up to 690 V AC 50/60 Hz, breaking capacity H Icu=100/85 kA at 500/690 V, tripping unit ETU600 LSIG upgradeable, color display, Bluetooth, USB interface, basic protection LT, ST, INST, GFx, including protection of the N conductor (internal neutral point sensor available), trip alarm switch (1 x CO), connection at rear horizontal with internal voltage tap on lower stab of circuit breaker, with voltage tap module VTM680 and power supply of ETU600, able to communication, integrated metering type PMF-1 Energy Efficiency, Voltage, Active energy Ea Manual operating mechanism with mechanical closing, without Spring charging motor, Ready-to-close signal. switch, Auxiliary switches 2NO+2NC, without Closing coil (CC), manual operating mechanism with mechanical closing, without Remote trip alarm reset coil (RR), without 2nd shunt trip, without 1st Shunt trip | 380870 | 1 | Z\ | 1
3WA1240-5EF31-0AA0 |  | Withdrawable circuit breaker with guide frame, IEC 60947-2, frame size 2, 3-poles, In=4000A up to 690V AC 50/60Hz, breaking capacity H Icu=100/85kA at 500/690V, Trip unit ETU600 LSIG upgrade ready , colordisplay, bluetooth and USB interface, Protection LT, ST, INST, GFx, N-protection required an external N-sensor, incl. trip alarm switch (1xCO), rear connection vertical, guide frame with shutter and w/o position signalling switch, with internal voltage tap on lower stab of circuit breaker, with voltage tap module VTM680 and power supply of ETU600, able to communication, integrated metering type PMF-1 Energy Efficiency, Voltage, Active energy Ea Manual operating mechanism with mechanical closing, without Spring charging motor, Ready-to-close signal. switch, Auxiliary switches 2NO+2NC, without Closing coil (CC), manual operating mechanism with mechanical closing, without Remote trip alarm reset coil (RR), without 2nd shunt trip, without 1st Shunt trip | 355870 | 1 | Z\ | 1
3WA1240-5EF32-0AA0 |  | withdrawable circuit breaker, with guide frame, IEC 60947-2, size 2, 3-pole, In=4000 A up to 690 V AC 50/60 Hz, breaking capacity H Icu=100/85 kA at 500/690 V, tripping unit ETU600 LSIG upgradeable, color display, Bluetooth, USB interface, basic protection LT, ST, INST, GFx, neutral conductor protection requires an external neutral point current sensor, trip alarm switch (1 x CO), connection at rear horizontal guide frame with shutter, without position signaling switch, with internal voltage tap on lower stab of circuit breaker, with voltage tap module VTM680 and power supply of ETU600, able to communication, integrated metering type PMF-1 Energy Efficiency, Voltage, Active energy Ea Manual operating mechanism with mechanical closing, without Spring charging motor, Ready-to-close signal. switch, Auxiliary switches 2NO+2NC, without Closing coil (CC), manual operating mechanism with mechanical closing, without Remote trip alarm reset coil (RR), without 2nd shunt trip, without 1st Shunt trip | 353870 | 1 | Z\ | 1
3WA1240-5EF41-0AA0 |  | Withdrawable circuit breaker with guide frame, IEC 60947-2, frame size 2, 4-poles, N-pole left, In=4000A up to 690V AC 50/60Hz, breaking capacity H Icu=100/85kA at 500/690V, Trip unit ETU600 LSIG upgrade ready , colordisplay, bluetooth and USB interface, Protection LT, ST, INST, GFx, include N-protection, (internal N-sensor available), incl. trip alarm switch (1xCO), rear connection vertical, guide frame with shutter and w/o position signalling switch, with internal voltage tap on lower stab of circuit breaker, with voltage tap module VTM680 and power supply of ETU600, able to communication, integrated metering type PMF-1 Energy Efficiency, Voltage, Active energy Ea Manual operating mechanism with mechanical closing, without Spring charging motor, Ready-to-close signal. switch, Auxiliary switches 2NO+2NC, without Closing coil (CC), manual operating mechanism with mechanical closing, without Remote trip alarm reset coil (RR), without 2nd shunt trip, without 1st Shunt trip | 462870 | 1 | Z\ | 1
3WA1240-5EF42-0AA0 |  | withdrawable circuit breaker, with guide frame, IEC 60947-2, size 2, 4-pole, N pole on left, In=4000 A up to 690 V AC 50/60 Hz, breaking capacity H Icu=100/85 kA at 500/690 V, tripping unit ETU600 LSIG upgradeable, color display, Bluetooth, USB interface, basic protection LT, ST, INST, GFx, including protection of the N conductor (internal neutral point sensor available), trip alarm switch (1 x CO), connection at rear horizontal guide frame with shutter, without position signaling switch, with internal voltage tap on lower stab of circuit breaker, with voltage tap module VTM680 and power supply of ETU600, able to communication, integrated metering type PMF-1 Energy Efficiency, Voltage, Active energy Ea Manual operating mechanism with mechanical closing, without Spring charging motor, Ready-to-close signal. switch, Auxiliary switches 2NO+2NC, without Closing coil (CC), manual operating mechanism with mechanical closing, without Remote trip alarm reset coil (RR), without 2nd shunt trip, without 1st Shunt trip | 461870 | 1 | Z\ | 1
3WA1240-5EG01-0AA0 |  | Fixed-mounted circuit breaker IEC 60947-2, frame size 2, 3-poles, In=4000A up to 690V AC 50/60Hz, breaking capacity H Icu=100/85kA at 500/690V, Trip unit ETU600 LSIG Hi-Z upgrade ready , colordisplay, bluetooth and USB interface, Protection LT, ST, INST, GFx, with GF highimpedance-input N-protection required an external N-sensor, incl. trip alarm switch (1xCO), rear connection vertical, with internal voltage tap on lower stab of circuit breaker, with voltage tap module VTM680 and power supply of ETU600, able to communication, integrated metering type PMF-1 Energy Efficiency, Voltage, Active energy Ea Manual operating mechanism with mechanical closing, without Spring charging motor, Ready-to-close signal. switch, Auxiliary switches 2NO+2NC, without Closing coil (CC), manual operating mechanism with mechanical closing, without Remote trip alarm reset coil (RR), without 2nd shunt trip, without 1st Shunt trip | 320870 | 1 | Z\ | 1
3WA1240-5EG02-0AA0 |  | fixed-mounted circuit breaker, IEC 60947-2, size 2, 3-pole, In=4000 A up to 690 V AC 50/60 Hz, breaking capacity H Icu=100/85 kA at 500/690 V, tripping unit ETU600 LSIG Hi-Z upgradeable, color display, Bluetooth, USB interface, basic protection LT, ST, INST, GFx, with GF high-impedance input, neutral conductor protection requires an external neutral point current sensor, trip alarm switch (1 x CO), connection at rear horizontal with internal voltage tap on lower stab of circuit breaker, with voltage tap module VTM680 and power supply of ETU600, able to communication, integrated metering type PMF-1 Energy Efficiency, Voltage, Active energy Ea Manual operating mechanism with mechanical closing, without Spring charging motor, Ready-to-close signal. switch, Auxiliary switches 2NO+2NC, without Closing coil (CC), manual operating mechanism with mechanical closing, without Remote trip alarm reset coil (RR), without 2nd shunt trip, without 1st Shunt trip | 313870 | 1 | Z\ | 1
3WA1240-5EG11-0AA0 |  | Fixed-mounted circuit breaker IEC 60947-2, frame size 2, 4-poles, N-pole left, In=4000A up to 690V AC 50/60Hz, breaking capacity H Icu=100/85kA at 500/690V, Trip unit ETU600 LSIG Hi-Z upgrade ready , colordisplay, bluetooth and USB interface, Protection LT, ST, INST, GFx, with GF highimpedance-input include N-protection, (internal N-sensor available), incl. trip alarm switch (1xCO), rear connection vertical, with internal voltage tap on lower stab of circuit breaker, with voltage tap module VTM680 and power supply of ETU600, able to communication, integrated metering type PMF-1 Energy Efficiency, Voltage, Active energy Ea Manual operating mechanism with mechanical closing, without Spring charging motor, Ready-to-close signal. switch, Auxiliary switches 2NO+2NC, without Closing coil (CC), manual operating mechanism with mechanical closing, without Remote trip alarm reset coil (RR), without 2nd shunt trip, without 1st Shunt trip | 410870 | 1 | Z\ | 1
3WA1240-5EG12-0AA0 |  | fixed-mounted circuit breaker, IEC 60947-2, size 2, 4-pole, N pole on left, In=4000 A up to 690 V AC 50/60 Hz, breaking capacity H Icu=100/85 kA at 500/690 V, tripping unit ETU600 LSIG Hi-Z upgradeable, color display, Bluetooth, USB interface, basic protection LT, ST, INST, GFx, with GF high-impedance input, including protection of the N conductor (internal neutral point sensor available), trip alarm switch (1 x CO), connection at rear horizontal with internal voltage tap on lower stab of circuit breaker, with voltage tap module VTM680 and power supply of ETU600, able to communication, integrated metering type PMF-1 Energy Efficiency, Voltage, Active energy Ea Manual operating mechanism with mechanical closing, without Spring charging motor, Ready-to-close signal. switch, Auxiliary switches 2NO+2NC, without Closing coil (CC), manual operating mechanism with mechanical closing, without Remote trip alarm reset coil (RR), without 2nd shunt trip, without 1st Shunt trip | 401870 | 1 | Z\ | 1
3WA1240-5EG21-0AA0 |  | fixed-mounted circuit breaker, IEC 60947-2, size 2, 4-pole, N pole on right, In=4000 A up to 690 V AC 50/60 Hz, breaking capacity H Icu=100/85 kA at 500/690 V, tripping unit ETU600 LSIG Hi-Z upgradeable, color display, Bluetooth, USB interface, basic protection LT, ST, INST, GFx, with GF high-impedance input, including protection of the N conductor (internal neutral point sensor available), trip alarm switch (1 x CO), connection at rear vertical, with internal voltage tap on lower stab of circuit breaker, with voltage tap module VTM680 and power supply of ETU600, able to communication, integrated metering type PMF-1 Energy Efficiency, Voltage, Active energy Ea Manual operating mechanism with mechanical closing, without Spring charging motor, Ready-to-close signal. switch, Auxiliary switches 2NO+2NC, without Closing coil (CC), manual operating mechanism with mechanical closing, without Remote trip alarm reset coil (RR), without 2nd shunt trip, without 1st Shunt trip | 410870 | 1 | Z\ | 1
3WA1240-5EG22-0AA0 |  | fixed-mounted circuit breaker, IEC 60947-2, size 2, 4-pole, N pole on right, In=4000 A up to 690 V AC 50/60 Hz, breaking capacity H Icu=100/85 kA at 500/690 V, tripping unit ETU600 LSIG Hi-Z upgradeable, color display, Bluetooth, USB interface, basic protection LT, ST, INST, GFx, with GF high-impedance input, including protection of the N conductor (internal neutral point sensor available), trip alarm switch (1 x CO), connection at rear horizontal with internal voltage tap on lower stab of circuit breaker, with voltage tap module VTM680 and power supply of ETU600, able to communication, integrated metering type PMF-1 Energy Efficiency, Voltage, Active energy Ea Manual operating mechanism with mechanical closing, without Spring charging motor, Ready-to-close signal. switch, Auxiliary switches 2NO+2NC, without Closing coil (CC), manual operating mechanism with mechanical closing, without Remote trip alarm reset coil (RR), without 2nd shunt trip, without 1st Shunt trip | 401870 | 1 | Z\ | 1
3WA1240-5EG31-0AA0 |  | Withdrawable circuit breaker with guide frame, IEC 60947-2, frame size 2, 3-poles, In=4000A up to 690V AC 50/60Hz, breaking capacity H Icu=100/85kA at 500/690V, Trip unit ETU600 LSIG Hi-Z upgrade ready , colordisplay, bluetooth and USB interface, Protection LT, ST, INST, GFx, with GF highimpedance-input N-protection required an external N-sensor, incl. trip alarm switch (1xCO), rear connection vertical, guide frame with shutter and w/o position signalling switch, with internal voltage tap on lower stab of circuit breaker, with voltage tap module VTM680 and power supply of ETU600, able to communication, integrated metering type PMF-1 Energy Efficiency, Voltage, Active energy Ea Manual operating mechanism with mechanical closing, without Spring charging motor, Ready-to-close signal. switch, Auxiliary switches 2NO+2NC, without Closing coil (CC), manual operating mechanism with mechanical closing, without Remote trip alarm reset coil (RR), without 2nd shunt trip, without 1st Shunt trip | 376870 | 1 | Z\ | 1
3WA1240-5EG32-0AA0 |  | withdrawable circuit breaker, with guide frame, IEC 60947-2, size 2, 3-pole, In=4000 A up to 690 V AC 50/60 Hz, breaking capacity H Icu=100/85 kA at 500/690 V, tripping unit ETU600 LSIG Hi-Z upgradeable, color display, Bluetooth, USB interface, basic protection LT, ST, INST, GFx, with GF high-impedance input, neutral conductor protection requires an external neutral point current sensor, trip alarm switch (1 x CO), connection at rear horizontal guide frame with shutter, without position signaling switch, with internal voltage tap on lower stab of circuit breaker, with voltage tap module VTM680 and power supply of ETU600, able to communication, integrated metering type PMF-1 Energy Efficiency, Voltage, Active energy Ea Manual operating mechanism with mechanical closing, without Spring charging motor, Ready-to-close signal. switch, Auxiliary switches 2NO+2NC, without Closing coil (CC), manual operating mechanism with mechanical closing, without Remote trip alarm reset coil (RR), without 2nd shunt trip, without 1st Shunt trip | 375870 | 1 | Z\ | 1
3WA1240-5EG41-0AA0 |  | Withdrawable circuit breaker with guide frame, IEC 60947-2, frame size 2, 4-poles, N-pole left, In=4000A up to 690V AC 50/60Hz, breaking capacity H Icu=100/85kA at 500/690V, Trip unit ETU600 LSIG Hi-Z upgrade ready , colordisplay, bluetooth and USB interface, Protection LT, ST, INST, GFx, with GF highimpedance-input include N-protection, (internal N-sensor available), incl. trip alarm switch (1xCO), rear connection vertical, guide frame with shutter and w/o position signalling switch, with internal voltage tap on lower stab of circuit breaker, with voltage tap module VTM680 and power supply of ETU600, able to communication, integrated metering type PMF-1 Energy Efficiency, Voltage, Active energy Ea Manual operating mechanism with mechanical closing, without Spring charging motor, Ready-to-close signal. switch, Auxiliary switches 2NO+2NC, without Closing coil (CC), manual operating mechanism with mechanical closing, without Remote trip alarm reset coil (RR), without 2nd shunt trip, without 1st Shunt trip | 484870 | 1 | Z\ | 1
3WA1240-5EG42-0AA0 |  | withdrawable circuit breaker, with guide frame, IEC 60947-2, size 2, 4-pole, N pole on left, In=4000 A up to 690 V AC 50/60 Hz, breaking capacity H Icu=100/85 kA at 500/690 V, tripping unit ETU600 LSIG Hi-Z upgradeable, color display, Bluetooth, USB interface, basic protection LT, ST, INST, GFx, with GF high-impedance input, including protection of the N conductor (internal neutral point sensor available), trip alarm switch (1 x CO), connection at rear horizontal guide frame with shutter, without position signaling switch, with internal voltage tap on lower stab of circuit breaker, with voltage tap module VTM680 and power supply of ETU600, able to communication, integrated metering type PMF-1 Energy Efficiency, Voltage, Active energy Ea Manual operating mechanism with mechanical closing, without Spring charging motor, Ready-to-close signal. switch, Auxiliary switches 2NO+2NC, without Closing coil (CC), manual operating mechanism with mechanical closing, without Remote trip alarm reset coil (RR), without 2nd shunt trip, without 1st Shunt trip | 482870 | 1 | Z\ | 1
3WA1240-5FE01-0AA0 |  | Fixed-mounted circuit breaker IEC 60947-2, frame size 2, 3-poles, In=4000A up to 690V AC 50/60Hz, breaking capacity H Icu=100/85kA at 500/690V, Trip unit ETU600 LSI upgrade ready , colordisplay, bluetooth and USB interface, Protection LT, ST, INST, N-protection required an external N-sensor, incl. trip alarm switch (1xCO), rear connection vertical, with internal voltage tap on lower stab of circuit breaker, with voltage tap module VTM680 and power supply of ETU600, able to communication, integrated metering type PMF-2 Basic Power Monitoring, Voltage, Energy, Power, Power factor, Frequency, Unbalance, Temperature, Manual operating mechanism with mechanical closing, without Spring charging motor, Ready-to-close signal. switch, Auxiliary switches 2NO+2NC, without Closing coil (CC), manual operating mechanism with mechanical closing, without Remote trip alarm reset coil (RR), without 2nd shunt trip, without 1st Shunt trip | 298700 | 1 | Z\ | 1
3WA1240-5FE02-0AA0 |  | fixed-mounted circuit breaker, IEC 60947-2, size 2, 3-pole, In=4000 A up to 690 V AC 50/60 Hz, breaking capacity H Icu=100/85 kA at 500/690 V, tripping unit ETU600 LSI upgradeable, color display, Bluetooth, USB interface, basic protection LT, ST, INST, neutral conductor protection requires an external neutral point current sensor, trip alarm switch (1 x CO), connection at rear horizontal with internal voltage tap on lower stab of circuit breaker, with voltage tap module VTM680 and power supply of ETU600, able to communication, integrated metering type PMF-2 Basic Power Monitoring, Voltage, Energy, Power, Power factor, Frequency, Unbalance, Temperature, Manual operating mechanism with mechanical closing, without Spring charging motor, Ready-to-close signal. switch, Auxiliary switches 2NO+2NC, without Closing coil (CC), manual operating mechanism with mechanical closing, without Remote trip alarm reset coil (RR), without 2nd shunt trip, without 1st Shunt trip | 291700 | 1 | Z\ | 1
3WA1240-5FE11-0AA0 |  | Fixed-mounted circuit breaker IEC 60947-2, frame size 2, 4-poles, N-pole left, In=4000A up to 690V AC 50/60Hz, breaking capacity H Icu=100/85kA at 500/690V, Trip unit ETU600 LSI upgrade ready , colordisplay, bluetooth and USB interface, Protection LT, ST, INST, include N-protection, (internal N-sensor available), incl. trip alarm switch (1xCO), rear connection vertical, with internal voltage tap on lower stab of circuit breaker, with voltage tap module VTM680 and power supply of ETU600, able to communication, integrated metering type PMF-2 Basic Power Monitoring, Voltage, Energy, Power, Power factor, Frequency, Unbalance, Temperature, Manual operating mechanism with mechanical closing, without Spring charging motor, Ready-to-close signal. switch, Auxiliary switches 2NO+2NC, without Closing coil (CC), manual operating mechanism with mechanical closing, without Remote trip alarm reset coil (RR), without 2nd shunt trip, without 1st Shunt trip | 387700 | 1 | Z\ | 1
3WA1240-5FE12-0AA0 |  | fixed-mounted circuit breaker, IEC 60947-2, size 2, 4-pole, N pole on left, In=4000 A up to 690 V AC 50/60 Hz, breaking capacity H Icu=100/85 kA at 500/690 V, tripping unit ETU600 LSI upgradeable, color display, Bluetooth, USB interface, basic protection LT, ST, INST, including protection of the N conductor (internal neutral point sensor available), trip alarm switch (1 x CO), connection at rear horizontal with internal voltage tap on lower stab of circuit breaker, with voltage tap module VTM680 and power supply of ETU600, able to communication, integrated metering type PMF-2 Basic Power Monitoring, Voltage, Energy, Power, Power factor, Frequency, Unbalance, Temperature, Manual operating mechanism with mechanical closing, without Spring charging motor, Ready-to-close signal. switch, Auxiliary switches 2NO+2NC, without Closing coil (CC), manual operating mechanism with mechanical closing, without Remote trip alarm reset coil (RR), without 2nd shunt trip, without 1st Shunt trip | 378700 | 1 | Z\ | 1
3WA1240-5FE21-0AA0 |  | fixed-mounted circuit breaker, IEC 60947-2, size 2, 4-pole, N pole on right, In=4000 A up to 690 V AC 50/60 Hz, breaking capacity H Icu=100/85 kA at 500/690 V, tripping unit ETU600 LSI upgradeable, color display, Bluetooth, USB interface, basic protection LT, ST, INST, including protection of the N conductor (internal neutral point sensor available), trip alarm switch (1 x CO), connection at rear vertical, with internal voltage tap on lower stab of circuit breaker, with voltage tap module VTM680 and power supply of ETU600, able to communication, integrated metering type PMF-2 Basic Power Monitoring, Voltage, Energy, Power, Power factor, Frequency, Unbalance, Temperature, Manual operating mechanism with mechanical closing, without Spring charging motor, Ready-to-close signal. switch, Auxiliary switches 2NO+2NC, without Closing coil (CC), manual operating mechanism with mechanical closing, without Remote trip alarm reset coil (RR), without 2nd shunt trip, without 1st Shunt trip | 387700 | 1 | Z\ | 1
3WA1240-5FE22-0AA0 |  | fixed-mounted circuit breaker, IEC 60947-2, size 2, 4-pole, N pole on right, In=4000 A up to 690 V AC 50/60 Hz, breaking capacity H Icu=100/85 kA at 500/690 V, tripping unit ETU600 LSI upgradeable, color display, Bluetooth, USB interface, basic protection LT, ST, INST, including protection of the N conductor (internal neutral point sensor available), trip alarm switch (1 x CO), connection at rear horizontal with internal voltage tap on lower stab of circuit breaker, with voltage tap module VTM680 and power supply of ETU600, able to communication, integrated metering type PMF-2 Basic Power Monitoring, Voltage, Energy, Power, Power factor, Frequency, Unbalance, Temperature, Manual operating mechanism with mechanical closing, without Spring charging motor, Ready-to-close signal. switch, Auxiliary switches 2NO+2NC, without Closing coil (CC), manual operating mechanism with mechanical closing, without Remote trip alarm reset coil (RR), without 2nd shunt trip, without 1st Shunt trip | 378700 | 1 | Z\ | 1
3WA1240-5FE31-0AA0 |  | Withdrawable circuit breaker with guide frame, IEC 60947-2, frame size 2, 3-poles, In=4000A up to 690V AC 50/60Hz, breaking capacity H Icu=100/85kA at 500/690V, Trip unit ETU600 LSI upgrade ready , colordisplay, bluetooth and USB interface, Protection LT, ST, INST, N-protection required an external N-sensor, incl. trip alarm switch (1xCO), rear connection vertical, guide frame with shutter and w/o position signalling switch, with internal voltage tap on lower stab of circuit breaker, with voltage tap module VTM680 and power supply of ETU600, able to communication, integrated metering type PMF-2 Basic Power Monitoring, Voltage, Energy, Power, Power factor, Frequency, Unbalance, Temperature, Manual operating mechanism with mechanical closing, without Spring charging motor, Ready-to-close signal. switch, Auxiliary switches 2NO+2NC, without Closing coil (CC), manual operating mechanism with mechanical closing, without Remote trip alarm reset coil (RR), without 2nd shunt trip, without 1st Shunt trip | 353700 | 1 | Z\ | 1
3WA1240-5FE32-0AA0 |  | withdrawable circuit breaker, with guide frame, IEC 60947-2, size 2, 3-pole, In=4000 A up to 690 V AC 50/60 Hz, breaking capacity H Icu=100/85 kA at 500/690 V, tripping unit ETU600 LSI upgradeable, color display, Bluetooth, USB interface, basic protection LT, ST, INST, neutral conductor protection requires an external neutral point current sensor, trip alarm switch (1 x CO), connection at rear horizontal guide frame with shutter, without position signaling switch, with internal voltage tap on lower stab of circuit breaker, with voltage tap module VTM680 and power supply of ETU600, able to communication, integrated metering type PMF-2 Basic Power Monitoring, Voltage, Energy, Power, Power factor, Frequency, Unbalance, Temperature, Manual operating mechanism with mechanical closing, without Spring charging motor, Ready-to-close signal. switch, Auxiliary switches 2NO+2NC, without Closing coil (CC), manual operating mechanism with mechanical closing, without Remote trip alarm reset coil (RR), without 2nd shunt trip, without 1st Shunt trip | 352700 | 1 | Z\ | 1
3WA1240-5FE41-0AA0 |  | Withdrawable circuit breaker with guide frame, IEC 60947-2, frame size 2, 4-poles, N-pole left, In=4000A up to 690V AC 50/60Hz, breaking capacity H Icu=100/85kA at 500/690V, Trip unit ETU600 LSI upgrade ready , colordisplay, bluetooth and USB interface, Protection LT, ST, INST, include N-protection, (internal N-sensor available), incl. trip alarm switch (1xCO), rear connection vertical, guide frame with shutter and w/o position signalling switch, with internal voltage tap on lower stab of circuit breaker, with voltage tap module VTM680 and power supply of ETU600, able to communication, integrated metering type PMF-2 Basic Power Monitoring, Voltage, Energy, Power, Power factor, Frequency, Unbalance, Temperature, Manual operating mechanism with mechanical closing, without Spring charging motor, Ready-to-close signal. switch, Auxiliary switches 2NO+2NC, without Closing coil (CC), manual operating mechanism with mechanical closing, without Remote trip alarm reset coil (RR), without 2nd shunt trip, without 1st Shunt trip | 461700 | 1 | Z\ | 1
3WA1240-5FE42-0AA0 |  | withdrawable circuit breaker, with guide frame, IEC 60947-2, size 2, 4-pole, N pole on left, In=4000 A up to 690 V AC 50/60 Hz, breaking capacity H Icu=100/85 kA at 500/690 V, tripping unit ETU600 LSI upgradeable, color display, Bluetooth, USB interface, basic protection LT, ST, INST, including protection of the N conductor (internal neutral point sensor available), trip alarm switch (1 x CO), connection at rear horizontal guide frame with shutter, without position signaling switch, with internal voltage tap on lower stab of circuit breaker, with voltage tap module VTM680 and power supply of ETU600, able to communication, integrated metering type PMF-2 Basic Power Monitoring, Voltage, Energy, Power, Power factor, Frequency, Unbalance, Temperature, Manual operating mechanism with mechanical closing, without Spring charging motor, Ready-to-close signal. switch, Auxiliary switches 2NO+2NC, without Closing coil (CC), manual operating mechanism with mechanical closing, without Remote trip alarm reset coil (RR), without 2nd shunt trip, without 1st Shunt trip | 459700 | 1 | Z\ | 1
3WA1240-5FF01-0AA0 |  | Fixed-mounted circuit breaker IEC 60947-2, frame size 2, 3-poles, In=4000A up to 690V AC 50/60Hz, breaking capacity H Icu=100/85kA at 500/690V, Trip unit ETU600 LSIG upgrade ready , colordisplay, bluetooth and USB interface, Protection LT, ST, INST, GFx, N-protection required an external N-sensor, incl. trip alarm switch (1xCO), rear connection vertical, with internal voltage tap on lower stab of circuit breaker, with voltage tap module VTM680 and power supply of ETU600, able to communication, integrated metering type PMF-2 Basic Power Monitoring, Voltage, Energy, Power, Power factor, Frequency, Unbalance, Temperature, Manual operating mechanism with mechanical closing, without Spring charging motor, Ready-to-close signal. switch, Auxiliary switches 2NO+2NC, without Closing coil (CC), manual operating mechanism with mechanical closing, without Remote trip alarm reset coil (RR), without 2nd shunt trip, without 1st Shunt trip | 308700 | 1 | Z\ | 1
3WA1240-5FF02-0AA0 |  | fixed-mounted circuit breaker, IEC 60947-2, size 2, 3-pole, In=4000 A up to 690 V AC 50/60 Hz, breaking capacity H Icu=100/85 kA at 500/690 V, tripping unit ETU600 LSIG upgradeable, color display, Bluetooth, USB interface, basic protection LT, ST, INST, GFx, neutral conductor protection requires an external neutral point current sensor, trip alarm switch (1 x CO), connection at rear horizontal with internal voltage tap on lower stab of circuit breaker, with voltage tap module VTM680 and power supply of ETU600, able to communication, integrated metering type PMF-2 Basic Power Monitoring, Voltage, Energy, Power, Power factor, Frequency, Unbalance, Temperature, Manual operating mechanism with mechanical closing, without Spring charging motor, Ready-to-close signal. switch, Auxiliary switches 2NO+2NC, without Closing coil (CC), manual operating mechanism with mechanical closing, without Remote trip alarm reset coil (RR), without 2nd shunt trip, without 1st Shunt trip | 301700 | 1 | Z\ | 1
3WA1240-5FF11-0AA0 |  | Fixed-mounted circuit breaker IEC 60947-2, frame size 2, 4-poles, N-pole left, In=4000A up to 690V AC 50/60Hz, breaking capacity H Icu=100/85kA at 500/690V, Trip unit ETU600 LSIG upgrade ready , colordisplay, bluetooth and USB interface, Protection LT, ST, INST, GFx, include N-protection, (internal N-sensor available), incl. trip alarm switch (1xCO), rear connection vertical, with internal voltage tap on lower stab of circuit breaker, with voltage tap module VTM680 and power supply of ETU600, able to communication, integrated metering type PMF-2 Basic Power Monitoring, Voltage, Energy, Power, Power factor, Frequency, Unbalance, Temperature, Manual operating mechanism with mechanical closing, without Spring charging motor, Ready-to-close signal. switch, Auxiliary switches 2NO+2NC, without Closing coil (CC), manual operating mechanism with mechanical closing, without Remote trip alarm reset coil (RR), without 2nd shunt trip, without 1st Shunt trip | 398700 | 1 | Z\ | 1
3WA1240-5FF12-0AA0 |  | fixed-mounted circuit breaker, IEC 60947-2, size 2, 4-pole, N pole on left, In=4000 A up to 690 V AC 50/60 Hz, breaking capacity H Icu=100/85 kA at 500/690 V, tripping unit ETU600 LSIG upgradeable, color display, Bluetooth, USB interface, basic protection LT, ST, INST, GFx, including protection of the N conductor (internal neutral point sensor available), trip alarm switch (1 x CO), connection at rear horizontal with internal voltage tap on lower stab of circuit breaker, with voltage tap module VTM680 and power supply of ETU600, able to communication, integrated metering type PMF-2 Basic Power Monitoring, Voltage, Energy, Power, Power factor, Frequency, Unbalance, Temperature, Manual operating mechanism with mechanical closing, without Spring charging motor, Ready-to-close signal. switch, Auxiliary switches 2NO+2NC, without Closing coil (CC), manual operating mechanism with mechanical closing, without Remote trip alarm reset coil (RR), without 2nd shunt trip, without 1st Shunt trip | 389700 | 1 | Z\ | 1
3WA1240-5FF21-0AA0 |  | fixed-mounted circuit breaker, IEC 60947-2, size 2, 4-pole, N pole on right, In=4000 A up to 690 V AC 50/60 Hz, breaking capacity H Icu=100/85 kA at 500/690 V, tripping unit ETU600 LSIG upgradeable, color display, Bluetooth, USB interface, basic protection LT, ST, INST, GFx, including protection of the N conductor (internal neutral point sensor available), trip alarm switch (1 x CO), connection at rear vertical, with internal voltage tap on lower stab of circuit breaker, with voltage tap module VTM680 and power supply of ETU600, able to communication, integrated metering type PMF-2 Basic Power Monitoring, Voltage, Energy, Power, Power factor, Frequency, Unbalance, Temperature, Manual operating mechanism with mechanical closing, without Spring charging motor, Ready-to-close signal. switch, Auxiliary switches 2NO+2NC, without Closing coil (CC), manual operating mechanism with mechanical closing, without Remote trip alarm reset coil (RR), without 2nd shunt trip, without 1st Shunt trip | 398700 | 1 | Z\ | 1
3WA1240-5FF22-0AA0 |  | fixed-mounted circuit breaker, IEC 60947-2, size 2, 4-pole, N pole on right, In=4000 A up to 690 V AC 50/60 Hz, breaking capacity H Icu=100/85 kA at 500/690 V, tripping unit ETU600 LSIG upgradeable, color display, Bluetooth, USB interface, basic protection LT, ST, INST, GFx, including protection of the N conductor (internal neutral point sensor available), trip alarm switch (1 x CO), connection at rear horizontal with internal voltage tap on lower stab of circuit breaker, with voltage tap module VTM680 and power supply of ETU600, able to communication, integrated metering type PMF-2 Basic Power Monitoring, Voltage, Energy, Power, Power factor, Frequency, Unbalance, Temperature, Manual operating mechanism with mechanical closing, without Spring charging motor, Ready-to-close signal. switch, Auxiliary switches 2NO+2NC, without Closing coil (CC), manual operating mechanism with mechanical closing, without Remote trip alarm reset coil (RR), without 2nd shunt trip, without 1st Shunt trip | 389700 | 1 | Z\ | 1
3WA1240-5FF31-0AA0 |  | Withdrawable circuit breaker with guide frame, IEC 60947-2, frame size 2, 3-poles, In=4000A up to 690V AC 50/60Hz, breaking capacity H Icu=100/85kA at 500/690V, Trip unit ETU600 LSIG upgrade ready , colordisplay, bluetooth and USB interface, Protection LT, ST, INST, GFx, N-protection required an external N-sensor, incl. trip alarm switch (1xCO), rear connection vertical, guide frame with shutter and w/o position signalling switch, with internal voltage tap on lower stab of circuit breaker, with voltage tap module VTM680 and power supply of ETU600, able to communication, integrated metering type PMF-2 Basic Power Monitoring, Voltage, Energy, Power, Power factor, Frequency, Unbalance, Temperature, Manual operating mechanism with mechanical closing, without Spring charging motor, Ready-to-close signal. switch, Auxiliary switches 2NO+2NC, without Closing coil (CC), manual operating mechanism with mechanical closing, without Remote trip alarm reset coil (RR), without 2nd shunt trip, without 1st Shunt trip | 364700 | 1 | Z\ | 1
3WA1240-5FF32-0AA0 |  | withdrawable circuit breaker, with guide frame, IEC 60947-2, size 2, 3-pole, In=4000 A up to 690 V AC 50/60 Hz, breaking capacity H Icu=100/85 kA at 500/690 V, tripping unit ETU600 LSIG upgradeable, color display, Bluetooth, USB interface, basic protection LT, ST, INST, GFx, neutral conductor protection requires an external neutral point current sensor, trip alarm switch (1 x CO), connection at rear horizontal guide frame with shutter, without position signaling switch, with internal voltage tap on lower stab of circuit breaker, with voltage tap module VTM680 and power supply of ETU600, able to communication, integrated metering type PMF-2 Basic Power Monitoring, Voltage, Energy, Power, Power factor, Frequency, Unbalance, Temperature, Manual operating mechanism with mechanical closing, without Spring charging motor, Ready-to-close signal. switch, Auxiliary switches 2NO+2NC, without Closing coil (CC), manual operating mechanism with mechanical closing, without Remote trip alarm reset coil (RR), without 2nd shunt trip, without 1st Shunt trip | 362700 | 1 | Z\ | 1
3WA1240-5FF41-0AA0 |  | Withdrawable circuit breaker with guide frame, IEC 60947-2, frame size 2, 4-poles, N-pole left, In=4000A up to 690V AC 50/60Hz, breaking capacity H Icu=100/85kA at 500/690V, Trip unit ETU600 LSIG upgrade ready , colordisplay, bluetooth and USB interface, Protection LT, ST, INST, GFx, include N-protection, (internal N-sensor available), incl. trip alarm switch (1xCO), rear connection vertical, guide frame with shutter and w/o position signalling switch, with internal voltage tap on lower stab of circuit breaker, with voltage tap module VTM680 and power supply of ETU600, able to communication, integrated metering type PMF-2 Basic Power Monitoring, Voltage, Energy, Power, Power factor, Frequency, Unbalance, Temperature, Manual operating mechanism with mechanical closing, without Spring charging motor, Ready-to-close signal. switch, Auxiliary switches 2NO+2NC, without Closing coil (CC), manual operating mechanism with mechanical closing, without Remote trip alarm reset coil (RR), without 2nd shunt trip, without 1st Shunt trip | 471700 | 1 | Z\ | 1
3WA1240-5FF42-0AA0 |  | withdrawable circuit breaker, with guide frame, IEC 60947-2, size 2, 4-pole, N pole on left, In=4000 A up to 690 V AC 50/60 Hz, breaking capacity H Icu=100/85 kA at 500/690 V, tripping unit ETU600 LSIG upgradeable, color display, Bluetooth, USB interface, basic protection LT, ST, INST, GFx, including protection of the N conductor (internal neutral point sensor available), trip alarm switch (1 x CO), connection at rear horizontal guide frame with shutter, without position signaling switch, with internal voltage tap on lower stab of circuit breaker, with voltage tap module VTM680 and power supply of ETU600, able to communication, integrated metering type PMF-2 Basic Power Monitoring, Voltage, Energy, Power, Power factor, Frequency, Unbalance, Temperature, Manual operating mechanism with mechanical closing, without Spring charging motor, Ready-to-close signal. switch, Auxiliary switches 2NO+2NC, without Closing coil (CC), manual operating mechanism with mechanical closing, without Remote trip alarm reset coil (RR), without 2nd shunt trip, without 1st Shunt trip | 470700 | 1 | Z\ | 1
3WA1240-5FG01-0AA0 |  | Fixed-mounted circuit breaker IEC 60947-2, frame size 2, 3-poles, In=4000A up to 690V AC 50/60Hz, breaking capacity H Icu=100/85kA at 500/690V, Trip unit ETU600 LSIG Hi-Z upgrade ready , colordisplay, bluetooth and USB interface, Protection LT, ST, INST, GFx, with GF highimpedance-input N-protection required an external N-sensor, incl. trip alarm switch (1xCO), rear connection vertical, with internal voltage tap on lower stab of circuit breaker, with voltage tap module VTM680 and power supply of ETU600, able to communication, integrated metering type PMF-2 Basic Power Monitoring, Voltage, Energy, Power, Power factor, Frequency, Unbalance, Temperature, Manual operating mechanism with mechanical closing, without Spring charging motor, Ready-to-close signal. switch, Auxiliary switches 2NO+2NC, without Closing coil (CC), manual operating mechanism with mechanical closing, without Remote trip alarm reset coil (RR), without 2nd shunt trip, without 1st Shunt trip | 329700 | 1 | Z\ | 1
3WA1240-5FG02-0AA0 |  | fixed-mounted circuit breaker, IEC 60947-2, size 2, 3-pole, In=4000 A up to 690 V AC 50/60 Hz, breaking capacity H Icu=100/85 kA at 500/690 V, tripping unit ETU600 LSIG Hi-Z upgradeable, color display, Bluetooth, USB interface, basic protection LT, ST, INST, GFx, with GF high-impedance input, neutral conductor protection requires an external neutral point current sensor, trip alarm switch (1 x CO), connection at rear horizontal with internal voltage tap on lower stab of circuit breaker, with voltage tap module VTM680 and power supply of ETU600, able to communication, integrated metering type PMF-2 Basic Power Monitoring, Voltage, Energy, Power, Power factor, Frequency, Unbalance, Temperature, Manual operating mechanism with mechanical closing, without Spring charging motor, Ready-to-close signal. switch, Auxiliary switches 2NO+2NC, without Closing coil (CC), manual operating mechanism with mechanical closing, without Remote trip alarm reset coil (RR), without 2nd shunt trip, without 1st Shunt trip | 322700 | 1 | Z\ | 1
3WA1240-5FG11-0AA0 |  | Fixed-mounted circuit breaker IEC 60947-2, frame size 2, 4-poles, N-pole left, In=4000A up to 690V AC 50/60Hz, breaking capacity H Icu=100/85kA at 500/690V, Trip unit ETU600 LSIG Hi-Z upgrade ready , colordisplay, bluetooth and USB interface, Protection LT, ST, INST, GFx, with GF highimpedance-input include N-protection, (internal N-sensor available), incl. trip alarm switch (1xCO), rear connection vertical, with internal voltage tap on lower stab of circuit breaker, with voltage tap module VTM680 and power supply of ETU600, able to communication, integrated metering type PMF-2 Basic Power Monitoring, Voltage, Energy, Power, Power factor, Frequency, Unbalance, Temperature, Manual operating mechanism with mechanical closing, without Spring charging motor, Ready-to-close signal. switch, Auxiliary switches 2NO+2NC, without Closing coil (CC), manual operating mechanism with mechanical closing, without Remote trip alarm reset coil (RR), without 2nd shunt trip, without 1st Shunt trip | 419700 | 1 | Z\ | 1
3WA1240-5FG12-0AA0 |  | fixed-mounted circuit breaker, IEC 60947-2, size 2, 4-pole, N pole on left, In=4000 A up to 690 V AC 50/60 Hz, breaking capacity H Icu=100/85 kA at 500/690 V, tripping unit ETU600 LSIG Hi-Z upgradeable, color display, Bluetooth, USB interface, basic protection LT, ST, INST, GFx, with GF high-impedance input, including protection of the N conductor (internal neutral point sensor available), trip alarm switch (1 x CO), connection at rear horizontal with internal voltage tap on lower stab of circuit breaker, with voltage tap module VTM680 and power supply of ETU600, able to communication, integrated metering type PMF-2 Basic Power Monitoring, Voltage, Energy, Power, Power factor, Frequency, Unbalance, Temperature, Manual operating mechanism with mechanical closing, without Spring charging motor, Ready-to-close signal. switch, Auxiliary switches 2NO+2NC, without Closing coil (CC), manual operating mechanism with mechanical closing, without Remote trip alarm reset coil (RR), without 2nd shunt trip, without 1st Shunt trip | 410700 | 1 | Z\ | 1
3WA1240-5FG21-0AA0 |  | fixed-mounted circuit breaker, IEC 60947-2, size 2, 4-pole, N pole on right, In=4000 A up to 690 V AC 50/60 Hz, breaking capacity H Icu=100/85 kA at 500/690 V, tripping unit ETU600 LSIG Hi-Z upgradeable, color display, Bluetooth, USB interface, basic protection LT, ST, INST, GFx, with GF high-impedance input, including protection of the N conductor (internal neutral point sensor available), trip alarm switch (1 x CO), connection at rear vertical, with internal voltage tap on lower stab of circuit breaker, with voltage tap module VTM680 and power supply of ETU600, able to communication, integrated metering type PMF-2 Basic Power Monitoring, Voltage, Energy, Power, Power factor, Frequency, Unbalance, Temperature, Manual operating mechanism with mechanical closing, without Spring charging motor, Ready-to-close signal. switch, Auxiliary switches 2NO+2NC, without Closing coil (CC), manual operating mechanism with mechanical closing, without Remote trip alarm reset coil (RR), without 2nd shunt trip, without 1st Shunt trip | 419700 | 1 | Z\ | 1
3WA1240-5FG22-0AA0 |  | fixed-mounted circuit breaker, IEC 60947-2, size 2, 4-pole, N pole on right, In=4000 A up to 690 V AC 50/60 Hz, breaking capacity H Icu=100/85 kA at 500/690 V, tripping unit ETU600 LSIG Hi-Z upgradeable, color display, Bluetooth, USB interface, basic protection LT, ST, INST, GFx, with GF high-impedance input, including protection of the N conductor (internal neutral point sensor available), trip alarm switch (1 x CO), connection at rear horizontal with internal voltage tap on lower stab of circuit breaker, with voltage tap module VTM680 and power supply of ETU600, able to communication, integrated metering type PMF-2 Basic Power Monitoring, Voltage, Energy, Power, Power factor, Frequency, Unbalance, Temperature, Manual operating mechanism with mechanical closing, without Spring charging motor, Ready-to-close signal. switch, Auxiliary switches 2NO+2NC, without Closing coil (CC), manual operating mechanism with mechanical closing, without Remote trip alarm reset coil (RR), without 2nd shunt trip, without 1st Shunt trip | 410700 | 1 | Z\ | 1
3WA1240-5FG31-0AA0 |  | Withdrawable circuit breaker with guide frame, IEC 60947-2, frame size 2, 3-poles, In=4000A up to 690V AC 50/60Hz, breaking capacity H Icu=100/85kA at 500/690V, Trip unit ETU600 LSIG Hi-Z upgrade ready , colordisplay, bluetooth and USB interface, Protection LT, ST, INST, GFx, with GF highimpedance-input N-protection required an external N-sensor, incl. trip alarm switch (1xCO), rear connection vertical, guide frame with shutter and w/o position signalling switch, with internal voltage tap on lower stab of circuit breaker, with voltage tap module VTM680 and power supply of ETU600, able to communication, integrated metering type PMF-2 Basic Power Monitoring, Voltage, Energy, Power, Power factor, Frequency, Unbalance, Temperature, Manual operating mechanism with mechanical closing, without Spring charging motor, Ready-to-close signal. switch, Auxiliary switches 2NO+2NC, without Closing coil (CC), manual operating mechanism with mechanical closing, without Remote trip alarm reset coil (RR), without 2nd shunt trip, without 1st Shunt trip | 385700 | 1 | Z\ | 1
3WA1240-5FG32-0AA0 |  | withdrawable circuit breaker, with guide frame, IEC 60947-2, size 2, 3-pole, In=4000 A up to 690 V AC 50/60 Hz, breaking capacity H Icu=100/85 kA at 500/690 V, tripping unit ETU600 LSIG Hi-Z upgradeable, color display, Bluetooth, USB interface, basic protection LT, ST, INST, GFx, with GF high-impedance input, neutral conductor protection requires an external neutral point current sensor, trip alarm switch (1 x CO), connection at rear horizontal guide frame with shutter, without position signaling switch, with internal voltage tap on lower stab of circuit breaker, with voltage tap module VTM680 and power supply of ETU600, able to communication, integrated metering type PMF-2 Basic Power Monitoring, Voltage, Energy, Power, Power factor, Frequency, Unbalance, Temperature, Manual operating mechanism with mechanical closing, without Spring charging motor, Ready-to-close signal. switch, Auxiliary switches 2NO+2NC, without Closing coil (CC), manual operating mechanism with mechanical closing, without Remote trip alarm reset coil (RR), without 2nd shunt trip, without 1st Shunt trip | 384700 | 1 | Z\ | 1
3WA1240-5FG41-0AA0 |  | Withdrawable circuit breaker with guide frame, IEC 60947-2, frame size 2, 4-poles, N-pole left, In=4000A up to 690V AC 50/60Hz, breaking capacity H Icu=100/85kA at 500/690V, Trip unit ETU600 LSIG Hi-Z upgrade ready , colordisplay, bluetooth and USB interface, Protection LT, ST, INST, GFx, with GF highimpedance-input include N-protection, (internal N-sensor available), incl. trip alarm switch (1xCO), rear connection vertical, guide frame with shutter and w/o position signalling switch, with internal voltage tap on lower stab of circuit breaker, with voltage tap module VTM680 and power supply of ETU600, able to communication, integrated metering type PMF-2 Basic Power Monitoring, Voltage, Energy, Power, Power factor, Frequency, Unbalance, Temperature, Manual operating mechanism with mechanical closing, without Spring charging motor, Ready-to-close signal. switch, Auxiliary switches 2NO+2NC, without Closing coil (CC), manual operating mechanism with mechanical closing, without Remote trip alarm reset coil (RR), without 2nd shunt trip, without 1st Shunt trip | 493700 | 1 | Z\ | 1
3WA1240-5FG42-0AA0 |  | withdrawable circuit breaker, with guide frame, IEC 60947-2, size 2, 4-pole, N pole on left, In=4000 A up to 690 V AC 50/60 Hz, breaking capacity H Icu=100/85 kA at 500/690 V, tripping unit ETU600 LSIG Hi-Z upgradeable, color display, Bluetooth, USB interface, basic protection LT, ST, INST, GFx, with GF high-impedance input, including protection of the N conductor (internal neutral point sensor available), trip alarm switch (1 x CO), connection at rear horizontal guide frame with shutter, without position signaling switch, with internal voltage tap on lower stab of circuit breaker, with voltage tap module VTM680 and power supply of ETU600, able to communication, integrated metering type PMF-2 Basic Power Monitoring, Voltage, Energy, Power, Power factor, Frequency, Unbalance, Temperature, Manual operating mechanism with mechanical closing, without Spring charging motor, Ready-to-close signal. switch, Auxiliary switches 2NO+2NC, without Closing coil (CC), manual operating mechanism with mechanical closing, without Remote trip alarm reset coil (RR), without 2nd shunt trip, without 1st Shunt trip | 491700 | 1 | Z\ | 1
3WA1240-5GE01-0AA0 |  | Fixed-mounted circuit breaker IEC 60947-2, frame size 2, 3-poles, In=4000A up to 690V AC 50/60Hz, breaking capacity H Icu=100/85kA at 500/690V, Trip unit ETU600 LSI upgrade ready , colordisplay, bluetooth and USB interface, Protection LT, ST, INST, N-protection required an external N-sensor, incl. trip alarm switch (1xCO), rear connection vertical, with internal voltage tap on lower stab of circuit breaker, with voltage tap module VTM680 and power supply of ETU600, able to communication, integrated metering type PMF-3 Advanced Power Monitor., Voltage, Energy, Power, Power factor, Frequency, Unbalance, Temperature, Power quality, Manual operating mechanism with mechanical closing, without Spring charging motor, Ready-to-close signal. switch, Auxiliary switches 2NO+2NC, without Closing coil (CC), manual operating mechanism with mechanical closing, without Remote trip alarm reset coil (RR), without 2nd shunt trip, without 1st Shunt trip | 305100 | 1 | Z\ | 1
3WA1240-5GE02-0AA0 |  | fixed-mounted circuit breaker, IEC 60947-2, size 2, 3-pole, In=4000 A up to 690 V AC 50/60 Hz, breaking capacity H Icu=100/85 kA at 500/690 V, tripping unit ETU600 LSI upgradeable, color display, Bluetooth, USB interface, basic protection LT, ST, INST, neutral conductor protection requires an external neutral point current sensor, trip alarm switch (1 x CO), connection at rear horizontal with internal voltage tap on lower stab of circuit breaker, with voltage tap module VTM680 and power supply of ETU600, able to communication, integrated metering type PMF-3 Advanced Power Monitor., Voltage, Energy, Power, Power factor, Frequency, Unbalance, Temperature, Power quality, Manual operating mechanism with mechanical closing, without Spring charging motor, Ready-to-close signal. switch, Auxiliary switches 2NO+2NC, without Closing coil (CC), manual operating mechanism with mechanical closing, without Remote trip alarm reset coil (RR), without 2nd shunt trip, without 1st Shunt trip | 298100 | 1 | Z\ | 1
3WA1240-5GE11-0AA0 |  | Fixed-mounted circuit breaker IEC 60947-2, frame size 2, 4-poles, N-pole left, In=4000A up to 690V AC 50/60Hz, breaking capacity H Icu=100/85kA at 500/690V, Trip unit ETU600 LSI upgrade ready , colordisplay, bluetooth and USB interface, Protection LT, ST, INST, include N-protection, (internal N-sensor available), incl. trip alarm switch (1xCO), rear connection vertical, with internal voltage tap on lower stab of circuit breaker, with voltage tap module VTM680 and power supply of ETU600, able to communication, integrated metering type PMF-3 Advanced Power Monitor., Voltage, Energy, Power, Power factor, Frequency, Unbalance, Temperature, Power quality, Manual operating mechanism with mechanical closing, without Spring charging motor, Ready-to-close signal. switch, Auxiliary switches 2NO+2NC, without Closing coil (CC), manual operating mechanism with mechanical closing, without Remote trip alarm reset coil (RR), without 2nd shunt trip, without 1st Shunt trip | 394100 | 1 | Z\ | 1
3WA1240-5GE12-0AA0 |  | fixed-mounted circuit breaker, IEC 60947-2, size 2, 4-pole, N pole on left, In=4000 A up to 690 V AC 50/60 Hz, breaking capacity H Icu=100/85 kA at 500/690 V, tripping unit ETU600 LSI upgradeable, color display, Bluetooth, USB interface, basic protection LT, ST, INST, including protection of the N conductor (internal neutral point sensor available), trip alarm switch (1 x CO), connection at rear horizontal with internal voltage tap on lower stab of circuit breaker, with voltage tap module VTM680 and power supply of ETU600, able to communication, integrated metering type PMF-3 Advanced Power Monitor., Voltage, Energy, Power, Power factor, Frequency, Unbalance, Temperature, Power quality, Manual operating mechanism with mechanical closing, without Spring charging motor, Ready-to-close signal. switch, Auxiliary switches 2NO+2NC, without Closing coil (CC), manual operating mechanism with mechanical closing, without Remote trip alarm reset coil (RR), without 2nd shunt trip, without 1st Shunt trip | 385100 | 1 | Z\ | 1
3WA1240-5GE21-0AA0 |  | fixed-mounted circuit breaker, IEC 60947-2, size 2, 4-pole, N pole on right, In=4000 A up to 690 V AC 50/60 Hz, breaking capacity H Icu=100/85 kA at 500/690 V, tripping unit ETU600 LSI upgradeable, color display, Bluetooth, USB interface, basic protection LT, ST, INST, including protection of the N conductor (internal neutral point sensor available), trip alarm switch (1 x CO), connection at rear vertical, with internal voltage tap on lower stab of circuit breaker, with voltage tap module VTM680 and power supply of ETU600, able to communication, integrated metering type PMF-3 Advanced Power Monitor., Voltage, Energy, Power, Power factor, Frequency, Unbalance, Temperature, Power quality, Manual operating mechanism with mechanical closing, without Spring charging motor, Ready-to-close signal. switch, Auxiliary switches 2NO+2NC, without Closing coil (CC), manual operating mechanism with mechanical closing, without Remote trip alarm reset coil (RR), without 2nd shunt trip, without 1st Shunt trip | 394100 | 1 | Z\ | 1
3WA1240-5GE22-0AA0 |  | fixed-mounted circuit breaker, IEC 60947-2, size 2, 4-pole, N pole on right, In=4000 A up to 690 V AC 50/60 Hz, breaking capacity H Icu=100/85 kA at 500/690 V, tripping unit ETU600 LSI upgradeable, color display, Bluetooth, USB interface, basic protection LT, ST, INST, including protection of the N conductor (internal neutral point sensor available), trip alarm switch (1 x CO), connection at rear horizontal with internal voltage tap on lower stab of circuit breaker, with voltage tap module VTM680 and power supply of ETU600, able to communication, integrated metering type PMF-3 Advanced Power Monitor., Voltage, Energy, Power, Power factor, Frequency, Unbalance, Temperature, Power quality, Manual operating mechanism with mechanical closing, without Spring charging motor, Ready-to-close signal. switch, Auxiliary switches 2NO+2NC, without Closing coil (CC), manual operating mechanism with mechanical closing, without Remote trip alarm reset coil (RR), without 2nd shunt trip, without 1st Shunt trip | 385100 | 1 | Z\ | 1
3WA1240-5GE31-0AA0 |  | Withdrawable circuit breaker with guide frame, IEC 60947-2, frame size 2, 3-poles, In=4000A up to 690V AC 50/60Hz, breaking capacity H Icu=100/85kA at 500/690V, Trip unit ETU600 LSI upgrade ready , colordisplay, bluetooth and USB interface, Protection LT, ST, INST, N-protection required an external N-sensor, incl. trip alarm switch (1xCO), rear connection vertical, guide frame with shutter and w/o position signalling switch, with internal voltage tap on lower stab of circuit breaker, with voltage tap module VTM680 and power supply of ETU600, able to communication, integrated metering type PMF-3 Advanced Power Monitor., Voltage, Energy, Power, Power factor, Frequency, Unbalance, Temperature, Power quality, Manual operating mechanism with mechanical closing, without Spring charging motor, Ready-to-close signal. switch, Auxiliary switches 2NO+2NC, without Closing coil (CC), manual operating mechanism with mechanical closing, without Remote trip alarm reset coil (RR), without 2nd shunt trip, without 1st Shunt trip | 360100 | 1 | Z\ | 1
3WA1240-5GE32-0AA0 |  | withdrawable circuit breaker, with guide frame, IEC 60947-2, size 2, 3-pole, In=4000 A up to 690 V AC 50/60 Hz, breaking capacity H Icu=100/85 kA at 500/690 V, tripping unit ETU600 LSI upgradeable, color display, Bluetooth, USB interface, basic protection LT, ST, INST, neutral conductor protection requires an external neutral point current sensor, trip alarm switch (1 x CO), connection at rear horizontal guide frame with shutter, without position signaling switch, with internal voltage tap on lower stab of circuit breaker, with voltage tap module VTM680 and power supply of ETU600, able to communication, integrated metering type PMF-3 Advanced Power Monitor., Voltage, Energy, Power, Power factor, Frequency, Unbalance, Temperature, Power quality, Manual operating mechanism with mechanical closing, without Spring charging motor, Ready-to-close signal. switch, Auxiliary switches 2NO+2NC, without Closing coil (CC), manual operating mechanism with mechanical closing, without Remote trip alarm reset coil (RR), without 2nd shunt trip, without 1st Shunt trip | 359100 | 1 | Z\ | 1
3WA1240-5GE41-0AA0 |  | Withdrawable circuit breaker with guide frame, IEC 60947-2, frame size 2, 4-poles, N-pole left, In=4000A up to 690V AC 50/60Hz, breaking capacity H Icu=100/85kA at 500/690V, Trip unit ETU600 LSI upgrade ready , colordisplay, bluetooth and USB interface, Protection LT, ST, INST, include N-protection, (internal N-sensor available), incl. trip alarm switch (1xCO), rear connection vertical, guide frame with shutter and w/o position signalling switch, with internal voltage tap on lower stab of circuit breaker, with voltage tap module VTM680 and power supply of ETU600, able to communication, integrated metering type PMF-3 Advanced Power Monitor., Voltage, Energy, Power, Power factor, Frequency, Unbalance, Temperature, Power quality, Manual operating mechanism with mechanical closing, without Spring charging motor, Ready-to-close signal. switch, Auxiliary switches 2NO+2NC, without Closing coil (CC), manual operating mechanism with mechanical closing, without Remote trip alarm reset coil (RR), without 2nd shunt trip, without 1st Shunt trip | 468100 | 1 | Z\ | 1
3WA1240-5GE42-0AA0 |  | withdrawable circuit breaker, with guide frame, IEC 60947-2, size 2, 4-pole, N pole on left, In=4000 A up to 690 V AC 50/60 Hz, breaking capacity H Icu=100/85 kA at 500/690 V, tripping unit ETU600 LSI upgradeable, color display, Bluetooth, USB interface, basic protection LT, ST, INST, including protection of the N conductor (internal neutral point sensor available), trip alarm switch (1 x CO), connection at rear horizontal guide frame with shutter, without position signaling switch, with internal voltage tap on lower stab of circuit breaker, with voltage tap module VTM680 and power supply of ETU600, able to communication, integrated metering type PMF-3 Advanced Power Monitor., Voltage, Energy, Power, Power factor, Frequency, Unbalance, Temperature, Power quality, Manual operating mechanism with mechanical closing, without Spring charging motor, Ready-to-close signal. switch, Auxiliary switches 2NO+2NC, without Closing coil (CC), manual operating mechanism with mechanical closing, without Remote trip alarm reset coil (RR), without 2nd shunt trip, without 1st Shunt trip | 466100 | 1 | Z\ | 1
3WA1240-5GF01-0AA0 |  | Fixed-mounted circuit breaker IEC 60947-2, frame size 2, 3-poles, In=4000A up to 690V AC 50/60Hz, breaking capacity H Icu=100/85kA at 500/690V, Trip unit ETU600 LSIG upgrade ready , colordisplay, bluetooth and USB interface, Protection LT, ST, INST, GFx, N-protection required an external N-sensor, incl. trip alarm switch (1xCO), rear connection vertical, with internal voltage tap on lower stab of circuit breaker, with voltage tap module VTM680 and power supply of ETU600, able to communication, integrated metering type PMF-3 Advanced Power Monitor., Voltage, Energy, Power, Power factor, Frequency, Unbalance, Temperature, Power quality, Manual operating mechanism with mechanical closing, without Spring charging motor, Ready-to-close signal. switch, Auxiliary switches 2NO+2NC, without Closing coil (CC), manual operating mechanism with mechanical closing, without Remote trip alarm reset coil (RR), without 2nd shunt trip, without 1st Shunt trip | 315100 | 1 | Z\ | 1
3WA1240-5GF02-0AA0 |  | fixed-mounted circuit breaker, IEC 60947-2, size 2, 3-pole, In=4000 A up to 690 V AC 50/60 Hz, breaking capacity H Icu=100/85 kA at 500/690 V, tripping unit ETU600 LSIG upgradeable, color display, Bluetooth, USB interface, basic protection LT, ST, INST, GFx, neutral conductor protection requires an external neutral point current sensor, trip alarm switch (1 x CO), connection at rear horizontal with internal voltage tap on lower stab of circuit breaker, with voltage tap module VTM680 and power supply of ETU600, able to communication, integrated metering type PMF-3 Advanced Power Monitor., Voltage, Energy, Power, Power factor, Frequency, Unbalance, Temperature, Power quality, Manual operating mechanism with mechanical closing, without Spring charging motor, Ready-to-close signal. switch, Auxiliary switches 2NO+2NC, without Closing coil (CC), manual operating mechanism with mechanical closing, without Remote trip alarm reset coil (RR), without 2nd shunt trip, without 1st Shunt trip | 308100 | 1 | Z\ | 1
3WA1240-5GF11-0AA0 |  | Fixed-mounted circuit breaker IEC 60947-2, frame size 2, 4-poles, N-pole left, In=4000A up to 690V AC 50/60Hz, breaking capacity H Icu=100/85kA at 500/690V, Trip unit ETU600 LSIG upgrade ready , colordisplay, bluetooth and USB interface, Protection LT, ST, INST, GFx, include N-protection, (internal N-sensor available), incl. trip alarm switch (1xCO), rear connection vertical, with internal voltage tap on lower stab of circuit breaker, with voltage tap module VTM680 and power supply of ETU600, able to communication, integrated metering type PMF-3 Advanced Power Monitor., Voltage, Energy, Power, Power factor, Frequency, Unbalance, Temperature, Power quality, Manual operating mechanism with mechanical closing, without Spring charging motor, Ready-to-close signal. switch, Auxiliary switches 2NO+2NC, without Closing coil (CC), manual operating mechanism with mechanical closing, without Remote trip alarm reset coil (RR), without 2nd shunt trip, without 1st Shunt trip | 405100 | 1 | Z\ | 1
3WA1240-5GF12-0AA0 |  | fixed-mounted circuit breaker, IEC 60947-2, size 2, 4-pole, N pole on left, In=4000 A up to 690 V AC 50/60 Hz, breaking capacity H Icu=100/85 kA at 500/690 V, tripping unit ETU600 LSIG upgradeable, color display, Bluetooth, USB interface, basic protection LT, ST, INST, GFx, including protection of the N conductor (internal neutral point sensor available), trip alarm switch (1 x CO), connection at rear horizontal with internal voltage tap on lower stab of circuit breaker, with voltage tap module VTM680 and power supply of ETU600, able to communication, integrated metering type PMF-3 Advanced Power Monitor., Voltage, Energy, Power, Power factor, Frequency, Unbalance, Temperature, Power quality, Manual operating mechanism with mechanical closing, without Spring charging motor, Ready-to-close signal. switch, Auxiliary switches 2NO+2NC, without Closing coil (CC), manual operating mechanism with mechanical closing, without Remote trip alarm reset coil (RR), without 2nd shunt trip, without 1st Shunt trip | 396100 | 1 | Z\ | 1
3WA1240-5GF21-0AA0 |  | fixed-mounted circuit breaker, IEC 60947-2, size 2, 4-pole, N pole on right, In=4000 A up to 690 V AC 50/60 Hz, breaking capacity H Icu=100/85 kA at 500/690 V, tripping unit ETU600 LSIG upgradeable, color display, Bluetooth, USB interface, basic protection LT, ST, INST, GFx, including protection of the N conductor (internal neutral point sensor available), trip alarm switch (1 x CO), connection at rear vertical, with internal voltage tap on lower stab of circuit breaker, with voltage tap module VTM680 and power supply of ETU600, able to communication, integrated metering type PMF-3 Advanced Power Monitor., Voltage, Energy, Power, Power factor, Frequency, Unbalance, Temperature, Power quality, Manual operating mechanism with mechanical closing, without Spring charging motor, Ready-to-close signal. switch, Auxiliary switches 2NO+2NC, without Closing coil (CC), manual operating mechanism with mechanical closing, without Remote trip alarm reset coil (RR), without 2nd shunt trip, without 1st Shunt trip | 405100 | 1 | Z\ | 1
3WA1240-5GF22-0AA0 |  | fixed-mounted circuit breaker, IEC 60947-2, size 2, 4-pole, N pole on right, In=4000 A up to 690 V AC 50/60 Hz, breaking capacity H Icu=100/85 kA at 500/690 V, tripping unit ETU600 LSIG upgradeable, color display, Bluetooth, USB interface, basic protection LT, ST, INST, GFx, including protection of the N conductor (internal neutral point sensor available), trip alarm switch (1 x CO), connection at rear horizontal with internal voltage tap on lower stab of circuit breaker, with voltage tap module VTM680 and power supply of ETU600, able to communication, integrated metering type PMF-3 Advanced Power Monitor., Voltage, Energy, Power, Power factor, Frequency, Unbalance, Temperature, Power quality, Manual operating mechanism with mechanical closing, without Spring charging motor, Ready-to-close signal. switch, Auxiliary switches 2NO+2NC, without Closing coil (CC), manual operating mechanism with mechanical closing, without Remote trip alarm reset coil (RR), without 2nd shunt trip, without 1st Shunt trip | 396100 | 1 | Z\ | 1
3WA1240-5GF31-0AA0 |  | Withdrawable circuit breaker with guide frame, IEC 60947-2, frame size 2, 3-poles, In=4000A up to 690V AC 50/60Hz, breaking capacity H Icu=100/85kA at 500/690V, Trip unit ETU600 LSIG upgrade ready , colordisplay, bluetooth and USB interface, Protection LT, ST, INST, GFx, N-protection required an external N-sensor, incl. trip alarm switch (1xCO), rear connection vertical, guide frame with shutter and w/o position signalling switch, with internal voltage tap on lower stab of circuit breaker, with voltage tap module VTM680 and power supply of ETU600, able to communication, integrated metering type PMF-3 Advanced Power Monitor., Voltage, Energy, Power, Power factor, Frequency, Unbalance, Temperature, Power quality, Manual operating mechanism with mechanical closing, without Spring charging motor, Ready-to-close signal. switch, Auxiliary switches 2NO+2NC, without Closing coil (CC), manual operating mechanism with mechanical closing, without Remote trip alarm reset coil (RR), without 2nd shunt trip, without 1st Shunt trip | 371100 | 1 | Z\ | 1
3WA1240-5GF32-0AA0 |  | withdrawable circuit breaker, with guide frame, IEC 60947-2, size 2, 3-pole, In=4000 A up to 690 V AC 50/60 Hz, breaking capacity H Icu=100/85 kA at 500/690 V, tripping unit ETU600 LSIG upgradeable, color display, Bluetooth, USB interface, basic protection LT, ST, INST, GFx, neutral conductor protection requires an external neutral point current sensor, trip alarm switch (1 x CO), connection at rear horizontal guide frame with shutter, without position signaling switch, with internal voltage tap on lower stab of circuit breaker, with voltage tap module VTM680 and power supply of ETU600, able to communication, integrated metering type PMF-3 Advanced Power Monitor., Voltage, Energy, Power, Power factor, Frequency, Unbalance, Temperature, Power quality, Manual operating mechanism with mechanical closing, without Spring charging motor, Ready-to-close signal. switch, Auxiliary switches 2NO+2NC, without Closing coil (CC), manual operating mechanism with mechanical closing, without Remote trip alarm reset coil (RR), without 2nd shunt trip, without 1st Shunt trip | 369100 | 1 | Z\ | 1
3WA1240-5GF41-0AA0 |  | Withdrawable circuit breaker with guide frame, IEC 60947-2, frame size 2, 4-poles, N-pole left, In=4000A up to 690V AC 50/60Hz, breaking capacity H Icu=100/85kA at 500/690V, Trip unit ETU600 LSIG upgrade ready , colordisplay, bluetooth and USB interface, Protection LT, ST, INST, GFx, include N-protection, (internal N-sensor available), incl. trip alarm switch (1xCO), rear connection vertical, guide frame with shutter and w/o position signalling switch, with internal voltage tap on lower stab of circuit breaker, with voltage tap module VTM680 and power supply of ETU600, able to communication, integrated metering type PMF-3 Advanced Power Monitor., Voltage, Energy, Power, Power factor, Frequency, Unbalance, Temperature, Power quality, Manual operating mechanism with mechanical closing, without Spring charging motor, Ready-to-close signal. switch, Auxiliary switches 2NO+2NC, without Closing coil (CC), manual operating mechanism with mechanical closing, without Remote trip alarm reset coil (RR), without 2nd shunt trip, without 1st Shunt trip | 478100 | 1 | Z\ | 1
3WA1240-5GF42-0AA0 |  | withdrawable circuit breaker, with guide frame, IEC 60947-2, size 2, 4-pole, N pole on left, In=4000 A up to 690 V AC 50/60 Hz, breaking capacity H Icu=100/85 kA at 500/690 V, tripping unit ETU600 LSIG upgradeable, color display, Bluetooth, USB interface, basic protection LT, ST, INST, GFx, including protection of the N conductor (internal neutral point sensor available), trip alarm switch (1 x CO), connection at rear horizontal guide frame with shutter, without position signaling switch, with internal voltage tap on lower stab of circuit breaker, with voltage tap module VTM680 and power supply of ETU600, able to communication, integrated metering type PMF-3 Advanced Power Monitor., Voltage, Energy, Power, Power factor, Frequency, Unbalance, Temperature, Power quality, Manual operating mechanism with mechanical closing, without Spring charging motor, Ready-to-close signal. switch, Auxiliary switches 2NO+2NC, without Closing coil (CC), manual operating mechanism with mechanical closing, without Remote trip alarm reset coil (RR), without 2nd shunt trip, without 1st Shunt trip | 477100 | 1 | Z\ | 1
3WA1240-5GG01-0AA0 |  | Fixed-mounted circuit breaker IEC 60947-2, frame size 2, 3-poles, In=4000A up to 690V AC 50/60Hz, breaking capacity H Icu=100/85kA at 500/690V, Trip unit ETU600 LSIG Hi-Z upgrade ready , colordisplay, bluetooth and USB interface, Protection LT, ST, INST, GFx, with GF highimpedance-input N-protection required an external N-sensor, incl. trip alarm switch (1xCO), rear connection vertical, with internal voltage tap on lower stab of circuit breaker, with voltage tap module VTM680 and power supply of ETU600, able to communication, integrated metering type PMF-3 Advanced Power Monitor., Voltage, Energy, Power, Power factor, Frequency, Unbalance, Temperature, Power quality, Manual operating mechanism with mechanical closing, without Spring charging motor, Ready-to-close signal. switch, Auxiliary switches 2NO+2NC, without Closing coil (CC), manual operating mechanism with mechanical closing, without Remote trip alarm reset coil (RR), without 2nd shunt trip, without 1st Shunt trip | 336100 | 1 | Z\ | 1
3WA1240-5GG02-0AA0 |  | fixed-mounted circuit breaker, IEC 60947-2, size 2, 3-pole, In=4000 A up to 690 V AC 50/60 Hz, breaking capacity H Icu=100/85 kA at 500/690 V, tripping unit ETU600 LSIG Hi-Z upgradeable, color display, Bluetooth, USB interface, basic protection LT, ST, INST, GFx, with GF high-impedance input, neutral conductor protection requires an external neutral point current sensor, trip alarm switch (1 x CO), connection at rear horizontal with internal voltage tap on lower stab of circuit breaker, with voltage tap module VTM680 and power supply of ETU600, able to communication, integrated metering type PMF-3 Advanced Power Monitor., Voltage, Energy, Power, Power factor, Frequency, Unbalance, Temperature, Power quality, Manual operating mechanism with mechanical closing, without Spring charging motor, Ready-to-close signal. switch, Auxiliary switches 2NO+2NC, without Closing coil (CC), manual operating mechanism with mechanical closing, without Remote trip alarm reset coil (RR), without 2nd shunt trip, without 1st Shunt trip | 329100 | 1 | Z\ | 1
3WA1240-5GG11-0AA0 |  | Fixed-mounted circuit breaker IEC 60947-2, frame size 2, 4-poles, N-pole left, In=4000A up to 690V AC 50/60Hz, breaking capacity H Icu=100/85kA at 500/690V, Trip unit ETU600 LSIG Hi-Z upgrade ready , colordisplay, bluetooth and USB interface, Protection LT, ST, INST, GFx, with GF highimpedance-input include N-protection, (internal N-sensor available), incl. trip alarm switch (1xCO), rear connection vertical, with internal voltage tap on lower stab of circuit breaker, with voltage tap module VTM680 and power supply of ETU600, able to communication, integrated metering type PMF-3 Advanced Power Monitor., Voltage, Energy, Power, Power factor, Frequency, Unbalance, Temperature, Power quality, Manual operating mechanism with mechanical closing, without Spring charging motor, Ready-to-close signal. switch, Auxiliary switches 2NO+2NC, without Closing coil (CC), manual operating mechanism with mechanical closing, without Remote trip alarm reset coil (RR), without 2nd shunt trip, without 1st Shunt trip | 426100 | 1 | Z\ | 1
3WA1240-5GG12-0AA0 |  | fixed-mounted circuit breaker, IEC 60947-2, size 2, 4-pole, N pole on left, In=4000 A up to 690 V AC 50/60 Hz, breaking capacity H Icu=100/85 kA at 500/690 V, tripping unit ETU600 LSIG Hi-Z upgradeable, color display, Bluetooth, USB interface, basic protection LT, ST, INST, GFx, with GF high-impedance input, including protection of the N conductor (internal neutral point sensor available), trip alarm switch (1 x CO), connection at rear horizontal with internal voltage tap on lower stab of circuit breaker, with voltage tap module VTM680 and power supply of ETU600, able to communication, integrated metering type PMF-3 Advanced Power Monitor., Voltage, Energy, Power, Power factor, Frequency, Unbalance, Temperature, Power quality, Manual operating mechanism with mechanical closing, without Spring charging motor, Ready-to-close signal. switch, Auxiliary switches 2NO+2NC, without Closing coil (CC), manual operating mechanism with mechanical closing, without Remote trip alarm reset coil (RR), without 2nd shunt trip, without 1st Shunt trip | 417100 | 1 | Z\ | 1
3WA1240-5GG21-0AA0 |  | fixed-mounted circuit breaker, IEC 60947-2, size 2, 4-pole, N pole on right, In=4000 A up to 690 V AC 50/60 Hz, breaking capacity H Icu=100/85 kA at 500/690 V, tripping unit ETU600 LSIG Hi-Z upgradeable, color display, Bluetooth, USB interface, basic protection LT, ST, INST, GFx, with GF high-impedance input, including protection of the N conductor (internal neutral point sensor available), trip alarm switch (1 x CO), connection at rear vertical, with internal voltage tap on lower stab of circuit breaker, with voltage tap module VTM680 and power supply of ETU600, able to communication, integrated metering type PMF-3 Advanced Power Monitor., Voltage, Energy, Power, Power factor, Frequency, Unbalance, Temperature, Power quality, Manual operating mechanism with mechanical closing, without Spring charging motor, Ready-to-close signal. switch, Auxiliary switches 2NO+2NC, without Closing coil (CC), manual operating mechanism with mechanical closing, without Remote trip alarm reset coil (RR), without 2nd shunt trip, without 1st Shunt trip | 426100 | 1 | Z\ | 1
3WA1240-5GG22-0AA0 |  | fixed-mounted circuit breaker, IEC 60947-2, size 2, 4-pole, N pole on right, In=4000 A up to 690 V AC 50/60 Hz, breaking capacity H Icu=100/85 kA at 500/690 V, tripping unit ETU600 LSIG Hi-Z upgradeable, color display, Bluetooth, USB interface, basic protection LT, ST, INST, GFx, with GF high-impedance input, including protection of the N conductor (internal neutral point sensor available), trip alarm switch (1 x CO), connection at rear horizontal with internal voltage tap on lower stab of circuit breaker, with voltage tap module VTM680 and power supply of ETU600, able to communication, integrated metering type PMF-3 Advanced Power Monitor., Voltage, Energy, Power, Power factor, Frequency, Unbalance, Temperature, Power quality, Manual operating mechanism with mechanical closing, without Spring charging motor, Ready-to-close signal. switch, Auxiliary switches 2NO+2NC, without Closing coil (CC), manual operating mechanism with mechanical closing, without Remote trip alarm reset coil (RR), without 2nd shunt trip, without 1st Shunt trip | 417100 | 1 | Z\ | 1
3WA1240-5GG31-0AA0 |  | Withdrawable circuit breaker with guide frame, IEC 60947-2, frame size 2, 3-poles, In=4000A up to 690V AC 50/60Hz, breaking capacity H Icu=100/85kA at 500/690V, Trip unit ETU600 LSIG Hi-Z upgrade ready , colordisplay, bluetooth and USB interface, Protection LT, ST, INST, GFx, with GF highimpedance-input N-protection required an external N-sensor, incl. trip alarm switch (1xCO), rear connection vertical, guide frame with shutter and w/o position signalling switch, with internal voltage tap on lower stab of circuit breaker, with voltage tap module VTM680 and power supply of ETU600, able to communication, integrated metering type PMF-3 Advanced Power Monitor., Voltage, Energy, Power, Power factor, Frequency, Unbalance, Temperature, Power quality, Manual operating mechanism with mechanical closing, without Spring charging motor, Ready-to-close signal. switch, Auxiliary switches 2NO+2NC, without Closing coil (CC), manual operating mechanism with mechanical closing, without Remote trip alarm reset coil (RR), without 2nd shunt trip, without 1st Shunt trip | 392100 | 1 | Z\ | 1
3WA1240-5GG32-0AA0 |  | withdrawable circuit breaker, with guide frame, IEC 60947-2, size 2, 3-pole, In=4000 A up to 690 V AC 50/60 Hz, breaking capacity H Icu=100/85 kA at 500/690 V, tripping unit ETU600 LSIG Hi-Z upgradeable, color display, Bluetooth, USB interface, basic protection LT, ST, INST, GFx, with GF high-impedance input, neutral conductor protection requires an external neutral point current sensor, trip alarm switch (1 x CO), connection at rear horizontal guide frame with shutter, without position signaling switch, with internal voltage tap on lower stab of circuit breaker, with voltage tap module VTM680 and power supply of ETU600, able to communication, integrated metering type PMF-3 Advanced Power Monitor., Voltage, Energy, Power, Power factor, Frequency, Unbalance, Temperature, Power quality, Manual operating mechanism with mechanical closing, without Spring charging motor, Ready-to-close signal. switch, Auxiliary switches 2NO+2NC, without Closing coil (CC), manual operating mechanism with mechanical closing, without Remote trip alarm reset coil (RR), without 2nd shunt trip, without 1st Shunt trip | 391100 | 1 | Z\ | 1
3WA1240-5GG41-0AA0 |  | Withdrawable circuit breaker with guide frame, IEC 60947-2, frame size 2, 4-poles, N-pole left, In=4000A up to 690V AC 50/60Hz, breaking capacity H Icu=100/85kA at 500/690V, Trip unit ETU600 LSIG Hi-Z upgrade ready , colordisplay, bluetooth and USB interface, Protection LT, ST, INST, GFx, with GF highimpedance-input include N-protection, (internal N-sensor available), incl. trip alarm switch (1xCO), rear connection vertical, guide frame with shutter and w/o position signalling switch, with internal voltage tap on lower stab of circuit breaker, with voltage tap module VTM680 and power supply of ETU600, able to communication, integrated metering type PMF-3 Advanced Power Monitor., Voltage, Energy, Power, Power factor, Frequency, Unbalance, Temperature, Power quality, Manual operating mechanism with mechanical closing, without Spring charging motor, Ready-to-close signal. switch, Auxiliary switches 2NO+2NC, without Closing coil (CC), manual operating mechanism with mechanical closing, without Remote trip alarm reset coil (RR), without 2nd shunt trip, without 1st Shunt trip | 500100 | 1 | Z\ | 1
3WA1240-5GG42-0AA0 |  | withdrawable circuit breaker, with guide frame, IEC 60947-2, size 2, 4-pole, N pole on left, In=4000 A up to 690 V AC 50/60 Hz, breaking capacity H Icu=100/85 kA at 500/690 V, tripping unit ETU600 LSIG Hi-Z upgradeable, color display, Bluetooth, USB interface, basic protection LT, ST, INST, GFx, with GF high-impedance input, including protection of the N conductor (internal neutral point sensor available), trip alarm switch (1 x CO), connection at rear horizontal guide frame with shutter, without position signaling switch, with internal voltage tap on lower stab of circuit breaker, with voltage tap module VTM680 and power supply of ETU600, able to communication, integrated metering type PMF-3 Advanced Power Monitor., Voltage, Energy, Power, Power factor, Frequency, Unbalance, Temperature, Power quality, Manual operating mechanism with mechanical closing, without Spring charging motor, Ready-to-close signal. switch, Auxiliary switches 2NO+2NC, without Closing coil (CC), manual operating mechanism with mechanical closing, without Remote trip alarm reset coil (RR), without 2nd shunt trip, without 1st Shunt trip | 498100 | 1 | Z\ | 1
3WA1240-5LE01-0AA0 |  | Fixed-mounted circuit breaker IEC 60947-2, frame size 2, 3-poles, In=4000A up to 690V AC 50/60Hz, breaking capacity H Icu=100/85kA at 500/690V, Trip unit ETU600 LSI upgrade ready , colordisplay, bluetooth and USB interface, Protection LT, ST, INST, N-protection required an external N-sensor, incl. trip alarm switch (1xCO), rear connection vertical, with internal voltage tap on upper stab of circuit breaker, with voltage tap module VTM680 and power supply of ETU600, able to communication, integrated metering type PMF-1 Energy Efficiency, Voltage, Active energy Ea Manual operating mechanism with mechanical closing, without Spring charging motor, Ready-to-close signal. switch, Auxiliary switches 2NO+2NC, without Closing coil (CC), manual operating mechanism with mechanical closing, without Remote trip alarm reset coil (RR), without 2nd shunt trip, without 1st Shunt trip | 289870 | 1 | Z\ | 1
3WA1240-5LE02-0AA0 |  | fixed-mounted circuit breaker, IEC 60947-2, size 2, 3-pole, In=4000 A up to 690 V AC 50/60 Hz, breaking capacity H Icu=100/85 kA at 500/690 V, tripping unit ETU600 LSI upgradeable, color display, Bluetooth, USB interface, basic protection LT, ST, INST, neutral conductor protection requires an external neutral point current sensor, trip alarm switch (1 x CO), connection at rear horizontal with internal voltage tap on upper stab of circuit breaker, with voltage tap module VTM680 and power supply of ETU600, able to communication, integrated metering type PMF-1 Energy Efficiency, Voltage, Active energy Ea Manual operating mechanism with mechanical closing, without Spring charging motor, Ready-to-close signal. switch, Auxiliary switches 2NO+2NC, without Closing coil (CC), manual operating mechanism with mechanical closing, without Remote trip alarm reset coil (RR), without 2nd shunt trip, without 1st Shunt trip | 282870 | 1 | Z\ | 1
3WA1240-5LE11-0AA0 |  | Fixed-mounted circuit breaker IEC 60947-2, frame size 2, 4-poles, N-pole left, In=4000A up to 690V AC 50/60Hz, breaking capacity H Icu=100/85kA at 500/690V, Trip unit ETU600 LSI upgrade ready , colordisplay, bluetooth and USB interface, Protection LT, ST, INST, include N-protection, (internal N-sensor available), incl. trip alarm switch (1xCO), rear connection vertical, with internal voltage tap on upper stab of circuit breaker, with voltage tap module VTM680 and power supply of ETU600, able to communication, integrated metering type PMF-1 Energy Efficiency, Voltage, Active energy Ea Manual operating mechanism with mechanical closing, without Spring charging motor, Ready-to-close signal. switch, Auxiliary switches 2NO+2NC, without Closing coil (CC), manual operating mechanism with mechanical closing, without Remote trip alarm reset coil (RR), without 2nd shunt trip, without 1st Shunt trip | 378870 | 1 | Z\ | 1
3WA1240-5LE12-0AA0 |  | fixed-mounted circuit breaker, IEC 60947-2, size 2, 4-pole, N pole on left, In=4000 A up to 690 V AC 50/60 Hz, breaking capacity H Icu=100/85 kA at 500/690 V, tripping unit ETU600 LSI upgradeable, color display, Bluetooth, USB interface, basic protection LT, ST, INST, including protection of the N conductor (internal neutral point sensor available), trip alarm switch (1 x CO), connection at rear horizontal with internal voltage tap on upper stab of circuit breaker, with voltage tap module VTM680 and power supply of ETU600, able to communication, integrated metering type PMF-1 Energy Efficiency, Voltage, Active energy Ea Manual operating mechanism with mechanical closing, without Spring charging motor, Ready-to-close signal. switch, Auxiliary switches 2NO+2NC, without Closing coil (CC), manual operating mechanism with mechanical closing, without Remote trip alarm reset coil (RR), without 2nd shunt trip, without 1st Shunt trip | 369870 | 1 | Z\ | 1
3WA1240-5LE21-0AA0 |  | fixed-mounted circuit breaker, IEC 60947-2, size 2, 4-pole, N pole on right, In=4000 A up to 690 V AC 50/60 Hz, breaking capacity H Icu=100/85 kA at 500/690 V, tripping unit ETU600 LSI upgradeable, color display, Bluetooth, USB interface, basic protection LT, ST, INST, including protection of the N conductor (internal neutral point sensor available), trip alarm switch (1 x CO), connection at rear vertical, with internal voltage tap on upper stab of circuit breaker, with voltage tap module VTM680 and power supply of ETU600, able to communication, integrated metering type PMF-1 Energy Efficiency, Voltage, Active energy Ea Manual operating mechanism with mechanical closing, without Spring charging motor, Ready-to-close signal. switch, Auxiliary switches 2NO+2NC, without Closing coil (CC), manual operating mechanism with mechanical closing, without Remote trip alarm reset coil (RR), without 2nd shunt trip, without 1st Shunt trip | 378870 | 1 | Z\ | 1
3WA1240-5LE22-0AA0 |  | fixed-mounted circuit breaker, IEC 60947-2, size 2, 4-pole, N pole on right, In=4000 A up to 690 V AC 50/60 Hz, breaking capacity H Icu=100/85 kA at 500/690 V, tripping unit ETU600 LSI upgradeable, color display, Bluetooth, USB interface, basic protection LT, ST, INST, including protection of the N conductor (internal neutral point sensor available), trip alarm switch (1 x CO), connection at rear horizontal with internal voltage tap on upper stab of circuit breaker, with voltage tap module VTM680 and power supply of ETU600, able to communication, integrated metering type PMF-1 Energy Efficiency, Voltage, Active energy Ea Manual operating mechanism with mechanical closing, without Spring charging motor, Ready-to-close signal. switch, Auxiliary switches 2NO+2NC, without Closing coil (CC), manual operating mechanism with mechanical closing, without Remote trip alarm reset coil (RR), without 2nd shunt trip, without 1st Shunt trip | 369870 | 1 | Z\ | 1
3WA1240-5LE31-0AA0 |  | Withdrawable circuit breaker with guide frame, IEC 60947-2, frame size 2, 3-poles, In=4000A up to 690V AC 50/60Hz, breaking capacity H Icu=100/85kA at 500/690V, Trip unit ETU600 LSI upgrade ready , colordisplay, bluetooth and USB interface, Protection LT, ST, INST, N-protection required an external N-sensor, incl. trip alarm switch (1xCO), rear connection vertical, guide frame with shutter and w/o position signalling switch, with internal voltage tap on upper stab of circuit breaker, with voltage tap module VTM680 and power supply of ETU600, able to communication, integrated metering type PMF-1 Energy Efficiency, Voltage, Active energy Ea Manual operating mechanism with mechanical closing, without Spring charging motor, Ready-to-close signal. switch, Auxiliary switches 2NO+2NC, without Closing coil (CC), manual operating mechanism with mechanical closing, without Remote trip alarm reset coil (RR), without 2nd shunt trip, without 1st Shunt trip | 344870 | 1 | Z\ | 1
3WA1240-5LE32-0AA0 |  | withdrawable circuit breaker, with guide frame, IEC 60947-2, size 2, 3-pole, In=4000 A up to 690 V AC 50/60 Hz, breaking capacity H Icu=100/85 kA at 500/690 V, tripping unit ETU600 LSI upgradeable, color display, Bluetooth, USB interface, basic protection LT, ST, INST, neutral conductor protection requires an external neutral point current sensor, trip alarm switch (1 x CO), connection at rear horizontal guide frame with shutter, without position signaling switch, with internal voltage tap on upper stab of circuit breaker, with voltage tap module VTM680 and power supply of ETU600, able to communication, integrated metering type PMF-1 Energy Efficiency, Voltage, Active energy Ea Manual operating mechanism with mechanical closing, without Spring charging motor, Ready-to-close signal. switch, Auxiliary switches 2NO+2NC, without Closing coil (CC), manual operating mechanism with mechanical closing, without Remote trip alarm reset coil (RR), without 2nd shunt trip, without 1st Shunt trip | 343870 | 1 | Z\ | 1
3WA1240-5LE41-0AA0 |  | Withdrawable circuit breaker with guide frame, IEC 60947-2, frame size 2, 4-poles, N-pole left, In=4000A up to 690V AC 50/60Hz, breaking capacity H Icu=100/85kA at 500/690V, Trip unit ETU600 LSI upgrade ready , colordisplay, bluetooth and USB interface, Protection LT, ST, INST, include N-protection, (internal N-sensor available), incl. trip alarm switch (1xCO), rear connection vertical, guide frame with shutter and w/o position signalling switch, with internal voltage tap on upper stab of circuit breaker, with voltage tap module VTM680 and power supply of ETU600, able to communication, integrated metering type PMF-1 Energy Efficiency, Voltage, Active energy Ea Manual operating mechanism with mechanical closing, without Spring charging motor, Ready-to-close signal. switch, Auxiliary switches 2NO+2NC, without Closing coil (CC), manual operating mechanism with mechanical closing, without Remote trip alarm reset coil (RR), without 2nd shunt trip, without 1st Shunt trip | 452870 | 1 | Z\ | 1
3WA1240-5LE42-0AA0 |  | withdrawable circuit breaker, with guide frame, IEC 60947-2, size 2, 4-pole, N pole on left, In=4000 A up to 690 V AC 50/60 Hz, breaking capacity H Icu=100/85 kA at 500/690 V, tripping unit ETU600 LSI upgradeable, color display, Bluetooth, USB interface, basic protection LT, ST, INST, including protection of the N conductor (internal neutral point sensor available), trip alarm switch (1 x CO), connection at rear horizontal guide frame with shutter, without position signaling switch, with internal voltage tap on upper stab of circuit breaker, with voltage tap module VTM680 and power supply of ETU600, able to communication, integrated metering type PMF-1 Energy Efficiency, Voltage, Active energy Ea Manual operating mechanism with mechanical closing, without Spring charging motor, Ready-to-close signal. switch, Auxiliary switches 2NO+2NC, without Closing coil (CC), manual operating mechanism with mechanical closing, without Remote trip alarm reset coil (RR), without 2nd shunt trip, without 1st Shunt trip | 450870 | 1 | Z\ | 1
3WA1240-5LF01-0AA0 |  | Fixed-mounted circuit breaker IEC 60947-2, frame size 2, 3-poles, In=4000A up to 690V AC 50/60Hz, breaking capacity H Icu=100/85kA at 500/690V, Trip unit ETU600 LSIG upgrade ready , colordisplay, bluetooth and USB interface, Protection LT, ST, INST, GFx, N-protection required an external N-sensor, incl. trip alarm switch (1xCO), rear connection vertical, with internal voltage tap on upper stab of circuit breaker, with voltage tap module VTM680 and power supply of ETU600, able to communication, integrated metering type PMF-1 Energy Efficiency, Voltage, Active energy Ea Manual operating mechanism with mechanical closing, without Spring charging motor, Ready-to-close signal. switch, Auxiliary switches 2NO+2NC, without Closing coil (CC), manual operating mechanism with mechanical closing, without Remote trip alarm reset coil (RR), without 2nd shunt trip, without 1st Shunt trip | 299870 | 1 | Z\ | 1
3WA1240-5LF02-0AA0 |  | fixed-mounted circuit breaker, IEC 60947-2, size 2, 3-pole, In=4000 A up to 690 V AC 50/60 Hz, breaking capacity H Icu=100/85 kA at 500/690 V, tripping unit ETU600 LSIG upgradeable, color display, Bluetooth, USB interface, basic protection LT, ST, INST, GFx, neutral conductor protection requires an external neutral point current sensor, trip alarm switch (1 x CO), connection at rear horizontal with internal voltage tap on upper stab of circuit breaker, with voltage tap module VTM680 and power supply of ETU600, able to communication, integrated metering type PMF-1 Energy Efficiency, Voltage, Active energy Ea Manual operating mechanism with mechanical closing, without Spring charging motor, Ready-to-close signal. switch, Auxiliary switches 2NO+2NC, without Closing coil (CC), manual operating mechanism with mechanical closing, without Remote trip alarm reset coil (RR), without 2nd shunt trip, without 1st Shunt trip | 292870 | 1 | Z\ | 1
3WA1240-5LF11-0AA0 |  | Fixed-mounted circuit breaker IEC 60947-2, frame size 2, 4-poles, N-pole left, In=4000A up to 690V AC 50/60Hz, breaking capacity H Icu=100/85kA at 500/690V, Trip unit ETU600 LSIG upgrade ready , colordisplay, bluetooth and USB interface, Protection LT, ST, INST, GFx, include N-protection, (internal N-sensor available), incl. trip alarm switch (1xCO), rear connection vertical, with internal voltage tap on upper stab of circuit breaker, with voltage tap module VTM680 and power supply of ETU600, able to communication, integrated metering type PMF-1 Energy Efficiency, Voltage, Active energy Ea Manual operating mechanism with mechanical closing, without Spring charging motor, Ready-to-close signal. switch, Auxiliary switches 2NO+2NC, without Closing coil (CC), manual operating mechanism with mechanical closing, without Remote trip alarm reset coil (RR), without 2nd shunt trip, without 1st Shunt trip | 389870 | 1 | Z\ | 1
3WA1240-5LF12-0AA0 |  | fixed-mounted circuit breaker, IEC 60947-2, size 2, 4-pole, N pole on left, In=4000 A up to 690 V AC 50/60 Hz, breaking capacity H Icu=100/85 kA at 500/690 V, tripping unit ETU600 LSIG upgradeable, color display, Bluetooth, USB interface, basic protection LT, ST, INST, GFx, including protection of the N conductor (internal neutral point sensor available), trip alarm switch (1 x CO), connection at rear horizontal with internal voltage tap on upper stab of circuit breaker, with voltage tap module VTM680 and power supply of ETU600, able to communication, integrated metering type PMF-1 Energy Efficiency, Voltage, Active energy Ea Manual operating mechanism with mechanical closing, without Spring charging motor, Ready-to-close signal. switch, Auxiliary switches 2NO+2NC, without Closing coil (CC), manual operating mechanism with mechanical closing, without Remote trip alarm reset coil (RR), without 2nd shunt trip, without 1st Shunt trip | 380870 | 1 | Z\ | 1
3WA1240-5LF21-0AA0 |  | fixed-mounted circuit breaker, IEC 60947-2, size 2, 4-pole, N pole on right, In=4000 A up to 690 V AC 50/60 Hz, breaking capacity H Icu=100/85 kA at 500/690 V, tripping unit ETU600 LSIG upgradeable, color display, Bluetooth, USB interface, basic protection LT, ST, INST, GFx, including protection of the N conductor (internal neutral point sensor available), trip alarm switch (1 x CO), connection at rear vertical, with internal voltage tap on upper stab of circuit breaker, with voltage tap module VTM680 and power supply of ETU600, able to communication, integrated metering type PMF-1 Energy Efficiency, Voltage, Active energy Ea Manual operating mechanism with mechanical closing, without Spring charging motor, Ready-to-close signal. switch, Auxiliary switches 2NO+2NC, without Closing coil (CC), manual operating mechanism with mechanical closing, without Remote trip alarm reset coil (RR), without 2nd shunt trip, without 1st Shunt trip | 389870 | 1 | Z\ | 1
3WA1240-5LF22-0AA0 |  | fixed-mounted circuit breaker, IEC 60947-2, size 2, 4-pole, N pole on right, In=4000 A up to 690 V AC 50/60 Hz, breaking capacity H Icu=100/85 kA at 500/690 V, tripping unit ETU600 LSIG upgradeable, color display, Bluetooth, USB interface, basic protection LT, ST, INST, GFx, including protection of the N conductor (internal neutral point sensor available), trip alarm switch (1 x CO), connection at rear horizontal with internal voltage tap on upper stab of circuit breaker, with voltage tap module VTM680 and power supply of ETU600, able to communication, integrated metering type PMF-1 Energy Efficiency, Voltage, Active energy Ea Manual operating mechanism with mechanical closing, without Spring charging motor, Ready-to-close signal. switch, Auxiliary switches 2NO+2NC, without Closing coil (CC), manual operating mechanism with mechanical closing, without Remote trip alarm reset coil (RR), without 2nd shunt trip, without 1st Shunt trip | 380870 | 1 | Z\ | 1
3WA1240-5LF31-0AA0 |  | Withdrawable circuit breaker with guide frame, IEC 60947-2, frame size 2, 3-poles, In=4000A up to 690V AC 50/60Hz, breaking capacity H Icu=100/85kA at 500/690V, Trip unit ETU600 LSIG upgrade ready , colordisplay, bluetooth and USB interface, Protection LT, ST, INST, GFx, N-protection required an external N-sensor, incl. trip alarm switch (1xCO), rear connection vertical, guide frame with shutter and w/o position signalling switch, with internal voltage tap on upper stab of circuit breaker, with voltage tap module VTM680 and power supply of ETU600, able to communication, integrated metering type PMF-1 Energy Efficiency, Voltage, Active energy Ea Manual operating mechanism with mechanical closing, without Spring charging motor, Ready-to-close signal. switch, Auxiliary switches 2NO+2NC, without Closing coil (CC), manual operating mechanism with mechanical closing, without Remote trip alarm reset coil (RR), without 2nd shunt trip, without 1st Shunt trip | 355870 | 1 | Z\ | 1
3WA1240-5LF32-0AA0 |  | withdrawable circuit breaker, with guide frame, IEC 60947-2, size 2, 3-pole, In=4000 A up to 690 V AC 50/60 Hz, breaking capacity H Icu=100/85 kA at 500/690 V, tripping unit ETU600 LSIG upgradeable, color display, Bluetooth, USB interface, basic protection LT, ST, INST, GFx, neutral conductor protection requires an external neutral point current sensor, trip alarm switch (1 x CO), connection at rear horizontal guide frame with shutter, without position signaling switch, with internal voltage tap on upper stab of circuit breaker, with voltage tap module VTM680 and power supply of ETU600, able to communication, integrated metering type PMF-1 Energy Efficiency, Voltage, Active energy Ea Manual operating mechanism with mechanical closing, without Spring charging motor, Ready-to-close signal. switch, Auxiliary switches 2NO+2NC, without Closing coil (CC), manual operating mechanism with mechanical closing, without Remote trip alarm reset coil (RR), without 2nd shunt trip, without 1st Shunt trip | 353870 | 1 | Z\ | 1
3WA1240-5LF41-0AA0 |  | Withdrawable circuit breaker with guide frame, IEC 60947-2, frame size 2, 4-poles, N-pole left, In=4000A up to 690V AC 50/60Hz, breaking capacity H Icu=100/85kA at 500/690V, Trip unit ETU600 LSIG upgrade ready , colordisplay, bluetooth and USB interface, Protection LT, ST, INST, GFx, include N-protection, (internal N-sensor available), incl. trip alarm switch (1xCO), rear connection vertical, guide frame with shutter and w/o position signalling switch, with internal voltage tap on upper stab of circuit breaker, with voltage tap module VTM680 and power supply of ETU600, able to communication, integrated metering type PMF-1 Energy Efficiency, Voltage, Active energy Ea Manual operating mechanism with mechanical closing, without Spring charging motor, Ready-to-close signal. switch, Auxiliary switches 2NO+2NC, without Closing coil (CC), manual operating mechanism with mechanical closing, without Remote trip alarm reset coil (RR), without 2nd shunt trip, without 1st Shunt trip | 462870 | 1 | Z\ | 1
3WA1240-5LF42-0AA0 |  | withdrawable circuit breaker, with guide frame, IEC 60947-2, size 2, 4-pole, N pole on left, In=4000 A up to 690 V AC 50/60 Hz, breaking capacity H Icu=100/85 kA at 500/690 V, tripping unit ETU600 LSIG upgradeable, color display, Bluetooth, USB interface, basic protection LT, ST, INST, GFx, including protection of the N conductor (internal neutral point sensor available), trip alarm switch (1 x CO), connection at rear horizontal guide frame with shutter, without position signaling switch, with internal voltage tap on upper stab of circuit breaker, with voltage tap module VTM680 and power supply of ETU600, able to communication, integrated metering type PMF-1 Energy Efficiency, Voltage, Active energy Ea Manual operating mechanism with mechanical closing, without Spring charging motor, Ready-to-close signal. switch, Auxiliary switches 2NO+2NC, without Closing coil (CC), manual operating mechanism with mechanical closing, without Remote trip alarm reset coil (RR), without 2nd shunt trip, without 1st Shunt trip | 461870 | 1 | Z\ | 1
3WA1240-5LG01-0AA0 |  | Fixed-mounted circuit breaker IEC 60947-2, frame size 2, 3-poles, In=4000A up to 690V AC 50/60Hz, breaking capacity H Icu=100/85kA at 500/690V, Trip unit ETU600 LSIG Hi-Z upgrade ready , colordisplay, bluetooth and USB interface, Protection LT, ST, INST, GFx, with GF highimpedance-input N-protection required an external N-sensor, incl. trip alarm switch (1xCO), rear connection vertical, with internal voltage tap on upper stab of circuit breaker, with voltage tap module VTM680 and power supply of ETU600, able to communication, integrated metering type PMF-1 Energy Efficiency, Voltage, Active energy Ea Manual operating mechanism with mechanical closing, without Spring charging motor, Ready-to-close signal. switch, Auxiliary switches 2NO+2NC, without Closing coil (CC), manual operating mechanism with mechanical closing, without Remote trip alarm reset coil (RR), without 2nd shunt trip, without 1st Shunt trip | 320870 | 1 | Z\ | 1
3WA1240-5LG02-0AA0 |  | fixed-mounted circuit breaker, IEC 60947-2, size 2, 3-pole, In=4000 A up to 690 V AC 50/60 Hz, breaking capacity H Icu=100/85 kA at 500/690 V, tripping unit ETU600 LSIG Hi-Z upgradeable, color display, Bluetooth, USB interface, basic protection LT, ST, INST, GFx, with GF high-impedance input, neutral conductor protection requires an external neutral point current sensor, trip alarm switch (1 x CO), connection at rear horizontal with internal voltage tap on upper stab of circuit breaker, with voltage tap module VTM680 and power supply of ETU600, able to communication, integrated metering type PMF-1 Energy Efficiency, Voltage, Active energy Ea Manual operating mechanism with mechanical closing, without Spring charging motor, Ready-to-close signal. switch, Auxiliary switches 2NO+2NC, without Closing coil (CC), manual operating mechanism with mechanical closing, without Remote trip alarm reset coil (RR), without 2nd shunt trip, without 1st Shunt trip | 313870 | 1 | Z\ | 1
3WA1240-5LG11-0AA0 |  | Fixed-mounted circuit breaker IEC 60947-2, frame size 2, 4-poles, N-pole left, In=4000A up to 690V AC 50/60Hz, breaking capacity H Icu=100/85kA at 500/690V, Trip unit ETU600 LSIG Hi-Z upgrade ready , colordisplay, bluetooth and USB interface, Protection LT, ST, INST, GFx, with GF highimpedance-input include N-protection, (internal N-sensor available), incl. trip alarm switch (1xCO), rear connection vertical, with internal voltage tap on upper stab of circuit breaker, with voltage tap module VTM680 and power supply of ETU600, able to communication, integrated metering type PMF-1 Energy Efficiency, Voltage, Active energy Ea Manual operating mechanism with mechanical closing, without Spring charging motor, Ready-to-close signal. switch, Auxiliary switches 2NO+2NC, without Closing coil (CC), manual operating mechanism with mechanical closing, without Remote trip alarm reset coil (RR), without 2nd shunt trip, without 1st Shunt trip | 410870 | 1 | Z\ | 1
3WA1240-5LG12-0AA0 |  | fixed-mounted circuit breaker, IEC 60947-2, size 2, 4-pole, N pole on left, In=4000 A up to 690 V AC 50/60 Hz, breaking capacity H Icu=100/85 kA at 500/690 V, tripping unit ETU600 LSIG Hi-Z upgradeable, color display, Bluetooth, USB interface, basic protection LT, ST, INST, GFx, with GF high-impedance input, including protection of the N conductor (internal neutral point sensor available), trip alarm switch (1 x CO), connection at rear horizontal with internal voltage tap on upper stab of circuit breaker, with voltage tap module VTM680 and power supply of ETU600, able to communication, integrated metering type PMF-1 Energy Efficiency, Voltage, Active energy Ea Manual operating mechanism with mechanical closing, without Spring charging motor, Ready-to-close signal. switch, Auxiliary switches 2NO+2NC, without Closing coil (CC), manual operating mechanism with mechanical closing, without Remote trip alarm reset coil (RR), without 2nd shunt trip, without 1st Shunt trip | 401870 | 1 | Z\ | 1
3WA1240-5LG21-0AA0 |  | fixed-mounted circuit breaker, IEC 60947-2, size 2, 4-pole, N pole on right, In=4000 A up to 690 V AC 50/60 Hz, breaking capacity H Icu=100/85 kA at 500/690 V, tripping unit ETU600 LSIG Hi-Z upgradeable, color display, Bluetooth, USB interface, basic protection LT, ST, INST, GFx, with GF high-impedance input, including protection of the N conductor (internal neutral point sensor available), trip alarm switch (1 x CO), connection at rear vertical, with internal voltage tap on upper stab of circuit breaker, with voltage tap module VTM680 and power supply of ETU600, able to communication, integrated metering type PMF-1 Energy Efficiency, Voltage, Active energy Ea Manual operating mechanism with mechanical closing, without Spring charging motor, Ready-to-close signal. switch, Auxiliary switches 2NO+2NC, without Closing coil (CC), manual operating mechanism with mechanical closing, without Remote trip alarm reset coil (RR), without 2nd shunt trip, without 1st Shunt trip | 410870 | 1 | Z\ | 1
3WA1240-5LG22-0AA0 |  | fixed-mounted circuit breaker, IEC 60947-2, size 2, 4-pole, N pole on right, In=4000 A up to 690 V AC 50/60 Hz, breaking capacity H Icu=100/85 kA at 500/690 V, tripping unit ETU600 LSIG Hi-Z upgradeable, color display, Bluetooth, USB interface, basic protection LT, ST, INST, GFx, with GF high-impedance input, including protection of the N conductor (internal neutral point sensor available), trip alarm switch (1 x CO), connection at rear horizontal with internal voltage tap on upper stab of circuit breaker, with voltage tap module VTM680 and power supply of ETU600, able to communication, integrated metering type PMF-1 Energy Efficiency, Voltage, Active energy Ea Manual operating mechanism with mechanical closing, without Spring charging motor, Ready-to-close signal. switch, Auxiliary switches 2NO+2NC, without Closing coil (CC), manual operating mechanism with mechanical closing, without Remote trip alarm reset coil (RR), without 2nd shunt trip, without 1st Shunt trip | 401870 | 1 | Z\ | 1
3WA1240-5LG31-0AA0 |  | Withdrawable circuit breaker with guide frame, IEC 60947-2, frame size 2, 3-poles, In=4000A up to 690V AC 50/60Hz, breaking capacity H Icu=100/85kA at 500/690V, Trip unit ETU600 LSIG Hi-Z upgrade ready , colordisplay, bluetooth and USB interface, Protection LT, ST, INST, GFx, with GF highimpedance-input N-protection required an external N-sensor, incl. trip alarm switch (1xCO), rear connection vertical, guide frame with shutter and w/o position signalling switch, with internal voltage tap on upper stab of circuit breaker, with voltage tap module VTM680 and power supply of ETU600, able to communication, integrated metering type PMF-1 Energy Efficiency, Voltage, Active energy Ea Manual operating mechanism with mechanical closing, without Spring charging motor, Ready-to-close signal. switch, Auxiliary switches 2NO+2NC, without Closing coil (CC), manual operating mechanism with mechanical closing, without Remote trip alarm reset coil (RR), without 2nd shunt trip, without 1st Shunt trip | 376870 | 1 | Z\ | 1
3WA1240-5LG32-0AA0 |  | withdrawable circuit breaker, with guide frame, IEC 60947-2, size 2, 3-pole, In=4000 A up to 690 V AC 50/60 Hz, breaking capacity H Icu=100/85 kA at 500/690 V, tripping unit ETU600 LSIG Hi-Z upgradeable, color display, Bluetooth, USB interface, basic protection LT, ST, INST, GFx, with GF high-impedance input, neutral conductor protection requires an external neutral point current sensor, trip alarm switch (1 x CO), connection at rear horizontal guide frame with shutter, without position signaling switch, with internal voltage tap on upper stab of circuit breaker, with voltage tap module VTM680 and power supply of ETU600, able to communication, integrated metering type PMF-1 Energy Efficiency, Voltage, Active energy Ea Manual operating mechanism with mechanical closing, without Spring charging motor, Ready-to-close signal. switch, Auxiliary switches 2NO+2NC, without Closing coil (CC), manual operating mechanism with mechanical closing, without Remote trip alarm reset coil (RR), without 2nd shunt trip, without 1st Shunt trip | 375870 | 1 | Z\ | 1
3WA1240-5LG41-0AA0 |  | Withdrawable circuit breaker with guide frame, IEC 60947-2, frame size 2, 4-poles, N-pole left, In=4000A up to 690V AC 50/60Hz, breaking capacity H Icu=100/85kA at 500/690V, Trip unit ETU600 LSIG Hi-Z upgrade ready , colordisplay, bluetooth and USB interface, Protection LT, ST, INST, GFx, with GF highimpedance-input include N-protection, (internal N-sensor available), incl. trip alarm switch (1xCO), rear connection vertical, guide frame with shutter and w/o position signalling switch, with internal voltage tap on upper stab of circuit breaker, with voltage tap module VTM680 and power supply of ETU600, able to communication, integrated metering type PMF-1 Energy Efficiency, Voltage, Active energy Ea Manual operating mechanism with mechanical closing, without Spring charging motor, Ready-to-close signal. switch, Auxiliary switches 2NO+2NC, without Closing coil (CC), manual operating mechanism with mechanical closing, without Remote trip alarm reset coil (RR), without 2nd shunt trip, without 1st Shunt trip | 484870 | 1 | Z\ | 1
3WA1240-5LG42-0AA0 |  | withdrawable circuit breaker, with guide frame, IEC 60947-2, size 2, 4-pole, N pole on left, In=4000 A up to 690 V AC 50/60 Hz, breaking capacity H Icu=100/85 kA at 500/690 V, tripping unit ETU600 LSIG Hi-Z upgradeable, color display, Bluetooth, USB interface, basic protection LT, ST, INST, GFx, with GF high-impedance input, including protection of the N conductor (internal neutral point sensor available), trip alarm switch (1 x CO), connection at rear horizontal guide frame with shutter, without position signaling switch, with internal voltage tap on upper stab of circuit breaker, with voltage tap module VTM680 and power supply of ETU600, able to communication, integrated metering type PMF-1 Energy Efficiency, Voltage, Active energy Ea Manual operating mechanism with mechanical closing, without Spring charging motor, Ready-to-close signal. switch, Auxiliary switches 2NO+2NC, without Closing coil (CC), manual operating mechanism with mechanical closing, without Remote trip alarm reset coil (RR), without 2nd shunt trip, without 1st Shunt trip | 482870 | 1 | Z\ | 1
3WA1240-5ME01-0AA0 |  | Fixed-mounted circuit breaker IEC 60947-2, frame size 2, 3-poles, In=4000A up to 690V AC 50/60Hz, breaking capacity H Icu=100/85kA at 500/690V, Trip unit ETU600 LSI upgrade ready , colordisplay, bluetooth and USB interface, Protection LT, ST, INST, N-protection required an external N-sensor, incl. trip alarm switch (1xCO), rear connection vertical, with internal voltage tap on upper stab of circuit breaker, with voltage tap module VTM680 and power supply of ETU600, able to communication, integrated metering type PMF-2 Basic Power Monitoring, Voltage, Energy, Power, Power factor, Frequency, Unbalance, Temperature, Manual operating mechanism with mechanical closing, without Spring charging motor, Ready-to-close signal. switch, Auxiliary switches 2NO+2NC, without Closing coil (CC), manual operating mechanism with mechanical closing, without Remote trip alarm reset coil (RR), without 2nd shunt trip, without 1st Shunt trip | 298700 | 1 | Z\ | 1
3WA1240-5ME02-0AA0 |  | fixed-mounted circuit breaker, IEC 60947-2, size 2, 3-pole, In=4000 A up to 690 V AC 50/60 Hz, breaking capacity H Icu=100/85 kA at 500/690 V, tripping unit ETU600 LSI upgradeable, color display, Bluetooth, USB interface, basic protection LT, ST, INST, neutral conductor protection requires an external neutral point current sensor, trip alarm switch (1 x CO), connection at rear horizontal with internal voltage tap on upper stab of circuit breaker, with voltage tap module VTM680 and power supply of ETU600, able to communication, integrated metering type PMF-2 Basic Power Monitoring, Voltage, Energy, Power, Power factor, Frequency, Unbalance, Temperature, Manual operating mechanism with mechanical closing, without Spring charging motor, Ready-to-close signal. switch, Auxiliary switches 2NO+2NC, without Closing coil (CC), manual operating mechanism with mechanical closing, without Remote trip alarm reset coil (RR), without 2nd shunt trip, without 1st Shunt trip | 291700 | 1 | Z\ | 1
3WA1240-5ME11-0AA0 |  | Fixed-mounted circuit breaker IEC 60947-2, frame size 2, 4-poles, N-pole left, In=4000A up to 690V AC 50/60Hz, breaking capacity H Icu=100/85kA at 500/690V, Trip unit ETU600 LSI upgrade ready , colordisplay, bluetooth and USB interface, Protection LT, ST, INST, include N-protection, (internal N-sensor available), incl. trip alarm switch (1xCO), rear connection vertical, with internal voltage tap on upper stab of circuit breaker, with voltage tap module VTM680 and power supply of ETU600, able to communication, integrated metering type PMF-2 Basic Power Monitoring, Voltage, Energy, Power, Power factor, Frequency, Unbalance, Temperature, Manual operating mechanism with mechanical closing, without Spring charging motor, Ready-to-close signal. switch, Auxiliary switches 2NO+2NC, without Closing coil (CC), manual operating mechanism with mechanical closing, without Remote trip alarm reset coil (RR), without 2nd shunt trip, without 1st Shunt trip | 387700 | 1 | Z\ | 1
3WA1240-5ME12-0AA0 |  | fixed-mounted circuit breaker, IEC 60947-2, size 2, 4-pole, N pole on left, In=4000 A up to 690 V AC 50/60 Hz, breaking capacity H Icu=100/85 kA at 500/690 V, tripping unit ETU600 LSI upgradeable, color display, Bluetooth, USB interface, basic protection LT, ST, INST, including protection of the N conductor (internal neutral point sensor available), trip alarm switch (1 x CO), connection at rear horizontal with internal voltage tap on upper stab of circuit breaker, with voltage tap module VTM680 and power supply of ETU600, able to communication, integrated metering type PMF-2 Basic Power Monitoring, Voltage, Energy, Power, Power factor, Frequency, Unbalance, Temperature, Manual operating mechanism with mechanical closing, without Spring charging motor, Ready-to-close signal. switch, Auxiliary switches 2NO+2NC, without Closing coil (CC), manual operating mechanism with mechanical closing, without Remote trip alarm reset coil (RR), without 2nd shunt trip, without 1st Shunt trip | 378700 | 1 | Z\ | 1
3WA1240-5ME21-0AA0 |  | fixed-mounted circuit breaker, IEC 60947-2, size 2, 4-pole, N pole on right, In=4000 A up to 690 V AC 50/60 Hz, breaking capacity H Icu=100/85 kA at 500/690 V, tripping unit ETU600 LSI upgradeable, color display, Bluetooth, USB interface, basic protection LT, ST, INST, including protection of the N conductor (internal neutral point sensor available), trip alarm switch (1 x CO), connection at rear vertical, with internal voltage tap on upper stab of circuit breaker, with voltage tap module VTM680 and power supply of ETU600, able to communication, integrated metering type PMF-2 Basic Power Monitoring, Voltage, Energy, Power, Power factor, Frequency, Unbalance, Temperature, Manual operating mechanism with mechanical closing, without Spring charging motor, Ready-to-close signal. switch, Auxiliary switches 2NO+2NC, without Closing coil (CC), manual operating mechanism with mechanical closing, without Remote trip alarm reset coil (RR), without 2nd shunt trip, without 1st Shunt trip | 387700 | 1 | Z\ | 1
3WA1240-5ME22-0AA0 |  | fixed-mounted circuit breaker, IEC 60947-2, size 2, 4-pole, N pole on right, In=4000 A up to 690 V AC 50/60 Hz, breaking capacity H Icu=100/85 kA at 500/690 V, tripping unit ETU600 LSI upgradeable, color display, Bluetooth, USB interface, basic protection LT, ST, INST, including protection of the N conductor (internal neutral point sensor available), trip alarm switch (1 x CO), connection at rear horizontal with internal voltage tap on upper stab of circuit breaker, with voltage tap module VTM680 and power supply of ETU600, able to communication, integrated metering type PMF-2 Basic Power Monitoring, Voltage, Energy, Power, Power factor, Frequency, Unbalance, Temperature, Manual operating mechanism with mechanical closing, without Spring charging motor, Ready-to-close signal. switch, Auxiliary switches 2NO+2NC, without Closing coil (CC), manual operating mechanism with mechanical closing, without Remote trip alarm reset coil (RR), without 2nd shunt trip, without 1st Shunt trip | 378700 | 1 | Z\ | 1
3WA1240-5ME31-0AA0 |  | Withdrawable circuit breaker with guide frame, IEC 60947-2, frame size 2, 3-poles, In=4000A up to 690V AC 50/60Hz, breaking capacity H Icu=100/85kA at 500/690V, Trip unit ETU600 LSI upgrade ready , colordisplay, bluetooth and USB interface, Protection LT, ST, INST, N-protection required an external N-sensor, incl. trip alarm switch (1xCO), rear connection vertical, guide frame with shutter and w/o position signalling switch, with internal voltage tap on upper stab of circuit breaker, with voltage tap module VTM680 and power supply of ETU600, able to communication, integrated metering type PMF-2 Basic Power Monitoring, Voltage, Energy, Power, Power factor, Frequency, Unbalance, Temperature, Manual operating mechanism with mechanical closing, without Spring charging motor, Ready-to-close signal. switch, Auxiliary switches 2NO+2NC, without Closing coil (CC), manual operating mechanism with mechanical closing, without Remote trip alarm reset coil (RR), without 2nd shunt trip, without 1st Shunt trip | 353700 | 1 | Z\ | 1
3WA1240-5ME32-0AA0 |  | withdrawable circuit breaker, with guide frame, IEC 60947-2, size 2, 3-pole, In=4000 A up to 690 V AC 50/60 Hz, breaking capacity H Icu=100/85 kA at 500/690 V, tripping unit ETU600 LSI upgradeable, color display, Bluetooth, USB interface, basic protection LT, ST, INST, neutral conductor protection requires an external neutral point current sensor, trip alarm switch (1 x CO), connection at rear horizontal guide frame with shutter, without position signaling switch, with internal voltage tap on upper stab of circuit breaker, with voltage tap module VTM680 and power supply of ETU600, able to communication, integrated metering type PMF-2 Basic Power Monitoring, Voltage, Energy, Power, Power factor, Frequency, Unbalance, Temperature, Manual operating mechanism with mechanical closing, without Spring charging motor, Ready-to-close signal. switch, Auxiliary switches 2NO+2NC, without Closing coil (CC), manual operating mechanism with mechanical closing, without Remote trip alarm reset coil (RR), without 2nd shunt trip, without 1st Shunt trip | 352700 | 1 | Z\ | 1
3WA1240-5ME41-0AA0 |  | Withdrawable circuit breaker with guide frame, IEC 60947-2, frame size 2, 4-poles, N-pole left, In=4000A up to 690V AC 50/60Hz, breaking capacity H Icu=100/85kA at 500/690V, Trip unit ETU600 LSI upgrade ready , colordisplay, bluetooth and USB interface, Protection LT, ST, INST, include N-protection, (internal N-sensor available), incl. trip alarm switch (1xCO), rear connection vertical, guide frame with shutter and w/o position signalling switch, with internal voltage tap on upper stab of circuit breaker, with voltage tap module VTM680 and power supply of ETU600, able to communication, integrated metering type PMF-2 Basic Power Monitoring, Voltage, Energy, Power, Power factor, Frequency, Unbalance, Temperature, Manual operating mechanism with mechanical closing, without Spring charging motor, Ready-to-close signal. switch, Auxiliary switches 2NO+2NC, without Closing coil (CC), manual operating mechanism with mechanical closing, without Remote trip alarm reset coil (RR), without 2nd shunt trip, without 1st Shunt trip | 461700 | 1 | Z\ | 1
3WA1240-5ME42-0AA0 |  | withdrawable circuit breaker, with guide frame, IEC 60947-2, size 2, 4-pole, N pole on left, In=4000 A up to 690 V AC 50/60 Hz, breaking capacity H Icu=100/85 kA at 500/690 V, tripping unit ETU600 LSI upgradeable, color display, Bluetooth, USB interface, basic protection LT, ST, INST, including protection of the N conductor (internal neutral point sensor available), trip alarm switch (1 x CO), connection at rear horizontal guide frame with shutter, without position signaling switch, with internal voltage tap on upper stab of circuit breaker, with voltage tap module VTM680 and power supply of ETU600, able to communication, integrated metering type PMF-2 Basic Power Monitoring, Voltage, Energy, Power, Power factor, Frequency, Unbalance, Temperature, Manual operating mechanism with mechanical closing, without Spring charging motor, Ready-to-close signal. switch, Auxiliary switches 2NO+2NC, without Closing coil (CC), manual operating mechanism with mechanical closing, without Remote trip alarm reset coil (RR), without 2nd shunt trip, without 1st Shunt trip | 459700 | 1 | Z\ | 1
3WA1240-5MF01-0AA0 |  | Fixed-mounted circuit breaker IEC 60947-2, frame size 2, 3-poles, In=4000A up to 690V AC 50/60Hz, breaking capacity H Icu=100/85kA at 500/690V, Trip unit ETU600 LSIG upgrade ready , colordisplay, bluetooth and USB interface, Protection LT, ST, INST, GFx, N-protection required an external N-sensor, incl. trip alarm switch (1xCO), rear connection vertical, with internal voltage tap on upper stab of circuit breaker, with voltage tap module VTM680 and power supply of ETU600, able to communication, integrated metering type PMF-2 Basic Power Monitoring, Voltage, Energy, Power, Power factor, Frequency, Unbalance, Temperature, Manual operating mechanism with mechanical closing, without Spring charging motor, Ready-to-close signal. switch, Auxiliary switches 2NO+2NC, without Closing coil (CC), manual operating mechanism with mechanical closing, without Remote trip alarm reset coil (RR), without 2nd shunt trip, without 1st Shunt trip | 308700 | 1 | Z\ | 1
3WA1240-5MF02-0AA0 |  | fixed-mounted circuit breaker, IEC 60947-2, size 2, 3-pole, In=4000 A up to 690 V AC 50/60 Hz, breaking capacity H Icu=100/85 kA at 500/690 V, tripping unit ETU600 LSIG upgradeable, color display, Bluetooth, USB interface, basic protection LT, ST, INST, GFx, neutral conductor protection requires an external neutral point current sensor, trip alarm switch (1 x CO), connection at rear horizontal with internal voltage tap on upper stab of circuit breaker, with voltage tap module VTM680 and power supply of ETU600, able to communication, integrated metering type PMF-2 Basic Power Monitoring, Voltage, Energy, Power, Power factor, Frequency, Unbalance, Temperature, Manual operating mechanism with mechanical closing, without Spring charging motor, Ready-to-close signal. switch, Auxiliary switches 2NO+2NC, without Closing coil (CC), manual operating mechanism with mechanical closing, without Remote trip alarm reset coil (RR), without 2nd shunt trip, without 1st Shunt trip | 301700 | 1 | Z\ | 1
3WA1240-5MF11-0AA0 |  | Fixed-mounted circuit breaker IEC 60947-2, frame size 2, 4-poles, N-pole left, In=4000A up to 690V AC 50/60Hz, breaking capacity H Icu=100/85kA at 500/690V, Trip unit ETU600 LSIG upgrade ready , colordisplay, bluetooth and USB interface, Protection LT, ST, INST, GFx, include N-protection, (internal N-sensor available), incl. trip alarm switch (1xCO), rear connection vertical, with internal voltage tap on upper stab of circuit breaker, with voltage tap module VTM680 and power supply of ETU600, able to communication, integrated metering type PMF-2 Basic Power Monitoring, Voltage, Energy, Power, Power factor, Frequency, Unbalance, Temperature, Manual operating mechanism with mechanical closing, without Spring charging motor, Ready-to-close signal. switch, Auxiliary switches 2NO+2NC, without Closing coil (CC), manual operating mechanism with mechanical closing, without Remote trip alarm reset coil (RR), without 2nd shunt trip, without 1st Shunt trip | 398700 | 1 | Z\ | 1
3WA1240-5MF12-0AA0 |  | fixed-mounted circuit breaker, IEC 60947-2, size 2, 4-pole, N pole on left, In=4000 A up to 690 V AC 50/60 Hz, breaking capacity H Icu=100/85 kA at 500/690 V, tripping unit ETU600 LSIG upgradeable, color display, Bluetooth, USB interface, basic protection LT, ST, INST, GFx, including protection of the N conductor (internal neutral point sensor available), trip alarm switch (1 x CO), connection at rear horizontal with internal voltage tap on upper stab of circuit breaker, with voltage tap module VTM680 and power supply of ETU600, able to communication, integrated metering type PMF-2 Basic Power Monitoring, Voltage, Energy, Power, Power factor, Frequency, Unbalance, Temperature, Manual operating mechanism with mechanical closing, without Spring charging motor, Ready-to-close signal. switch, Auxiliary switches 2NO+2NC, without Closing coil (CC), manual operating mechanism with mechanical closing, without Remote trip alarm reset coil (RR), without 2nd shunt trip, without 1st Shunt trip | 389700 | 1 | Z\ | 1
3WA1240-5MF21-0AA0 |  | fixed-mounted circuit breaker, IEC 60947-2, size 2, 4-pole, N pole on right, In=4000 A up to 690 V AC 50/60 Hz, breaking capacity H Icu=100/85 kA at 500/690 V, tripping unit ETU600 LSIG upgradeable, color display, Bluetooth, USB interface, basic protection LT, ST, INST, GFx, including protection of the N conductor (internal neutral point sensor available), trip alarm switch (1 x CO), connection at rear vertical, with internal voltage tap on upper stab of circuit breaker, with voltage tap module VTM680 and power supply of ETU600, able to communication, integrated metering type PMF-2 Basic Power Monitoring, Voltage, Energy, Power, Power factor, Frequency, Unbalance, Temperature, Manual operating mechanism with mechanical closing, without Spring charging motor, Ready-to-close signal. switch, Auxiliary switches 2NO+2NC, without Closing coil (CC), manual operating mechanism with mechanical closing, without Remote trip alarm reset coil (RR), without 2nd shunt trip, without 1st Shunt trip | 398700 | 1 | Z\ | 1
3WA1240-5MF22-0AA0 |  | fixed-mounted circuit breaker, IEC 60947-2, size 2, 4-pole, N pole on right, In=4000 A up to 690 V AC 50/60 Hz, breaking capacity H Icu=100/85 kA at 500/690 V, tripping unit ETU600 LSIG upgradeable, color display, Bluetooth, USB interface, basic protection LT, ST, INST, GFx, including protection of the N conductor (internal neutral point sensor available), trip alarm switch (1 x CO), connection at rear horizontal with internal voltage tap on upper stab of circuit breaker, with voltage tap module VTM680 and power supply of ETU600, able to communication, integrated metering type PMF-2 Basic Power Monitoring, Voltage, Energy, Power, Power factor, Frequency, Unbalance, Temperature, Manual operating mechanism with mechanical closing, without Spring charging motor, Ready-to-close signal. switch, Auxiliary switches 2NO+2NC, without Closing coil (CC), manual operating mechanism with mechanical closing, without Remote trip alarm reset coil (RR), without 2nd shunt trip, without 1st Shunt trip | 389700 | 1 | Z\ | 1
3WA1240-5MF31-0AA0 |  | Withdrawable circuit breaker with guide frame, IEC 60947-2, frame size 2, 3-poles, In=4000A up to 690V AC 50/60Hz, breaking capacity H Icu=100/85kA at 500/690V, Trip unit ETU600 LSIG upgrade ready , colordisplay, bluetooth and USB interface, Protection LT, ST, INST, GFx, N-protection required an external N-sensor, incl. trip alarm switch (1xCO), rear connection vertical, guide frame with shutter and w/o position signalling switch, with internal voltage tap on upper stab of circuit breaker, with voltage tap module VTM680 and power supply of ETU600, able to communication, integrated metering type PMF-2 Basic Power Monitoring, Voltage, Energy, Power, Power factor, Frequency, Unbalance, Temperature, Manual operating mechanism with mechanical closing, without Spring charging motor, Ready-to-close signal. switch, Auxiliary switches 2NO+2NC, without Closing coil (CC), manual operating mechanism with mechanical closing, without Remote trip alarm reset coil (RR), without 2nd shunt trip, without 1st Shunt trip | 364700 | 1 | Z\ | 1
3WA1240-5MF32-0AA0 |  | withdrawable circuit breaker, with guide frame, IEC 60947-2, size 2, 3-pole, In=4000 A up to 690 V AC 50/60 Hz, breaking capacity H Icu=100/85 kA at 500/690 V, tripping unit ETU600 LSIG upgradeable, color display, Bluetooth, USB interface, basic protection LT, ST, INST, GFx, neutral conductor protection requires an external neutral point current sensor, trip alarm switch (1 x CO), connection at rear horizontal guide frame with shutter, without position signaling switch, with internal voltage tap on upper stab of circuit breaker, with voltage tap module VTM680 and power supply of ETU600, able to communication, integrated metering type PMF-2 Basic Power Monitoring, Voltage, Energy, Power, Power factor, Frequency, Unbalance, Temperature, Manual operating mechanism with mechanical closing, without Spring charging motor, Ready-to-close signal. switch, Auxiliary switches 2NO+2NC, without Closing coil (CC), manual operating mechanism with mechanical closing, without Remote trip alarm reset coil (RR), without 2nd shunt trip, without 1st Shunt trip | 362700 | 1 | Z\ | 1
3WA1240-5MF41-0AA0 |  | Withdrawable circuit breaker with guide frame, IEC 60947-2, frame size 2, 4-poles, N-pole left, In=4000A up to 690V AC 50/60Hz, breaking capacity H Icu=100/85kA at 500/690V, Trip unit ETU600 LSIG upgrade ready , colordisplay, bluetooth and USB interface, Protection LT, ST, INST, GFx, include N-protection, (internal N-sensor available), incl. trip alarm switch (1xCO), rear connection vertical, guide frame with shutter and w/o position signalling switch, with internal voltage tap on upper stab of circuit breaker, with voltage tap module VTM680 and power supply of ETU600, able to communication, integrated metering type PMF-2 Basic Power Monitoring, Voltage, Energy, Power, Power factor, Frequency, Unbalance, Temperature, Manual operating mechanism with mechanical closing, without Spring charging motor, Ready-to-close signal. switch, Auxiliary switches 2NO+2NC, without Closing coil (CC), manual operating mechanism with mechanical closing, without Remote trip alarm reset coil (RR), without 2nd shunt trip, without 1st Shunt trip | 471700 | 1 | Z\ | 1
3WA1240-5MF42-0AA0 |  | withdrawable circuit breaker, with guide frame, IEC 60947-2, size 2, 4-pole, N pole on left, In=4000 A up to 690 V AC 50/60 Hz, breaking capacity H Icu=100/85 kA at 500/690 V, tripping unit ETU600 LSIG upgradeable, color display, Bluetooth, USB interface, basic protection LT, ST, INST, GFx, including protection of the N conductor (internal neutral point sensor available), trip alarm switch (1 x CO), connection at rear horizontal guide frame with shutter, without position signaling switch, with internal voltage tap on upper stab of circuit breaker, with voltage tap module VTM680 and power supply of ETU600, able to communication, integrated metering type PMF-2 Basic Power Monitoring, Voltage, Energy, Power, Power factor, Frequency, Unbalance, Temperature, Manual operating mechanism with mechanical closing, without Spring charging motor, Ready-to-close signal. switch, Auxiliary switches 2NO+2NC, without Closing coil (CC), manual operating mechanism with mechanical closing, without Remote trip alarm reset coil (RR), without 2nd shunt trip, without 1st Shunt trip | 470700 | 1 | Z\ | 1
3WA1240-5MG01-0AA0 |  | Fixed-mounted circuit breaker IEC 60947-2, frame size 2, 3-poles, In=4000A up to 690V AC 50/60Hz, breaking capacity H Icu=100/85kA at 500/690V, Trip unit ETU600 LSIG Hi-Z upgrade ready , colordisplay, bluetooth and USB interface, Protection LT, ST, INST, GFx, with GF highimpedance-input N-protection required an external N-sensor, incl. trip alarm switch (1xCO), rear connection vertical, with internal voltage tap on upper stab of circuit breaker, with voltage tap module VTM680 and power supply of ETU600, able to communication, integrated metering type PMF-2 Basic Power Monitoring, Voltage, Energy, Power, Power factor, Frequency, Unbalance, Temperature, Manual operating mechanism with mechanical closing, without Spring charging motor, Ready-to-close signal. switch, Auxiliary switches 2NO+2NC, without Closing coil (CC), manual operating mechanism with mechanical closing, without Remote trip alarm reset coil (RR), without 2nd shunt trip, without 1st Shunt trip | 329700 | 1 | Z\ | 1
3WA1240-5MG02-0AA0 |  | fixed-mounted circuit breaker, IEC 60947-2, size 2, 3-pole, In=4000 A up to 690 V AC 50/60 Hz, breaking capacity H Icu=100/85 kA at 500/690 V, tripping unit ETU600 LSIG Hi-Z upgradeable, color display, Bluetooth, USB interface, basic protection LT, ST, INST, GFx, with GF high-impedance input, neutral conductor protection requires an external neutral point current sensor, trip alarm switch (1 x CO), connection at rear horizontal with internal voltage tap on upper stab of circuit breaker, with voltage tap module VTM680 and power supply of ETU600, able to communication, integrated metering type PMF-2 Basic Power Monitoring, Voltage, Energy, Power, Power factor, Frequency, Unbalance, Temperature, Manual operating mechanism with mechanical closing, without Spring charging motor, Ready-to-close signal. switch, Auxiliary switches 2NO+2NC, without Closing coil (CC), manual operating mechanism with mechanical closing, without Remote trip alarm reset coil (RR), without 2nd shunt trip, without 1st Shunt trip | 322700 | 1 | Z\ | 1
3WA1240-5MG11-0AA0 |  | Fixed-mounted circuit breaker IEC 60947-2, frame size 2, 4-poles, N-pole left, In=4000A up to 690V AC 50/60Hz, breaking capacity H Icu=100/85kA at 500/690V, Trip unit ETU600 LSIG Hi-Z upgrade ready , colordisplay, bluetooth and USB interface, Protection LT, ST, INST, GFx, with GF highimpedance-input include N-protection, (internal N-sensor available), incl. trip alarm switch (1xCO), rear connection vertical, with internal voltage tap on upper stab of circuit breaker, with voltage tap module VTM680 and power supply of ETU600, able to communication, integrated metering type PMF-2 Basic Power Monitoring, Voltage, Energy, Power, Power factor, Frequency, Unbalance, Temperature, Manual operating mechanism with mechanical closing, without Spring charging motor, Ready-to-close signal. switch, Auxiliary switches 2NO+2NC, without Closing coil (CC), manual operating mechanism with mechanical closing, without Remote trip alarm reset coil (RR), without 2nd shunt trip, without 1st Shunt trip | 419700 | 1 | Z\ | 1
3WA1240-5MG12-0AA0 |  | fixed-mounted circuit breaker, IEC 60947-2, size 2, 4-pole, N pole on left, In=4000 A up to 690 V AC 50/60 Hz, breaking capacity H Icu=100/85 kA at 500/690 V, tripping unit ETU600 LSIG Hi-Z upgradeable, color display, Bluetooth, USB interface, basic protection LT, ST, INST, GFx, with GF high-impedance input, including protection of the N conductor (internal neutral point sensor available), trip alarm switch (1 x CO), connection at rear horizontal with internal voltage tap on upper stab of circuit breaker, with voltage tap module VTM680 and power supply of ETU600, able to communication, integrated metering type PMF-2 Basic Power Monitoring, Voltage, Energy, Power, Power factor, Frequency, Unbalance, Temperature, Manual operating mechanism with mechanical closing, without Spring charging motor, Ready-to-close signal. switch, Auxiliary switches 2NO+2NC, without Closing coil (CC), manual operating mechanism with mechanical closing, without Remote trip alarm reset coil (RR), without 2nd shunt trip, without 1st Shunt trip | 410700 | 1 | Z\ | 1
3WA1240-5MG21-0AA0 |  | fixed-mounted circuit breaker, IEC 60947-2, size 2, 4-pole, N pole on right, In=4000 A up to 690 V AC 50/60 Hz, breaking capacity H Icu=100/85 kA at 500/690 V, tripping unit ETU600 LSIG Hi-Z upgradeable, color display, Bluetooth, USB interface, basic protection LT, ST, INST, GFx, with GF high-impedance input, including protection of the N conductor (internal neutral point sensor available), trip alarm switch (1 x CO), connection at rear vertical, with internal voltage tap on upper stab of circuit breaker, with voltage tap module VTM680 and power supply of ETU600, able to communication, integrated metering type PMF-2 Basic Power Monitoring, Voltage, Energy, Power, Power factor, Frequency, Unbalance, Temperature, Manual operating mechanism with mechanical closing, without Spring charging motor, Ready-to-close signal. switch, Auxiliary switches 2NO+2NC, without Closing coil (CC), manual operating mechanism with mechanical closing, without Remote trip alarm reset coil (RR), without 2nd shunt trip, without 1st Shunt trip | 419700 | 1 | Z\ | 1
3WA1240-5MG22-0AA0 |  | fixed-mounted circuit breaker, IEC 60947-2, size 2, 4-pole, N pole on right, In=4000 A up to 690 V AC 50/60 Hz, breaking capacity H Icu=100/85 kA at 500/690 V, tripping unit ETU600 LSIG Hi-Z upgradeable, color display, Bluetooth, USB interface, basic protection LT, ST, INST, GFx, with GF high-impedance input, including protection of the N conductor (internal neutral point sensor available), trip alarm switch (1 x CO), connection at rear horizontal with internal voltage tap on upper stab of circuit breaker, with voltage tap module VTM680 and power supply of ETU600, able to communication, integrated metering type PMF-2 Basic Power Monitoring, Voltage, Energy, Power, Power factor, Frequency, Unbalance, Temperature, Manual operating mechanism with mechanical closing, without Spring charging motor, Ready-to-close signal. switch, Auxiliary switches 2NO+2NC, without Closing coil (CC), manual operating mechanism with mechanical closing, without Remote trip alarm reset coil (RR), without 2nd shunt trip, without 1st Shunt trip | 410700 | 1 | Z\ | 1
3WA1240-5MG31-0AA0 |  | Withdrawable circuit breaker with guide frame, IEC 60947-2, frame size 2, 3-poles, In=4000A up to 690V AC 50/60Hz, breaking capacity H Icu=100/85kA at 500/690V, Trip unit ETU600 LSIG Hi-Z upgrade ready , colordisplay, bluetooth and USB interface, Protection LT, ST, INST, GFx, with GF highimpedance-input N-protection required an external N-sensor, incl. trip alarm switch (1xCO), rear connection vertical, guide frame with shutter and w/o position signalling switch, with internal voltage tap on upper stab of circuit breaker, with voltage tap module VTM680 and power supply of ETU600, able to communication, integrated metering type PMF-2 Basic Power Monitoring, Voltage, Energy, Power, Power factor, Frequency, Unbalance, Temperature, Manual operating mechanism with mechanical closing, without Spring charging motor, Ready-to-close signal. switch, Auxiliary switches 2NO+2NC, without Closing coil (CC), manual operating mechanism with mechanical closing, without Remote trip alarm reset coil (RR), without 2nd shunt trip, without 1st Shunt trip | 385700 | 1 | Z\ | 1
3WA1240-5MG32-0AA0 |  | withdrawable circuit breaker, with guide frame, IEC 60947-2, size 2, 3-pole, In=4000 A up to 690 V AC 50/60 Hz, breaking capacity H Icu=100/85 kA at 500/690 V, tripping unit ETU600 LSIG Hi-Z upgradeable, color display, Bluetooth, USB interface, basic protection LT, ST, INST, GFx, with GF high-impedance input, neutral conductor protection requires an external neutral point current sensor, trip alarm switch (1 x CO), connection at rear horizontal guide frame with shutter, without position signaling switch, with internal voltage tap on upper stab of circuit breaker, with voltage tap module VTM680 and power supply of ETU600, able to communication, integrated metering type PMF-2 Basic Power Monitoring, Voltage, Energy, Power, Power factor, Frequency, Unbalance, Temperature, Manual operating mechanism with mechanical closing, without Spring charging motor, Ready-to-close signal. switch, Auxiliary switches 2NO+2NC, without Closing coil (CC), manual operating mechanism with mechanical closing, without Remote trip alarm reset coil (RR), without 2nd shunt trip, without 1st Shunt trip | 384700 | 1 | Z\ | 1
3WA1240-5MG41-0AA0 |  | Withdrawable circuit breaker with guide frame, IEC 60947-2, frame size 2, 4-poles, N-pole left, In=4000A up to 690V AC 50/60Hz, breaking capacity H Icu=100/85kA at 500/690V, Trip unit ETU600 LSIG Hi-Z upgrade ready , colordisplay, bluetooth and USB interface, Protection LT, ST, INST, GFx, with GF highimpedance-input include N-protection, (internal N-sensor available), incl. trip alarm switch (1xCO), rear connection vertical, guide frame with shutter and w/o position signalling switch, with internal voltage tap on upper stab of circuit breaker, with voltage tap module VTM680 and power supply of ETU600, able to communication, integrated metering type PMF-2 Basic Power Monitoring, Voltage, Energy, Power, Power factor, Frequency, Unbalance, Temperature, Manual operating mechanism with mechanical closing, without Spring charging motor, Ready-to-close signal. switch, Auxiliary switches 2NO+2NC, without Closing coil (CC), manual operating mechanism with mechanical closing, without Remote trip alarm reset coil (RR), without 2nd shunt trip, without 1st Shunt trip | 493700 | 1 | Z\ | 1
3WA1240-5MG42-0AA0 |  | withdrawable circuit breaker, with guide frame, IEC 60947-2, size 2, 4-pole, N pole on left, In=4000 A up to 690 V AC 50/60 Hz, breaking capacity H Icu=100/85 kA at 500/690 V, tripping unit ETU600 LSIG Hi-Z upgradeable, color display, Bluetooth, USB interface, basic protection LT, ST, INST, GFx, with GF high-impedance input, including protection of the N conductor (internal neutral point sensor available), trip alarm switch (1 x CO), connection at rear horizontal guide frame with shutter, without position signaling switch, with internal voltage tap on upper stab of circuit breaker, with voltage tap module VTM680 and power supply of ETU600, able to communication, integrated metering type PMF-2 Basic Power Monitoring, Voltage, Energy, Power, Power factor, Frequency, Unbalance, Temperature, Manual operating mechanism with mechanical closing, without Spring charging motor, Ready-to-close signal. switch, Auxiliary switches 2NO+2NC, without Closing coil (CC), manual operating mechanism with mechanical closing, without Remote trip alarm reset coil (RR), without 2nd shunt trip, without 1st Shunt trip | 491700 | 1 | Z\ | 1
3WA1240-5NE01-0AA0 |  | Fixed-mounted circuit breaker IEC 60947-2, frame size 2, 3-poles, In=4000A up to 690V AC 50/60Hz, breaking capacity H Icu=100/85kA at 500/690V, Trip unit ETU600 LSI upgrade ready , colordisplay, bluetooth and USB interface, Protection LT, ST, INST, N-protection required an external N-sensor, incl. trip alarm switch (1xCO), rear connection vertical, with internal voltage tap on upper stab of circuit breaker, with voltage tap module VTM680 and power supply of ETU600, able to communication, integrated metering type PMF-3 Advanced Power Monitor., Voltage, Energy, Power, Power factor, Frequency, Unbalance, Temperature, Power quality, Manual operating mechanism with mechanical closing, without Spring charging motor, Ready-to-close signal. switch, Auxiliary switches 2NO+2NC, without Closing coil (CC), manual operating mechanism with mechanical closing, without Remote trip alarm reset coil (RR), without 2nd shunt trip, without 1st Shunt trip | 305100 | 1 | Z\ | 1
3WA1240-5NE02-0AA0 |  | fixed-mounted circuit breaker, IEC 60947-2, size 2, 3-pole, In=4000 A up to 690 V AC 50/60 Hz, breaking capacity H Icu=100/85 kA at 500/690 V, tripping unit ETU600 LSI upgradeable, color display, Bluetooth, USB interface, basic protection LT, ST, INST, neutral conductor protection requires an external neutral point current sensor, trip alarm switch (1 x CO), connection at rear horizontal with internal voltage tap on upper stab of circuit breaker, with voltage tap module VTM680 and power supply of ETU600, able to communication, integrated metering type PMF-3 Advanced Power Monitor., Voltage, Energy, Power, Power factor, Frequency, Unbalance, Temperature, Power quality, Manual operating mechanism with mechanical closing, without Spring charging motor, Ready-to-close signal. switch, Auxiliary switches 2NO+2NC, without Closing coil (CC), manual operating mechanism with mechanical closing, without Remote trip alarm reset coil (RR), without 2nd shunt trip, without 1st Shunt trip | 298100 | 1 | Z\ | 1
3WA1240-5NE11-0AA0 |  | Fixed-mounted circuit breaker IEC 60947-2, frame size 2, 4-poles, N-pole left, In=4000A up to 690V AC 50/60Hz, breaking capacity H Icu=100/85kA at 500/690V, Trip unit ETU600 LSI upgrade ready , colordisplay, bluetooth and USB interface, Protection LT, ST, INST, include N-protection, (internal N-sensor available), incl. trip alarm switch (1xCO), rear connection vertical, with internal voltage tap on upper stab of circuit breaker, with voltage tap module VTM680 and power supply of ETU600, able to communication, integrated metering type PMF-3 Advanced Power Monitor., Voltage, Energy, Power, Power factor, Frequency, Unbalance, Temperature, Power quality, Manual operating mechanism with mechanical closing, without Spring charging motor, Ready-to-close signal. switch, Auxiliary switches 2NO+2NC, without Closing coil (CC), manual operating mechanism with mechanical closing, without Remote trip alarm reset coil (RR), without 2nd shunt trip, without 1st Shunt trip | 394100 | 1 | Z\ | 1
3WA1240-5NE12-0AA0 |  | fixed-mounted circuit breaker, IEC 60947-2, size 2, 4-pole, N pole on left, In=4000 A up to 690 V AC 50/60 Hz, breaking capacity H Icu=100/85 kA at 500/690 V, tripping unit ETU600 LSI upgradeable, color display, Bluetooth, USB interface, basic protection LT, ST, INST, including protection of the N conductor (internal neutral point sensor available), trip alarm switch (1 x CO), connection at rear horizontal with internal voltage tap on upper stab of circuit breaker, with voltage tap module VTM680 and power supply of ETU600, able to communication, integrated metering type PMF-3 Advanced Power Monitor., Voltage, Energy, Power, Power factor, Frequency, Unbalance, Temperature, Power quality, Manual operating mechanism with mechanical closing, without Spring charging motor, Ready-to-close signal. switch, Auxiliary switches 2NO+2NC, without Closing coil (CC), manual operating mechanism with mechanical closing, without Remote trip alarm reset coil (RR), without 2nd shunt trip, without 1st Shunt trip | 385100 | 1 | Z\ | 1
3WA1240-5NE21-0AA0 |  | fixed-mounted circuit breaker, IEC 60947-2, size 2, 4-pole, N pole on right, In=4000 A up to 690 V AC 50/60 Hz, breaking capacity H Icu=100/85 kA at 500/690 V, tripping unit ETU600 LSI upgradeable, color display, Bluetooth, USB interface, basic protection LT, ST, INST, including protection of the N conductor (internal neutral point sensor available), trip alarm switch (1 x CO), connection at rear vertical, with internal voltage tap on upper stab of circuit breaker, with voltage tap module VTM680 and power supply of ETU600, able to communication, integrated metering type PMF-3 Advanced Power Monitor., Voltage, Energy, Power, Power factor, Frequency, Unbalance, Temperature, Power quality, Manual operating mechanism with mechanical closing, without Spring charging motor, Ready-to-close signal. switch, Auxiliary switches 2NO+2NC, without Closing coil (CC), manual operating mechanism with mechanical closing, without Remote trip alarm reset coil (RR), without 2nd shunt trip, without 1st Shunt trip | 394100 | 1 | Z\ | 1
3WA1240-5NE22-0AA0 |  | fixed-mounted circuit breaker, IEC 60947-2, size 2, 4-pole, N pole on right, In=4000 A up to 690 V AC 50/60 Hz, breaking capacity H Icu=100/85 kA at 500/690 V, tripping unit ETU600 LSI upgradeable, color display, Bluetooth, USB interface, basic protection LT, ST, INST, including protection of the N conductor (internal neutral point sensor available), trip alarm switch (1 x CO), connection at rear horizontal with internal voltage tap on upper stab of circuit breaker, with voltage tap module VTM680 and power supply of ETU600, able to communication, integrated metering type PMF-3 Advanced Power Monitor., Voltage, Energy, Power, Power factor, Frequency, Unbalance, Temperature, Power quality, Manual operating mechanism with mechanical closing, without Spring charging motor, Ready-to-close signal. switch, Auxiliary switches 2NO+2NC, without Closing coil (CC), manual operating mechanism with mechanical closing, without Remote trip alarm reset coil (RR), without 2nd shunt trip, without 1st Shunt trip | 385100 | 1 | Z\ | 1
3WA1240-5NE31-0AA0 |  | Withdrawable circuit breaker with guide frame, IEC 60947-2, frame size 2, 3-poles, In=4000A up to 690V AC 50/60Hz, breaking capacity H Icu=100/85kA at 500/690V, Trip unit ETU600 LSI upgrade ready , colordisplay, bluetooth and USB interface, Protection LT, ST, INST, N-protection required an external N-sensor, incl. trip alarm switch (1xCO), rear connection vertical, guide frame with shutter and w/o position signalling switch, with internal voltage tap on upper stab of circuit breaker, with voltage tap module VTM680 and power supply of ETU600, able to communication, integrated metering type PMF-3 Advanced Power Monitor., Voltage, Energy, Power, Power factor, Frequency, Unbalance, Temperature, Power quality, Manual operating mechanism with mechanical closing, without Spring charging motor, Ready-to-close signal. switch, Auxiliary switches 2NO+2NC, without Closing coil (CC), manual operating mechanism with mechanical closing, without Remote trip alarm reset coil (RR), without 2nd shunt trip, without 1st Shunt trip | 360100 | 1 | Z\ | 1
3WA1240-5NE32-0AA0 |  | withdrawable circuit breaker, with guide frame, IEC 60947-2, size 2, 3-pole, In=4000 A up to 690 V AC 50/60 Hz, breaking capacity H Icu=100/85 kA at 500/690 V, tripping unit ETU600 LSI upgradeable, color display, Bluetooth, USB interface, basic protection LT, ST, INST, neutral conductor protection requires an external neutral point current sensor, trip alarm switch (1 x CO), connection at rear horizontal guide frame with shutter, without position signaling switch, with internal voltage tap on upper stab of circuit breaker, with voltage tap module VTM680 and power supply of ETU600, able to communication, integrated metering type PMF-3 Advanced Power Monitor., Voltage, Energy, Power, Power factor, Frequency, Unbalance, Temperature, Power quality, Manual operating mechanism with mechanical closing, without Spring charging motor, Ready-to-close signal. switch, Auxiliary switches 2NO+2NC, without Closing coil (CC), manual operating mechanism with mechanical closing, without Remote trip alarm reset coil (RR), without 2nd shunt trip, without 1st Shunt trip | 359100 | 1 | Z\ | 1
3WA1240-5NE41-0AA0 |  | Withdrawable circuit breaker with guide frame, IEC 60947-2, frame size 2, 4-poles, N-pole left, In=4000A up to 690V AC 50/60Hz, breaking capacity H Icu=100/85kA at 500/690V, Trip unit ETU600 LSI upgrade ready , colordisplay, bluetooth and USB interface, Protection LT, ST, INST, include N-protection, (internal N-sensor available), incl. trip alarm switch (1xCO), rear connection vertical, guide frame with shutter and w/o position signalling switch, with internal voltage tap on upper stab of circuit breaker, with voltage tap module VTM680 and power supply of ETU600, able to communication, integrated metering type PMF-3 Advanced Power Monitor., Voltage, Energy, Power, Power factor, Frequency, Unbalance, Temperature, Power quality, Manual operating mechanism with mechanical closing, without Spring charging motor, Ready-to-close signal. switch, Auxiliary switches 2NO+2NC, without Closing coil (CC), manual operating mechanism with mechanical closing, without Remote trip alarm reset coil (RR), without 2nd shunt trip, without 1st Shunt trip | 468100 | 1 | Z\ | 1
3WA1240-5NE42-0AA0 |  | withdrawable circuit breaker, with guide frame, IEC 60947-2, size 2, 4-pole, N pole on left, In=4000 A up to 690 V AC 50/60 Hz, breaking capacity H Icu=100/85 kA at 500/690 V, tripping unit ETU600 LSI upgradeable, color display, Bluetooth, USB interface, basic protection LT, ST, INST, including protection of the N conductor (internal neutral point sensor available), trip alarm switch (1 x CO), connection at rear horizontal guide frame with shutter, without position signaling switch, with internal voltage tap on upper stab of circuit breaker, with voltage tap module VTM680 and power supply of ETU600, able to communication, integrated metering type PMF-3 Advanced Power Monitor., Voltage, Energy, Power, Power factor, Frequency, Unbalance, Temperature, Power quality, Manual operating mechanism with mechanical closing, without Spring charging motor, Ready-to-close signal. switch, Auxiliary switches 2NO+2NC, without Closing coil (CC), manual operating mechanism with mechanical closing, without Remote trip alarm reset coil (RR), without 2nd shunt trip, without 1st Shunt trip | 466100 | 1 | Z\ | 1
3WA1240-5NF01-0AA0 |  | Fixed-mounted circuit breaker IEC 60947-2, frame size 2, 3-poles, In=4000A up to 690V AC 50/60Hz, breaking capacity H Icu=100/85kA at 500/690V, Trip unit ETU600 LSIG upgrade ready , colordisplay, bluetooth and USB interface, Protection LT, ST, INST, GFx, N-protection required an external N-sensor, incl. trip alarm switch (1xCO), rear connection vertical, with internal voltage tap on upper stab of circuit breaker, with voltage tap module VTM680 and power supply of ETU600, able to communication, integrated metering type PMF-3 Advanced Power Monitor., Voltage, Energy, Power, Power factor, Frequency, Unbalance, Temperature, Power quality, Manual operating mechanism with mechanical closing, without Spring charging motor, Ready-to-close signal. switch, Auxiliary switches 2NO+2NC, without Closing coil (CC), manual operating mechanism with mechanical closing, without Remote trip alarm reset coil (RR), without 2nd shunt trip, without 1st Shunt trip | 315100 | 1 | Z\ | 1
3WA1240-5NF02-0AA0 |  | fixed-mounted circuit breaker, IEC 60947-2, size 2, 3-pole, In=4000 A up to 690 V AC 50/60 Hz, breaking capacity H Icu=100/85 kA at 500/690 V, tripping unit ETU600 LSIG upgradeable, color display, Bluetooth, USB interface, basic protection LT, ST, INST, GFx, neutral conductor protection requires an external neutral point current sensor, trip alarm switch (1 x CO), connection at rear horizontal with internal voltage tap on upper stab of circuit breaker, with voltage tap module VTM680 and power supply of ETU600, able to communication, integrated metering type PMF-3 Advanced Power Monitor., Voltage, Energy, Power, Power factor, Frequency, Unbalance, Temperature, Power quality, Manual operating mechanism with mechanical closing, without Spring charging motor, Ready-to-close signal. switch, Auxiliary switches 2NO+2NC, without Closing coil (CC), manual operating mechanism with mechanical closing, without Remote trip alarm reset coil (RR), without 2nd shunt trip, without 1st Shunt trip | 308100 | 1 | Z\ | 1
3WA1240-5NF11-0AA0 |  | Fixed-mounted circuit breaker IEC 60947-2, frame size 2, 4-poles, N-pole left, In=4000A up to 690V AC 50/60Hz, breaking capacity H Icu=100/85kA at 500/690V, Trip unit ETU600 LSIG upgrade ready , colordisplay, bluetooth and USB interface, Protection LT, ST, INST, GFx, include N-protection, (internal N-sensor available), incl. trip alarm switch (1xCO), rear connection vertical, with internal voltage tap on upper stab of circuit breaker, with voltage tap module VTM680 and power supply of ETU600, able to communication, integrated metering type PMF-3 Advanced Power Monitor., Voltage, Energy, Power, Power factor, Frequency, Unbalance, Temperature, Power quality, Manual operating mechanism with mechanical closing, without Spring charging motor, Ready-to-close signal. switch, Auxiliary switches 2NO+2NC, without Closing coil (CC), manual operating mechanism with mechanical closing, without Remote trip alarm reset coil (RR), without 2nd shunt trip, without 1st Shunt trip | 405100 | 1 | Z\ | 1
3WA1240-5NF12-0AA0 |  | fixed-mounted circuit breaker, IEC 60947-2, size 2, 4-pole, N pole on left, In=4000 A up to 690 V AC 50/60 Hz, breaking capacity H Icu=100/85 kA at 500/690 V, tripping unit ETU600 LSIG upgradeable, color display, Bluetooth, USB interface, basic protection LT, ST, INST, GFx, including protection of the N conductor (internal neutral point sensor available), trip alarm switch (1 x CO), connection at rear horizontal with internal voltage tap on upper stab of circuit breaker, with voltage tap module VTM680 and power supply of ETU600, able to communication, integrated metering type PMF-3 Advanced Power Monitor., Voltage, Energy, Power, Power factor, Frequency, Unbalance, Temperature, Power quality, Manual operating mechanism with mechanical closing, without Spring charging motor, Ready-to-close signal. switch, Auxiliary switches 2NO+2NC, without Closing coil (CC), manual operating mechanism with mechanical closing, without Remote trip alarm reset coil (RR), without 2nd shunt trip, without 1st Shunt trip | 396100 | 1 | Z\ | 1
3WA1240-5NF21-0AA0 |  | fixed-mounted circuit breaker, IEC 60947-2, size 2, 4-pole, N pole on right, In=4000 A up to 690 V AC 50/60 Hz, breaking capacity H Icu=100/85 kA at 500/690 V, tripping unit ETU600 LSIG upgradeable, color display, Bluetooth, USB interface, basic protection LT, ST, INST, GFx, including protection of the N conductor (internal neutral point sensor available), trip alarm switch (1 x CO), connection at rear vertical, with internal voltage tap on upper stab of circuit breaker, with voltage tap module VTM680 and power supply of ETU600, able to communication, integrated metering type PMF-3 Advanced Power Monitor., Voltage, Energy, Power, Power factor, Frequency, Unbalance, Temperature, Power quality, Manual operating mechanism with mechanical closing, without Spring charging motor, Ready-to-close signal. switch, Auxiliary switches 2NO+2NC, without Closing coil (CC), manual operating mechanism with mechanical closing, without Remote trip alarm reset coil (RR), without 2nd shunt trip, without 1st Shunt trip | 405100 | 1 | Z\ | 1
3WA1240-5NF22-0AA0 |  | fixed-mounted circuit breaker, IEC 60947-2, size 2, 4-pole, N pole on right, In=4000 A up to 690 V AC 50/60 Hz, breaking capacity H Icu=100/85 kA at 500/690 V, tripping unit ETU600 LSIG upgradeable, color display, Bluetooth, USB interface, basic protection LT, ST, INST, GFx, including protection of the N conductor (internal neutral point sensor available), trip alarm switch (1 x CO), connection at rear horizontal with internal voltage tap on upper stab of circuit breaker, with voltage tap module VTM680 and power supply of ETU600, able to communication, integrated metering type PMF-3 Advanced Power Monitor., Voltage, Energy, Power, Power factor, Frequency, Unbalance, Temperature, Power quality, Manual operating mechanism with mechanical closing, without Spring charging motor, Ready-to-close signal. switch, Auxiliary switches 2NO+2NC, without Closing coil (CC), manual operating mechanism with mechanical closing, without Remote trip alarm reset coil (RR), without 2nd shunt trip, without 1st Shunt trip | 396100 | 1 | Z\ | 1
3WA1240-5NF31-0AA0 |  | Withdrawable circuit breaker with guide frame, IEC 60947-2, frame size 2, 3-poles, In=4000A up to 690V AC 50/60Hz, breaking capacity H Icu=100/85kA at 500/690V, Trip unit ETU600 LSIG upgrade ready , colordisplay, bluetooth and USB interface, Protection LT, ST, INST, GFx, N-protection required an external N-sensor, incl. trip alarm switch (1xCO), rear connection vertical, guide frame with shutter and w/o position signalling switch, with internal voltage tap on upper stab of circuit breaker, with voltage tap module VTM680 and power supply of ETU600, able to communication, integrated metering type PMF-3 Advanced Power Monitor., Voltage, Energy, Power, Power factor, Frequency, Unbalance, Temperature, Power quality, Manual operating mechanism with mechanical closing, without Spring charging motor, Ready-to-close signal. switch, Auxiliary switches 2NO+2NC, without Closing coil (CC), manual operating mechanism with mechanical closing, without Remote trip alarm reset coil (RR), without 2nd shunt trip, without 1st Shunt trip | 371100 | 1 | Z\ | 1
3WA1240-5NF32-0AA0 |  | withdrawable circuit breaker, with guide frame, IEC 60947-2, size 2, 3-pole, In=4000 A up to 690 V AC 50/60 Hz, breaking capacity H Icu=100/85 kA at 500/690 V, tripping unit ETU600 LSIG upgradeable, color display, Bluetooth, USB interface, basic protection LT, ST, INST, GFx, neutral conductor protection requires an external neutral point current sensor, trip alarm switch (1 x CO), connection at rear horizontal guide frame with shutter, without position signaling switch, with internal voltage tap on upper stab of circuit breaker, with voltage tap module VTM680 and power supply of ETU600, able to communication, integrated metering type PMF-3 Advanced Power Monitor., Voltage, Energy, Power, Power factor, Frequency, Unbalance, Temperature, Power quality, Manual operating mechanism with mechanical closing, without Spring charging motor, Ready-to-close signal. switch, Auxiliary switches 2NO+2NC, without Closing coil (CC), manual operating mechanism with mechanical closing, without Remote trip alarm reset coil (RR), without 2nd shunt trip, without 1st Shunt trip | 369100 | 1 | Z\ | 1
3WA1240-5NF41-0AA0 |  | Withdrawable circuit breaker with guide frame, IEC 60947-2, frame size 2, 4-poles, N-pole left, In=4000A up to 690V AC 50/60Hz, breaking capacity H Icu=100/85kA at 500/690V, Trip unit ETU600 LSIG upgrade ready , colordisplay, bluetooth and USB interface, Protection LT, ST, INST, GFx, include N-protection, (internal N-sensor available), incl. trip alarm switch (1xCO), rear connection vertical, guide frame with shutter and w/o position signalling switch, with internal voltage tap on upper stab of circuit breaker, with voltage tap module VTM680 and power supply of ETU600, able to communication, integrated metering type PMF-3 Advanced Power Monitor., Voltage, Energy, Power, Power factor, Frequency, Unbalance, Temperature, Power quality, Manual operating mechanism with mechanical closing, without Spring charging motor, Ready-to-close signal. switch, Auxiliary switches 2NO+2NC, without Closing coil (CC), manual operating mechanism with mechanical closing, without Remote trip alarm reset coil (RR), without 2nd shunt trip, without 1st Shunt trip | 478100 | 1 | Z\ | 1
3WA1240-5NF42-0AA0 |  | withdrawable circuit breaker, with guide frame, IEC 60947-2, size 2, 4-pole, N pole on left, In=4000 A up to 690 V AC 50/60 Hz, breaking capacity H Icu=100/85 kA at 500/690 V, tripping unit ETU600 LSIG upgradeable, color display, Bluetooth, USB interface, basic protection LT, ST, INST, GFx, including protection of the N conductor (internal neutral point sensor available), trip alarm switch (1 x CO), connection at rear horizontal guide frame with shutter, without position signaling switch, with internal voltage tap on upper stab of circuit breaker, with voltage tap module VTM680 and power supply of ETU600, able to communication, integrated metering type PMF-3 Advanced Power Monitor., Voltage, Energy, Power, Power factor, Frequency, Unbalance, Temperature, Power quality, Manual operating mechanism with mechanical closing, without Spring charging motor, Ready-to-close signal. switch, Auxiliary switches 2NO+2NC, without Closing coil (CC), manual operating mechanism with mechanical closing, without Remote trip alarm reset coil (RR), without 2nd shunt trip, without 1st Shunt trip | 477100 | 1 | Z\ | 1
3WA1240-5NG01-0AA0 |  | Fixed-mounted circuit breaker IEC 60947-2, frame size 2, 3-poles, In=4000A up to 690V AC 50/60Hz, breaking capacity H Icu=100/85kA at 500/690V, Trip unit ETU600 LSIG Hi-Z upgrade ready , colordisplay, bluetooth and USB interface, Protection LT, ST, INST, GFx, with GF highimpedance-input N-protection required an external N-sensor, incl. trip alarm switch (1xCO), rear connection vertical, with internal voltage tap on upper stab of circuit breaker, with voltage tap module VTM680 and power supply of ETU600, able to communication, integrated metering type PMF-3 Advanced Power Monitor., Voltage, Energy, Power, Power factor, Frequency, Unbalance, Temperature, Power quality, Manual operating mechanism with mechanical closing, without Spring charging motor, Ready-to-close signal. switch, Auxiliary switches 2NO+2NC, without Closing coil (CC), manual operating mechanism with mechanical closing, without Remote trip alarm reset coil (RR), without 2nd shunt trip, without 1st Shunt trip | 336100 | 1 | Z\ | 1
3WA1240-5NG02-0AA0 |  | fixed-mounted circuit breaker, IEC 60947-2, size 2, 3-pole, In=4000 A up to 690 V AC 50/60 Hz, breaking capacity H Icu=100/85 kA at 500/690 V, tripping unit ETU600 LSIG Hi-Z upgradeable, color display, Bluetooth, USB interface, basic protection LT, ST, INST, GFx, with GF high-impedance input, neutral conductor protection requires an external neutral point current sensor, trip alarm switch (1 x CO), connection at rear horizontal with internal voltage tap on upper stab of circuit breaker, with voltage tap module VTM680 and power supply of ETU600, able to communication, integrated metering type PMF-3 Advanced Power Monitor., Voltage, Energy, Power, Power factor, Frequency, Unbalance, Temperature, Power quality, Manual operating mechanism with mechanical closing, without Spring charging motor, Ready-to-close signal. switch, Auxiliary switches 2NO+2NC, without Closing coil (CC), manual operating mechanism with mechanical closing, without Remote trip alarm reset coil (RR), without 2nd shunt trip, without 1st Shunt trip | 329100 | 1 | Z\ | 1
3WA1240-5NG11-0AA0 |  | Fixed-mounted circuit breaker IEC 60947-2, frame size 2, 4-poles, N-pole left, In=4000A up to 690V AC 50/60Hz, breaking capacity H Icu=100/85kA at 500/690V, Trip unit ETU600 LSIG Hi-Z upgrade ready , colordisplay, bluetooth and USB interface, Protection LT, ST, INST, GFx, with GF highimpedance-input include N-protection, (internal N-sensor available), incl. trip alarm switch (1xCO), rear connection vertical, with internal voltage tap on upper stab of circuit breaker, with voltage tap module VTM680 and power supply of ETU600, able to communication, integrated metering type PMF-3 Advanced Power Monitor., Voltage, Energy, Power, Power factor, Frequency, Unbalance, Temperature, Power quality, Manual operating mechanism with mechanical closing, without Spring charging motor, Ready-to-close signal. switch, Auxiliary switches 2NO+2NC, without Closing coil (CC), manual operating mechanism with mechanical closing, without Remote trip alarm reset coil (RR), without 2nd shunt trip, without 1st Shunt trip | 426100 | 1 | Z\ | 1
3WA1240-5NG12-0AA0 |  | fixed-mounted circuit breaker, IEC 60947-2, size 2, 4-pole, N pole on left, In=4000 A up to 690 V AC 50/60 Hz, breaking capacity H Icu=100/85 kA at 500/690 V, tripping unit ETU600 LSIG Hi-Z upgradeable, color display, Bluetooth, USB interface, basic protection LT, ST, INST, GFx, with GF high-impedance input, including protection of the N conductor (internal neutral point sensor available), trip alarm switch (1 x CO), connection at rear horizontal with internal voltage tap on upper stab of circuit breaker, with voltage tap module VTM680 and power supply of ETU600, able to communication, integrated metering type PMF-3 Advanced Power Monitor., Voltage, Energy, Power, Power factor, Frequency, Unbalance, Temperature, Power quality, Manual operating mechanism with mechanical closing, without Spring charging motor, Ready-to-close signal. switch, Auxiliary switches 2NO+2NC, without Closing coil (CC), manual operating mechanism with mechanical closing, without Remote trip alarm reset coil (RR), without 2nd shunt trip, without 1st Shunt trip | 417100 | 1 | Z\ | 1
3WA1240-5NG21-0AA0 |  | fixed-mounted circuit breaker, IEC 60947-2, size 2, 4-pole, N pole on right, In=4000 A up to 690 V AC 50/60 Hz, breaking capacity H Icu=100/85 kA at 500/690 V, tripping unit ETU600 LSIG Hi-Z upgradeable, color display, Bluetooth, USB interface, basic protection LT, ST, INST, GFx, with GF high-impedance input, including protection of the N conductor (internal neutral point sensor available), trip alarm switch (1 x CO), connection at rear vertical, with internal voltage tap on upper stab of circuit breaker, with voltage tap module VTM680 and power supply of ETU600, able to communication, integrated metering type PMF-3 Advanced Power Monitor., Voltage, Energy, Power, Power factor, Frequency, Unbalance, Temperature, Power quality, Manual operating mechanism with mechanical closing, without Spring charging motor, Ready-to-close signal. switch, Auxiliary switches 2NO+2NC, without Closing coil (CC), manual operating mechanism with mechanical closing, without Remote trip alarm reset coil (RR), without 2nd shunt trip, without 1st Shunt trip | 426100 | 1 | Z\ | 1
3WA1240-5NG22-0AA0 |  | fixed-mounted circuit breaker, IEC 60947-2, size 2, 4-pole, N pole on right, In=4000 A up to 690 V AC 50/60 Hz, breaking capacity H Icu=100/85 kA at 500/690 V, tripping unit ETU600 LSIG Hi-Z upgradeable, color display, Bluetooth, USB interface, basic protection LT, ST, INST, GFx, with GF high-impedance input, including protection of the N conductor (internal neutral point sensor available), trip alarm switch (1 x CO), connection at rear horizontal with internal voltage tap on upper stab of circuit breaker, with voltage tap module VTM680 and power supply of ETU600, able to communication, integrated metering type PMF-3 Advanced Power Monitor., Voltage, Energy, Power, Power factor, Frequency, Unbalance, Temperature, Power quality, Manual operating mechanism with mechanical closing, without Spring charging motor, Ready-to-close signal. switch, Auxiliary switches 2NO+2NC, without Closing coil (CC), manual operating mechanism with mechanical closing, without Remote trip alarm reset coil (RR), without 2nd shunt trip, without 1st Shunt trip | 417100 | 1 | Z\ | 1
3WA1240-5NG31-0AA0 |  | Withdrawable circuit breaker with guide frame, IEC 60947-2, frame size 2, 3-poles, In=4000A up to 690V AC 50/60Hz, breaking capacity H Icu=100/85kA at 500/690V, Trip unit ETU600 LSIG Hi-Z upgrade ready , colordisplay, bluetooth and USB interface, Protection LT, ST, INST, GFx, with GF highimpedance-input N-protection required an external N-sensor, incl. trip alarm switch (1xCO), rear connection vertical, guide frame with shutter and w/o position signalling switch, with internal voltage tap on upper stab of circuit breaker, with voltage tap module VTM680 and power supply of ETU600, able to communication, integrated metering type PMF-3 Advanced Power Monitor., Voltage, Energy, Power, Power factor, Frequency, Unbalance, Temperature, Power quality, Manual operating mechanism with mechanical closing, without Spring charging motor, Ready-to-close signal. switch, Auxiliary switches 2NO+2NC, without Closing coil (CC), manual operating mechanism with mechanical closing, without Remote trip alarm reset coil (RR), without 2nd shunt trip, without 1st Shunt trip | 392100 | 1 | Z\ | 1
3WA1240-5NG32-0AA0 |  | withdrawable circuit breaker, with guide frame, IEC 60947-2, size 2, 3-pole, In=4000 A up to 690 V AC 50/60 Hz, breaking capacity H Icu=100/85 kA at 500/690 V, tripping unit ETU600 LSIG Hi-Z upgradeable, color display, Bluetooth, USB interface, basic protection LT, ST, INST, GFx, with GF high-impedance input, neutral conductor protection requires an external neutral point current sensor, trip alarm switch (1 x CO), connection at rear horizontal guide frame with shutter, without position signaling switch, with internal voltage tap on upper stab of circuit breaker, with voltage tap module VTM680 and power supply of ETU600, able to communication, integrated metering type PMF-3 Advanced Power Monitor., Voltage, Energy, Power, Power factor, Frequency, Unbalance, Temperature, Power quality, Manual operating mechanism with mechanical closing, without Spring charging motor, Ready-to-close signal. switch, Auxiliary switches 2NO+2NC, without Closing coil (CC), manual operating mechanism with mechanical closing, without Remote trip alarm reset coil (RR), without 2nd shunt trip, without 1st Shunt trip | 391100 | 1 | Z\ | 1
3WA1240-5NG41-0AA0 |  | Withdrawable circuit breaker with guide frame, IEC 60947-2, frame size 2, 4-poles, N-pole left, In=4000A up to 690V AC 50/60Hz, breaking capacity H Icu=100/85kA at 500/690V, Trip unit ETU600 LSIG Hi-Z upgrade ready , colordisplay, bluetooth and USB interface, Protection LT, ST, INST, GFx, with GF highimpedance-input include N-protection, (internal N-sensor available), incl. trip alarm switch (1xCO), rear connection vertical, guide frame with shutter and w/o position signalling switch, with internal voltage tap on upper stab of circuit breaker, with voltage tap module VTM680 and power supply of ETU600, able to communication, integrated metering type PMF-3 Advanced Power Monitor., Voltage, Energy, Power, Power factor, Frequency, Unbalance, Temperature, Power quality, Manual operating mechanism with mechanical closing, without Spring charging motor, Ready-to-close signal. switch, Auxiliary switches 2NO+2NC, without Closing coil (CC), manual operating mechanism with mechanical closing, without Remote trip alarm reset coil (RR), without 2nd shunt trip, without 1st Shunt trip | 500100 | 1 | Z\ | 1
3WA1240-5NG42-0AA0 |  | withdrawable circuit breaker, with guide frame, IEC 60947-2, size 2, 4-pole, N pole on left, In=4000 A up to 690 V AC 50/60 Hz, breaking capacity H Icu=100/85 kA at 500/690 V, tripping unit ETU600 LSIG Hi-Z upgradeable, color display, Bluetooth, USB interface, basic protection LT, ST, INST, GFx, with GF high-impedance input, including protection of the N conductor (internal neutral point sensor available), trip alarm switch (1 x CO), connection at rear horizontal guide frame with shutter, without position signaling switch, with internal voltage tap on upper stab of circuit breaker, with voltage tap module VTM680 and power supply of ETU600, able to communication, integrated metering type PMF-3 Advanced Power Monitor., Voltage, Energy, Power, Power factor, Frequency, Unbalance, Temperature, Power quality, Manual operating mechanism with mechanical closing, without Spring charging motor, Ready-to-close signal. switch, Auxiliary switches 2NO+2NC, without Closing coil (CC), manual operating mechanism with mechanical closing, without Remote trip alarm reset coil (RR), without 2nd shunt trip, without 1st Shunt trip | 498100 | 1 | Z\ | 1
3WA1240-8AA01-0AA0 |  | Non-automatic circuit breaker Fixed-mounted version, IEC 60947-2, frame size 2, 3-poles, In=4000A to 1150V AC 50/60Hz, breaking capacity E Icc=85kA at 1000V, without electr. trip unit ETU, rear connection vertical, without Com & metering function Manual operating mechanism with mechanical closing, without Spring charging motor, Ready-to-close signal. switch, Auxiliary switches 2NO+2NC, without Closing coil (CC), manual operating mechanism with mechanical closing, without Remote trip alarm reset coil (RR), without 2nd shunt trip, without 1st Shunt trip | 297000 | 1 | Z\ | 1
3WA1240-8AA02-0AA0 |  | AC non-automatic air circuit breaker 3WA, fixed-mounted version, IEC 60947-2, size 2, 3-pole, In=4000 A up to 1150 V AC 50/60 Hz, breaking capacity E, Icu=85/50 kA at 1000/1150 V, without electronic trip unit ETU, connection at rear horizontal without Com & metering function Manual operating mechanism with mechanical closing, without Spring charging motor, Ready-to-close signal. switch, Auxiliary switches 2NO+2NC, without Closing coil (CC), manual operating mechanism with mechanical closing, without Remote trip alarm reset coil (RR), without 2nd shunt trip, without 1st Shunt trip | 290000 | 1 | Z\ | 1
3WA1240-8AA11-0AA0 |  | Non-automatic circuit breaker Fixed-mounted version, IEC 60947-2, frame size 2, 4-poles, N-pole left, In=4000A to 1150V AC 50/60Hz, breaking capacity E Icc=85kA at 1000V, without electr. trip unit ETU, rear connection vertical, without Com & metering function Manual operating mechanism with mechanical closing, without Spring charging motor, Ready-to-close signal. switch, Auxiliary switches 2NO+2NC, without Closing coil (CC), manual operating mechanism with mechanical closing, without Remote trip alarm reset coil (RR), without 2nd shunt trip, without 1st Shunt trip | 392000 | 1 | Z\ | 1
3WA1240-8AA12-0AA0 |  | AC non-automatic air circuit breaker 3WA, fixed-mounted version, IEC 60947-2, size 2, 4-pole, N pole on left, In=4000 A up to 1150 V AC 50/60 Hz, breaking capacity E, Icu=85/50 kA at 1000/1150 V, without electronic trip unit ETU, connection at rear horizontal without Com & metering function Manual operating mechanism with mechanical closing, without Spring charging motor, Ready-to-close signal. switch, Auxiliary switches 2NO+2NC, without Closing coil (CC), manual operating mechanism with mechanical closing, without Remote trip alarm reset coil (RR), without 2nd shunt trip, without 1st Shunt trip | 382000 | 1 | Z\ | 1
3WA1240-8AA21-0AA0 |  | AC non-automatic air circuit breaker 3WA, fixed-mounted version, IEC 60947-2, size 2, 4-pole, N pole on right, In=4000 A up to 1150 V AC 50/60 Hz, breaking capacity E, Icu=85/50 kA at 1000/1150 V, without electronic trip unit ETU, connection at rear vertical, without Com & metering function Manual operating mechanism with mechanical closing, without Spring charging motor, Ready-to-close signal. switch, Auxiliary switches 2NO+2NC, without Closing coil (CC), manual operating mechanism with mechanical closing, without Remote trip alarm reset coil (RR), without 2nd shunt trip, without 1st Shunt trip | 392000 | 1 | Z\ | 1
3WA1240-8AA22-0AA0 |  | AC non-automatic air circuit breaker 3WA, fixed-mounted version, IEC 60947-2, size 2, 4-pole, N pole on right, In=4000 A up to 1150 V AC 50/60 Hz, breaking capacity E, Icu=85/50 kA at 1000/1150 V, without electronic trip unit ETU, connection at rear horizontal without Com & metering function Manual operating mechanism with mechanical closing, without Spring charging motor, Ready-to-close signal. switch, Auxiliary switches 2NO+2NC, without Closing coil (CC), manual operating mechanism with mechanical closing, without Remote trip alarm reset coil (RR), without 2nd shunt trip, without 1st Shunt trip | 382000 | 1 | Z\ | 1
3WA1240-8AA31-0AA0 |  | Non-automatic circuit breaker withdrawable version, with guide frame, IEC 60947-2, frame size 2, 3-poles, In=4000A to 1150V AC 50/60Hz, breaking capacity E Icc=85kA at 1000V, without electr. trip unit ETU, rear connection vertical, guide frame with shutter and w/o position signalling switch, without Com & metering function Manual operating mechanism with mechanical closing, without Spring charging motor, Ready-to-close signal. switch, Auxiliary switches 2NO+2NC, without Closing coil (CC), manual operating mechanism with mechanical closing, without Remote trip alarm reset coil (RR), without 2nd shunt trip, without 1st Shunt trip | 356000 | 1 | Z\ | 1
3WA1240-8AA32-0AA0 |  | AC non-automatic air circuit breaker 3WA, withdrawable version, with guide frame, IEC 60947-2, size 2, 3-pole, In=4000 A up to 1150 V AC 50/60 Hz, breaking capacity E, Icu=85/50 kA at 1000/1150 V, without electronic trip unit ETU, connection at rear horizontal guide frame with shutter, without position signaling switch, without Com & metering function Manual operating mechanism with mechanical closing, without Spring charging motor, Ready-to-close signal. switch, Auxiliary switches 2NO+2NC, without Closing coil (CC), manual operating mechanism with mechanical closing, without Remote trip alarm reset coil (RR), without 2nd shunt trip, without 1st Shunt trip | 355000 | 1 | Z\ | 1
3WA1240-8AA41-0AA0 |  | Non-automatic circuit breaker withdrawable version, with guide frame, IEC 60947-2, frame size 2, 4-poles, N-pole left, In=4000A to 1150V AC 50/60Hz, breaking capacity E Icc=85kA at 1000V, without electr. trip unit ETU, rear connection vertical, guide frame with shutter and w/o position signalling switch, without Com & metering function Manual operating mechanism with mechanical closing, without Spring charging motor, Ready-to-close signal. switch, Auxiliary switches 2NO+2NC, without Closing coil (CC), manual operating mechanism with mechanical closing, without Remote trip alarm reset coil (RR), without 2nd shunt trip, without 1st Shunt trip | 470000 | 1 | Z\ | 1
3WA1240-8AA42-0AA0 |  | AC non-automatic air circuit breaker 3WA, withdrawable version, with guide frame, IEC 60947-2, size 2, 4-pole, N pole on left, In=4000 A up to 1150 V AC 50/60 Hz, breaking capacity E, Icu=85/50 kA at 1000/1150 V, without electronic trip unit ETU, connection at rear horizontal guide frame with shutter, without position signaling switch, without Com & metering function Manual operating mechanism with mechanical closing, without Spring charging motor, Ready-to-close signal. switch, Auxiliary switches 2NO+2NC, without Closing coil (CC), manual operating mechanism with mechanical closing, without Remote trip alarm reset coil (RR), without 2nd shunt trip, without 1st Shunt trip | 468000 | 1 | Z\ | 1
3WA1240-8AB01-0AA0 |  | fixed-mounted circuit breaker, IEC 60947-2, size 2, 3-pole, In=4000 A, breaking capacity E, without internal voltage tap up to 1150 V AC 50/60 Hz, Icu=85/70 kA at 1000/1150 V, ETU300 LSI electronic trip unit optimized for standard applications, without display, basic protection LT, ST, INST, neutral conductor protection requires an external neutral point current sensor, trip alarm switch (1 x CO), connection at rear vertical, without Com & metering function Manual operating mechanism with mechanical closing, without Spring charging motor, Ready-to-close signal. switch, Auxiliary switches 2NO+2NC, without Closing coil (CC), manual operating mechanism with mechanical closing, without Remote trip alarm reset coil (RR), without 2nd shunt trip, without 1st Shunt trip | 316000 | 1 | Z\ | 1
3WA1240-8AB02-0AA0 |  | fixed-mounted circuit breaker, IEC 60947-2, size 1, 3-pole, In=4000 A, breaking capacity E, without internal voltage tap up to 1150 V AC 50/60 Hz, Icu=85/70 kA at 1000/1150 V, ETU300 LSI electronic trip unit optimized for standard applications, without display, basic protection LT, ST, INST, neutral conductor protection requires an external neutral point current sensor, trip alarm switch (1 x CO), connection at rear horizontal without Com & metering function Manual operating mechanism with mechanical closing, without Spring charging motor, Ready-to-close signal. switch, Auxiliary switches 2NO+2NC, without Closing coil (CC), manual operating mechanism with mechanical closing, without Remote trip alarm reset coil (RR), without 2nd shunt trip, without 1st Shunt trip | 309000 | 1 | Z\ | 1
3WA1240-8AB11-0AA0 |  | fixed-mounted circuit breaker, IEC 60947-2, size 2, 4-pole, N pole on left, In=4000 A, breaking capacity E, without internal voltage tap up to 1150 V AC 50/60 Hz, Icu=85/70 kA at 1000/1150 V, ETU300 LSI electronic trip unit optimized for standard applications, without display, basic protection LT, ST, INST, including protection of the N conductor (internal neutral point sensor available), trip alarm switch (1 x CO), connection at rear vertical, without Com & metering function Manual operating mechanism with mechanical closing, without Spring charging motor, Ready-to-close signal. switch, Auxiliary switches 2NO+2NC, without Closing coil (CC), manual operating mechanism with mechanical closing, without Remote trip alarm reset coil (RR), without 2nd shunt trip, without 1st Shunt trip | 419000 | 1 | Z\ | 1
3WA1240-8AB12-0AA0 |  | fixed-mounted circuit breaker, IEC 60947-2, size 1, 4-pole, N pole on left, In=4000 A, breaking capacity E, without internal voltage tap up to 1150 V AC 50/60 Hz, Icu=85/70 kA at 1000/1150 V, ETU300 LSI electronic trip unit optimized for standard applications, without display, basic protection LT, ST, INST, including protection of the N conductor (internal neutral point sensor available) trip alarm switch (1 x CO), connection at rear horizontal without Com & metering function Manual operating mechanism with mechanical closing, without Spring charging motor, Ready-to-close signal. switch, Auxiliary switches 2NO+2NC, without Closing coil (CC), manual operating mechanism with mechanical closing, without Remote trip alarm reset coil (RR), without 2nd shunt trip, without 1st Shunt trip | 410000 | 1 | Z\ | 1
3WA1240-8AB21-0AA0 |  | fixed-mounted circuit breaker, IEC 60947-2, size 1, 4-pole, N pole on right, In=4000 A, breaking capacity E, without internal voltage tap up to 1150 V AC 50/60 Hz, Icu=85/70 kA at 1000/1150 V, ETU300 LSI electronic trip unit optimized for standard applications, without display, basic protection LT, ST, INST, including protection of the N conductor (internal neutral point sensor available) trip alarm switch (1 x CO), connection at rear vertical, without Com & metering function Manual operating mechanism with mechanical closing, without Spring charging motor, Ready-to-close signal. switch, Auxiliary switches 2NO+2NC, without Closing coil (CC), manual operating mechanism with mechanical closing, without Remote trip alarm reset coil (RR), without 2nd shunt trip, without 1st Shunt trip | 419000 | 1 | Z\ | 1
3WA1240-8AB22-0AA0 |  | fixed-mounted circuit breaker, IEC 60947-2, size 1, 4-pole, N pole on right, In=4000 A, breaking capacity E, without internal voltage tap up to 1150 V AC 50/60 Hz, Icu=85/70 kA at 1000/1150 V, ETU300 LSI electronic trip unit optimized for standard applications, without display, basic protection LT, ST, INST, including protection of the N conductor (internal neutral point sensor available) trip alarm switch (1 x CO), connection at rear horizontal without Com & metering function Manual operating mechanism with mechanical closing, without Spring charging motor, Ready-to-close signal. switch, Auxiliary switches 2NO+2NC, without Closing coil (CC), manual operating mechanism with mechanical closing, without Remote trip alarm reset coil (RR), without 2nd shunt trip, without 1st Shunt trip | 410000 | 1 | Z\ | 1
3WA1240-8AB31-0AA0 |  | withdrawable circuit breaker, with guide frame, IEC 60947-2, size 2, 3-pole, In=4000 A, breaking capacity E, without internal voltage tap up to 1150 V AC 50/60 Hz, Icu=85/70 kA at 1000/1150 V, ETU300 LSI electronic trip unit optimized for standard applications, without display, basic protection LT, ST, INST, neutral conductor protection requires an external neutral point current sensor, trip alarm switch (1 x CO), connection at rear vertical, guide frame with shutter and without position signaling switch without Com & metering function Manual operating mechanism with mechanical closing, without Spring charging motor, Ready-to-close signal. switch, Auxiliary switches 2NO+2NC, without Closing coil (CC), manual operating mechanism with mechanical closing, without Remote trip alarm reset coil (RR), without 2nd shunt trip, without 1st Shunt trip | 381000 | 1 | Z\ | 1
3WA1240-8AB32-0AA0 |  | withdrawable circuit breaker, with guide frame, IEC 60947-2, size 1, 3-pole, In=4000 A, breaking capacity E, without internal voltage tap up to 1150 V AC 50/60 Hz, Icu=85/70 kA at 1000/1150 V, ETU300 LSI electronic trip unit optimized for standard applications, without display, basic protection LT, ST, INST, neutral conductor protection requires an external neutral point current sensor, trip alarm switch (1 x CO), connection at rear horizontal guide frame with shutter, without position signaling switch without Com & metering function Manual operating mechanism with mechanical closing, without Spring charging motor, Ready-to-close signal. switch, Auxiliary switches 2NO+2NC, without Closing coil (CC), manual operating mechanism with mechanical closing, without Remote trip alarm reset coil (RR), without 2nd shunt trip, without 1st Shunt trip | 380000 | 1 | Z\ | 1
3WA1240-8AB41-0AA0 |  | withdrawable circuit breaker, with guide frame, IEC 60947-2, size 2, 4-pole, N pole on left, In=4000 A, breaking capacity E, without internal voltage tap up to 1150 V AC 50/60 Hz, Icu=85/70 kA at 1000/1150 V, ETU300 LSI electronic trip unit optimized for standard applications, without display, basic protection LT, ST, INST, including protection of the N conductor (internal neutral point sensor available), trip alarm switch (1 x CO), connection at rear vertical, guide frame with shutter and without position signaling switch without Com & metering function Manual operating mechanism with mechanical closing, without Spring charging motor, Ready-to-close signal. switch, Auxiliary switches 2NO+2NC, without Closing coil (CC), manual operating mechanism with mechanical closing, without Remote trip alarm reset coil (RR), without 2nd shunt trip, without 1st Shunt trip | 505000 | 1 | Z\ | 1
3WA1240-8AB42-0AA0 |  | withdrawable circuit breaker, with guide frame, IEC 60947-2, size 1, 4-pole, N pole on left, In=4000 A, breaking capacity E, without internal voltage tap up to 1150 V AC 50/60 Hz, Icu=85/70 kA at 1000/1150 V, ETU300 LSI electronic trip unit optimized for standard applications, without display, basic protection LT, ST, INST, including protection of the N conductor (internal neutral point sensor available) trip alarm switch (1 x CO), connection at rear horizontal guide frame with shutter, without position signaling switch without Com & metering function Manual operating mechanism with mechanical closing, without Spring charging motor, Ready-to-close signal. switch, Auxiliary switches 2NO+2NC, without Closing coil (CC), manual operating mechanism with mechanical closing, without Remote trip alarm reset coil (RR), without 2nd shunt trip, without 1st Shunt trip | 503000 | 1 | Z\ | 1
3WA1240-8AC01-0AA0 |  | fixed-mounted circuit breaker, IEC 60947-2, size 2, 3-pole, In=4000 A, breaking capacity E, without internal voltage tap up to 1150 V AC 50/60 Hz, Icu=85/70 kA at 1000/1150 V, ETU300 LSIG electronic trip unit optimized for standard applications, without display, basic protection LT, ST, INST, GF, neutral conductor protection requires an external neutral point current sensor, trip alarm switch (1 x CO), connection at rear vertical, without Com & metering function Manual operating mechanism with mechanical closing, without Spring charging motor, Ready-to-close signal. switch, Auxiliary switches 2NO+2NC, without Closing coil (CC), manual operating mechanism with mechanical closing, without Remote trip alarm reset coil (RR), without 2nd shunt trip, without 1st Shunt trip | 323000 | 1 | Z\ | 1
3WA1240-8AC02-0AA0 |  | fixed-mounted circuit breaker, IEC 60947-2, size 1, 3-pole, In=4000 A, breaking capacity E, without internal voltage tap up to 1150 V AC 50/60 Hz, Icu=85/70 kA at 1000/1150 V, ETU300 LSI G electronic trip unit optimized for standard applications, without display, basic protection LT, ST, INST, GF, neutral conductor protection requires an external neutral point current sensor, trip alarm switch (1 x CO), connection at rear horizontal without Com & metering function Manual operating mechanism with mechanical closing, without Spring charging motor, Ready-to-close signal. switch, Auxiliary switches 2NO+2NC, without Closing coil (CC), manual operating mechanism with mechanical closing, without Remote trip alarm reset coil (RR), without 2nd shunt trip, without 1st Shunt trip | 316000 | 1 | Z\ | 1
3WA1240-8AC11-0AA0 |  | fixed-mounted circuit breaker, IEC 60947-2, size 2, 4-pole, N pole on left, In=4000 A, breaking capacity E, without internal voltage tap up to 1150 V AC 50/60 Hz, Icu=85/70 kA at 1000/1150 V, ETU300 LSIG electronic trip unit optimized for standard applications, without display, basic protection LT, ST, INST, GF, including protection of the N conductor (internal neutral point sensor available), trip alarm switch (1 x CO), connection at rear vertical, without Com & metering function Manual operating mechanism with mechanical closing, without Spring charging motor, Ready-to-close signal. switch, Auxiliary switches 2NO+2NC, without Closing coil (CC), manual operating mechanism with mechanical closing, without Remote trip alarm reset coil (RR), without 2nd shunt trip, without 1st Shunt trip | 426000 | 1 | Z\ | 1
3WA1240-8AC12-0AA0 |  | fixed-mounted circuit breaker, IEC 60947-2, size 1, 4-pole, N pole on left, In=4000 A, breaking capacity E, without internal voltage tap up to 1150 V AC 50/60 Hz, Icu=85/70 kA at 1000/1150 V, ETU300 LSI G electronic trip unit optimized for standard applications, without display, basic protection LT, ST, INST, GF, including protection of the N conductor (internal neutral point sensor available), trip alarm switch (1 x CO), connection at rear horizontal without Com & metering function Manual operating mechanism with mechanical closing, without Spring charging motor, Ready-to-close signal. switch, Auxiliary switches 2NO+2NC, without Closing coil (CC), manual operating mechanism with mechanical closing, without Remote trip alarm reset coil (RR), without 2nd shunt trip, without 1st Shunt trip | 416000 | 1 | Z\ | 1
3WA1240-8AC21-0AA0 |  | fixed-mounted circuit breaker, IEC 60947-2, size 1, 4-pole, N pole on right, In=4000 A, breaking capacity E, without internal voltage tap up to 1150 V AC 50/60 Hz, Icu=85/70 kA at 1000/1150 V, ETU300 LSI G electronic trip unit optimized for standard applications, without display, basic protection LT, ST, INST, GF, including protection of the N conductor (internal neutral point sensor available), trip alarm switch (1 x CO), connection at rear vertical, without Com & metering function Manual operating mechanism with mechanical closing, without Spring charging motor, Ready-to-close signal. switch, Auxiliary switches 2NO+2NC, without Closing coil (CC), manual operating mechanism with mechanical closing, without Remote trip alarm reset coil (RR), without 2nd shunt trip, without 1st Shunt trip | 426000 | 1 | Z\ | 1
3WA1240-8AC22-0AA0 |  | fixed-mounted circuit breaker, IEC 60947-2, size 1, 4-pole, N pole on right, In=4000 A, breaking capacity E, without internal voltage tap up to 1150 V AC 50/60 Hz, Icu=85/70 kA at 1000/1150 V, ETU300 LSI G electronic trip unit optimized for standard applications, without display, basic protection LT, ST, INST, GF, including protection of the N conductor (internal neutral point sensor available), trip alarm switch (1 x CO), connection at rear horizontal without Com & metering function Manual operating mechanism with mechanical closing, without Spring charging motor, Ready-to-close signal. switch, Auxiliary switches 2NO+2NC, without Closing coil (CC), manual operating mechanism with mechanical closing, without Remote trip alarm reset coil (RR), without 2nd shunt trip, without 1st Shunt trip | 416000 | 1 | Z\ | 1
3WA1240-8AC31-0AA0 |  | withdrawable circuit breaker, with guide frame, IEC 60947-2, size 2, 3-pole, In=4000 A, breaking capacity E, without internal voltage tap up to 1150 V AC 50/60 Hz, Icu=85/70 kA at 1000/1150 V, ETU300 LSIG electronic trip unit optimized for standard applications, without display, basic protection LT, ST, INST, GF, neutral conductor protection requires an external neutral point current sensor, trip alarm switch (1 x CO), connection at rear vertical, guide frame with shutter and without position signaling switch without Com & metering function Manual operating mechanism with mechanical closing, without Spring charging motor, Ready-to-close signal. switch, Auxiliary switches 2NO+2NC, without Closing coil (CC), manual operating mechanism with mechanical closing, without Remote trip alarm reset coil (RR), without 2nd shunt trip, without 1st Shunt trip | 387000 | 1 | Z\ | 1
3WA1240-8AC32-0AA0 |  | withdrawable circuit breaker, with guide frame, IEC 60947-2, size 1, 3-pole, In=4000 A, breaking capacity E, without internal voltage tap up to 1150 V AC 50/60 Hz, Icu=85/70 kA at 1000/1150 V, ETU300 LSI G electronic trip unit optimized for standard applications, without display, basic protection LT, ST, INST, GF, neutral conductor protection requires an external neutral point current sensor, trip alarm switch (1 x CO), connection at rear horizontal guide frame with shutter, without position signaling switch without Com & metering function Manual operating mechanism with mechanical closing, without Spring charging motor, Ready-to-close signal. switch, Auxiliary switches 2NO+2NC, without Closing coil (CC), manual operating mechanism with mechanical closing, without Remote trip alarm reset coil (RR), without 2nd shunt trip, without 1st Shunt trip | 386000 | 1 | Z\ | 1
3WA1240-8AC41-0AA0 |  | withdrawable circuit breaker, with guide frame, IEC 60947-2, size 2, 4-pole, N pole on left, In=4000 A, breaking capacity E, without internal voltage tap up to 1150 V AC 50/60 Hz, Icu=85/70 kA at 1000/1150 V, ETU300 LSIG electronic trip unit optimized for standard applications, without display, basic protection LT, ST, INST, GF, including protection of the N conductor (internal neutral point sensor available), trip alarm switch (1 x CO), connection at rear vertical, guide frame with shutter and without position signaling switch without Com & metering function Manual operating mechanism with mechanical closing, without Spring charging motor, Ready-to-close signal. switch, Auxiliary switches 2NO+2NC, without Closing coil (CC), manual operating mechanism with mechanical closing, without Remote trip alarm reset coil (RR), without 2nd shunt trip, without 1st Shunt trip | 511000 | 1 | Z\ | 1
3WA1240-8AC42-0AA0 |  | withdrawable circuit breaker, with guide frame, IEC 60947-2, size 1, 4-pole, N pole on left, In=4000 A, breaking capacity E, without internal voltage tap up to 1150 V AC 50/60 Hz, Icu=85/70 kA at 1000/1150 V, ETU300 LSI G electronic trip unit optimized for standard applications, without display, basic protection LT, ST, INST, GF, including protection of the N conductor (internal neutral point sensor available), trip alarm switch (1 x CO), connection at rear horizontal guide frame with shutter, without position signaling switch without Com & metering function Manual operating mechanism with mechanical closing, without Spring charging motor, Ready-to-close signal. switch, Auxiliary switches 2NO+2NC, without Closing coil (CC), manual operating mechanism with mechanical closing, without Remote trip alarm reset coil (RR), without 2nd shunt trip, without 1st Shunt trip | 509000 | 1 | Z\ | 1
3WA1240-8AE01-0AA0 |  | fixed-mounted circuit breaker, IEC 60947-2, size 2, 3-pole, In=4000 A, breaking capacity E, without internal voltage tap up to 1150 V AC 50/60 Hz, Icu=85/70 kA at 1000/1150 V, ETU600 LSI electronic trip unit upgradeable, color display, Bluetooth, USB interface, basic protection LT, ST, INST, neutral conductor protection requires an external neutral point current sensor, trip alarm switch (1 x CO), connection at rear vertical, without Com & metering function Manual operating mechanism with mechanical closing, without Spring charging motor, Ready-to-close signal. switch, Auxiliary switches 2NO+2NC, without Closing coil (CC), manual operating mechanism with mechanical closing, without Remote trip alarm reset coil (RR), without 2nd shunt trip, without 1st Shunt trip | 322000 | 1 | Z\ | 1
3WA1240-8AE02-0AA0 |  | fixed-mounted circuit breaker, IEC 60947-2, size 2, 3-pole, In=4000 A, breaking capacity E, without internal voltage tap up to 1150 V AC 50/60 Hz, Icu=85/70 kA at 1000/1150 V, ETU600 LSI electronic trip unit upgradeable, color display, Bluetooth, USB interface, basic protection LT, ST, INST, neutral conductor protection requires an external neutral point current sensor, trip alarm switch (1 x CO), connection at rear horizontal without Com & metering function Manual operating mechanism with mechanical closing, without Spring charging motor, Ready-to-close signal. switch, Auxiliary switches 2NO+2NC, without Closing coil (CC), manual operating mechanism with mechanical closing, without Remote trip alarm reset coil (RR), without 2nd shunt trip, without 1st Shunt trip | 315000 | 1 | Z\ | 1
3WA1240-8AE11-0AA0 |  | fixed-mounted circuit breaker, IEC 60947-2, size 2, 4-pole, N pole on left, In=4000 A, breaking capacity E, without internal voltage tap up to 1150 V AC 50/60 Hz, Icu=85/70 kA at 1000/1150 V, ETU600 LSI electronic trip unit upgradeable, color display, Bluetooth, USB interface, basic protection LT, ST, INST, including protection of the N conductor (internal neutral point sensor available), trip alarm switch (1 x CO), connection at rear vertical, without Com & metering function Manual operating mechanism with mechanical closing, without Spring charging motor, Ready-to-close signal. switch, Auxiliary switches 2NO+2NC, without Closing coil (CC), manual operating mechanism with mechanical closing, without Remote trip alarm reset coil (RR), without 2nd shunt trip, without 1st Shunt trip | 425000 | 1 | Z\ | 1
3WA1240-8AE12-0AA0 |  | fixed-mounted circuit breaker, IEC 60947-2, size 2, 4-pole, N pole on left, In=4000 A, breaking capacity E, without internal voltage tap up to 1150 V AC 50/60 Hz, Icu=85/70 kA at 1000/1150 V, ETU600 LSI electronic trip unit upgradeable, color display, Bluetooth, USB interface, basic protection LT, ST, INST, including protection of the N conductor (internal neutral point sensor available), trip alarm switch (1 x CO), connection at rear horizontal without Com & metering function Manual operating mechanism with mechanical closing, without Spring charging motor, Ready-to-close signal. switch, Auxiliary switches 2NO+2NC, without Closing coil (CC), manual operating mechanism with mechanical closing, without Remote trip alarm reset coil (RR), without 2nd shunt trip, without 1st Shunt trip | 415000 | 1 | Z\ | 1
3WA1240-8AE21-0AA0 |  | fixed-mounted circuit breaker, IEC 60947-2, size 2, 4-pole, N pole on right, In=4000 A, breaking capacity E, without internal voltage tap up to 1150 V AC 50/60 Hz, Icu=85/70 kA at 1000/1150 V, ETU600 LSI electronic trip unit upgradeable, color display, Bluetooth, USB interface, basic protection LT, ST, INST, including protection of the N conductor (internal neutral point sensor available), trip alarm switch (1 x CO), connection at rear vertical, without Com & metering function Manual operating mechanism with mechanical closing, without Spring charging motor, Ready-to-close signal. switch, Auxiliary switches 2NO+2NC, without Closing coil (CC), manual operating mechanism with mechanical closing, without Remote trip alarm reset coil (RR), without 2nd shunt trip, without 1st Shunt trip | 425000 | 1 | Z\ | 1
3WA1240-8AE22-0AA0 |  | fixed-mounted circuit breaker, IEC 60947-2, size 2, 4-pole, N pole on right, In=4000 A, breaking capacity E, without internal voltage tap up to 1150 V AC 50/60 Hz, Icu=85/70 kA at 1000/1150 V, ETU600 LSI electronic trip unit upgradeable, color display, Bluetooth, USB interface, basic protection LT, ST, INST, including protection of the N conductor (internal neutral point sensor available), trip alarm switch (1 x CO), connection at rear horizontal without Com & metering function Manual operating mechanism with mechanical closing, without Spring charging motor, Ready-to-close signal. switch, Auxiliary switches 2NO+2NC, without Closing coil (CC), manual operating mechanism with mechanical closing, without Remote trip alarm reset coil (RR), without 2nd shunt trip, without 1st Shunt trip | 415000 | 1 | Z\ | 1
3WA1240-8AE31-0AA0 |  | withdrawable circuit breaker, with guide frame, IEC 60947-2, size 2, 3-pole, In=4000 A, breaking capacity E, without internal voltage tap up to 1150 V AC 50/60 Hz, Icu=85/70 kA at 1000/1150 V, ETU600 LSI electronic trip unit upgradeable, color display, Bluetooth, USB interface, basic protection LT, ST, INST, neutral conductor protection requires an external neutral point current sensor, trip alarm switch (1 x CO), connection at rear vertical, guide frame with shutter and without position signaling switch without Com & metering function Manual operating mechanism with mechanical closing, without Spring charging motor, Ready-to-close signal. switch, Auxiliary switches 2NO+2NC, without Closing coil (CC), manual operating mechanism with mechanical closing, without Remote trip alarm reset coil (RR), without 2nd shunt trip, without 1st Shunt trip | 386000 | 1 | Z\ | 1
3WA1240-8AE32-0AA0 |  | withdrawable circuit breaker, with guide frame, IEC 60947-2, size 2, 3-pole, In=4000 A, breaking capacity E, without internal voltage tap up to 1150 V AC 50/60 Hz, Icu=85/70 kA at 1000/1150 V, ETU600 LSI electronic trip unit upgradeable, color display, Bluetooth, USB interface, basic protection LT, ST, INST, neutral conductor protection requires an external neutral point current sensor, trip alarm switch (1 x CO), connection at rear horizontal guide frame with shutter, without position signaling switch without Com & metering function Manual operating mechanism with mechanical closing, without Spring charging motor, Ready-to-close signal. switch, Auxiliary switches 2NO+2NC, without Closing coil (CC), manual operating mechanism with mechanical closing, without Remote trip alarm reset coil (RR), without 2nd shunt trip, without 1st Shunt trip | 385000 | 1 | Z\ | 1
3WA1240-8AE41-0AA0 |  | withdrawable circuit breaker, with guide frame, IEC 60947-2, size 2, 4-pole, N pole on left, In=4000 A, breaking capacity E, without internal voltage tap up to 1150 V AC 50/60 Hz, Icu=85/70 kA at 1000/1150 V, ETU600 LSI electronic trip unit upgradeable, color display, Bluetooth, USB interface, basic protection LT, ST, INST, including protection of the N conductor (internal neutral point sensor available), trip alarm switch (1 x CO), connection at rear vertical, guide frame with shutter and without position signaling switch without Com & metering function Manual operating mechanism with mechanical closing, without Spring charging motor, Ready-to-close signal. switch, Auxiliary switches 2NO+2NC, without Closing coil (CC), manual operating mechanism with mechanical closing, without Remote trip alarm reset coil (RR), without 2nd shunt trip, without 1st Shunt trip | 510000 | 1 | Z\ | 1
3WA1240-8AE42-0AA0 |  | withdrawable circuit breaker, with guide frame, IEC 60947-2, size 2, 4-pole, N pole on left, In=4000 A, breaking capacity E, without internal voltage tap up to 1150 V AC 50/60 Hz, Icu=85/70 kA at 1000/1150 V, ETU600 LSI electronic trip unit upgradeable, color display, Bluetooth, USB interface, basic protection LT, ST, INST, including protection of the N conductor (internal neutral point sensor available), trip alarm switch (1 x CO), connection at rear horizontal guide frame with shutter, without position signaling switch without Com & metering function Manual operating mechanism with mechanical closing, without Spring charging motor, Ready-to-close signal. switch, Auxiliary switches 2NO+2NC, without Closing coil (CC), manual operating mechanism with mechanical closing, without Remote trip alarm reset coil (RR), without 2nd shunt trip, without 1st Shunt trip | 508000 | 1 | Z\ | 1
3WA1240-8AF01-0AA0 |  | fixed-mounted circuit breaker, IEC 60947-2, size 2, 3-pole, In=4000 A, breaking capacity E, without internal voltage tap up to 1150 V AC 50/60 Hz, Icu=85/70 kA at 1000/1150 V, ETU600 LSIG electronic trip unit upgradeable, color display, Bluetooth, USB interface, basic protection LT, ST, INST, GFx, neutral conductor protection requires an external neutral point current sensor, trip alarm switch (1 x CO), connection at rear vertical, without Com & metering function Manual operating mechanism with mechanical closing, without Spring charging motor, Ready-to-close signal. switch, Auxiliary switches 2NO+2NC, without Closing coil (CC), manual operating mechanism with mechanical closing, without Remote trip alarm reset coil (RR), without 2nd shunt trip, without 1st Shunt trip | 332000 | 1 | Z\ | 1
3WA1240-8AF02-0AA0 |  | fixed-mounted circuit breaker, IEC 60947-2, size 2, 3-pole, In=4000 A, breaking capacity E, without internal voltage tap up to 1150 V AC 50/60 Hz, Icu=85/70 kA at 1000/1150 V, ETU600 LSIG electronic trip unit upgradeable, color display, Bluetooth, USB interface, basic protection LT, ST, INST, GFx, neutral conductor protection requires an external neutral point current sensor, trip alarm switch (1 x CO), connection at rear horizontal without Com & metering function Manual operating mechanism with mechanical closing, without Spring charging motor, Ready-to-close signal. switch, Auxiliary switches 2NO+2NC, without Closing coil (CC), manual operating mechanism with mechanical closing, without Remote trip alarm reset coil (RR), without 2nd shunt trip, without 1st Shunt trip | 325000 | 1 | Z\ | 1
3WA1240-8AF11-0AA0 |  | fixed-mounted circuit breaker, IEC 60947-2, size 2, 4-pole, N pole on left, In=4000 A, breaking capacity E, without internal voltage tap up to 1150 V AC 50/60 Hz, Icu=85/70 kA at 1000/1150 V, ETU600 LSIG electronic trip unit upgradeable, color display, Bluetooth, USB interface, basic protection LT, ST, INST, GFx, including protection of the N conductor (internal neutral point sensor available), trip alarm switch (1 x CO), connection at rear vertical, without Com & metering function Manual operating mechanism with mechanical closing, without Spring charging motor, Ready-to-close signal. switch, Auxiliary switches 2NO+2NC, without Closing coil (CC), manual operating mechanism with mechanical closing, without Remote trip alarm reset coil (RR), without 2nd shunt trip, without 1st Shunt trip | 435000 | 1 | Z\ | 1
3WA1240-8AF12-0AA0 |  | fixed-mounted circuit breaker, IEC 60947-2, size 2, 4-pole, N pole on left, In=4000 A, breaking capacity E, without internal voltage tap up to 1150 V AC 50/60 Hz, Icu=85/70 kA at 1000/1150 V, ETU600 LSIG electronic trip unit upgradeable, color display, Bluetooth, USB interface, basic protection LT, ST, INST, GFx, including protection of the N conductor (internal neutral point sensor available), trip alarm switch (1 x CO), connection at rear horizontal without Com & metering function Manual operating mechanism with mechanical closing, without Spring charging motor, Ready-to-close signal. switch, Auxiliary switches 2NO+2NC, without Closing coil (CC), manual operating mechanism with mechanical closing, without Remote trip alarm reset coil (RR), without 2nd shunt trip, without 1st Shunt trip | 426000 | 1 | Z\ | 1
3WA1240-8AF21-0AA0 |  | fixed-mounted circuit breaker, IEC 60947-2, size 2, 4-pole, N pole on right, In=4000 A, breaking capacity E, without internal voltage tap up to 1150 V AC 50/60 Hz, Icu=85/70 kA at 1000/1150 V, ETU600 LSIG electronic trip unit upgradeable, color display, Bluetooth, USB interface, basic protection LT, ST, INST, GFx, including protection of the N conductor (internal neutral point sensor available), trip alarm switch (1 x CO), connection at rear vertical, without Com & metering function Manual operating mechanism with mechanical closing, without Spring charging motor, Ready-to-close signal. switch, Auxiliary switches 2NO+2NC, without Closing coil (CC), manual operating mechanism with mechanical closing, without Remote trip alarm reset coil (RR), without 2nd shunt trip, without 1st Shunt trip | 435000 | 1 | Z\ | 1
3WA1240-8AF22-0AA0 |  | fixed-mounted circuit breaker, IEC 60947-2, size 2, 4-pole, N pole on right, In=4000 A, breaking capacity E, without internal voltage tap up to 1150 V AC 50/60 Hz, Icu=85/70 kA at 1000/1150 V, ETU600 LSIG electronic trip unit upgradeable, color display, Bluetooth, USB interface, basic protection LT, ST, INST, GFx, including protection of the N conductor (internal neutral point sensor available), trip alarm switch (1 x CO), connection at rear horizontal without Com & metering function Manual operating mechanism with mechanical closing, without Spring charging motor, Ready-to-close signal. switch, Auxiliary switches 2NO+2NC, without Closing coil (CC), manual operating mechanism with mechanical closing, without Remote trip alarm reset coil (RR), without 2nd shunt trip, without 1st Shunt trip | 426000 | 1 | Z\ | 1
3WA1240-8AF31-0AA0 |  | withdrawable circuit breaker, with guide frame, IEC 60947-2, size 2, 3-pole, In=4000 A, breaking capacity E, without internal voltage tap up to 1150 V AC 50/60 Hz, Icu=85/70 kA at 1000/1150 V, ETU600 LSIG electronic trip unit upgradeable, color display, Bluetooth, USB interface, basic protection LT, ST, INST, GFx, neutral conductor protection requires an external neutral point current sensor, trip alarm switch (1 x CO), connection at rear vertical, guide frame with shutter and without position signaling switch without Com & metering function Manual operating mechanism with mechanical closing, without Spring charging motor, Ready-to-close signal. switch, Auxiliary switches 2NO+2NC, without Closing coil (CC), manual operating mechanism with mechanical closing, without Remote trip alarm reset coil (RR), without 2nd shunt trip, without 1st Shunt trip | 397000 | 1 | Z\ | 1
3WA1240-8AF32-0AA0 |  | withdrawable circuit breaker, with guide frame, IEC 60947-2, size 2, 3-pole, In=4000 A, breaking capacity E, without internal voltage tap up to 1150 V AC 50/60 Hz, Icu=85/70 kA at 1000/1150 V, ETU600 LSIG electronic trip unit upgradeable, color display, Bluetooth, USB interface, basic protection LT, ST, INST, GFx, neutral conductor protection requires an external neutral point current sensor, trip alarm switch (1 x CO), connection at rear horizontal guide frame with shutter, without position signaling switch without Com & metering function Manual operating mechanism with mechanical closing, without Spring charging motor, Ready-to-close signal. switch, Auxiliary switches 2NO+2NC, without Closing coil (CC), manual operating mechanism with mechanical closing, without Remote trip alarm reset coil (RR), without 2nd shunt trip, without 1st Shunt trip | 396000 | 1 | Z\ | 1
3WA1240-8AF41-0AA0 |  | withdrawable circuit breaker, with guide frame, IEC 60947-2, size 2, 4-pole, N pole on left, In=4000 A, breaking capacity E, without internal voltage tap up to 1150 V AC 50/60 Hz, Icu=85/70 kA at 1000/1150 V, ETU600 LSIG electronic trip unit upgradeable, color display, Bluetooth, USB interface, basic protection LT, ST, INST, GFx, including protection of the N conductor (internal neutral point sensor available), trip alarm switch (1 x CO), connection at rear vertical, guide frame with shutter and without position signaling switch without Com & metering function Manual operating mechanism with mechanical closing, without Spring charging motor, Ready-to-close signal. switch, Auxiliary switches 2NO+2NC, without Closing coil (CC), manual operating mechanism with mechanical closing, without Remote trip alarm reset coil (RR), without 2nd shunt trip, without 1st Shunt trip | 521000 | 1 | Z\ | 1
3WA1240-8AF42-0AA0 |  | withdrawable circuit breaker, with guide frame, IEC 60947-2, size 2, 4-pole, N pole on left, In=4000 A, breaking capacity E, without internal voltage tap up to 1150 V AC 50/60 Hz, Icu=85/70 kA at 1000/1150 V, ETU600 LSIG electronic trip unit upgradeable, color display, Bluetooth, USB interface, basic protection LT, ST, INST, GFx, including protection of the N conductor (internal neutral point sensor available), trip alarm switch (1 x CO), connection at rear horizontal guide frame with shutter, without position signaling switch without Com & metering function Manual operating mechanism with mechanical closing, without Spring charging motor, Ready-to-close signal. switch, Auxiliary switches 2NO+2NC, without Closing coil (CC), manual operating mechanism with mechanical closing, without Remote trip alarm reset coil (RR), without 2nd shunt trip, without 1st Shunt trip | 519000 | 1 | Z\ | 1
3WA1240-8AG01-0AA0 |  | fixed-mounted circuit breaker, IEC 60947-2, size 2, 3-pole, In=4000 A, breaking capacity E, without internal voltage tap up to 1150 V AC 50/60 Hz, Icu=85/70 kA at 1000/1150 V, ETU600 LSIG Hi-Z electronic trip unit upgradeable, color display, Bluetooth, USB interface, basic protection LT, ST, INST, GFx, with GF high-impedance input, neutral conductor protection requires an external neutral point current sensor, trip alarm switch (1 x CO), connection at rear vertical, without Com & metering function Manual operating mechanism with mechanical closing, without Spring charging motor, Ready-to-close signal. switch, Auxiliary switches 2NO+2NC, without Closing coil (CC), manual operating mechanism with mechanical closing, without Remote trip alarm reset coil (RR), without 2nd shunt trip, without 1st Shunt trip | 353000 | 1 | Z\ | 1
3WA1240-8AG02-0AA0 |  | fixed-mounted circuit breaker, IEC 60947-2, size 2, 3-pole, In=4000 A, breaking capacity E, without internal voltage tap up to 1150 V AC 50/60 Hz, Icu=85/70 kA at 1000/1150 V, ETU600 LSIG Hi-Z electronic trip unit upgradeable, color display, Bluetooth, USB interface, basic protection LT, ST, INST, GFx, with GF high-impedance input, neutral conductor protection requires an external neutral point current sensor, trip alarm switch (1 x CO), connection at rear horizontal without Com & metering function Manual operating mechanism with mechanical closing, without Spring charging motor, Ready-to-close signal. switch, Auxiliary switches 2NO+2NC, without Closing coil (CC), manual operating mechanism with mechanical closing, without Remote trip alarm reset coil (RR), without 2nd shunt trip, without 1st Shunt trip | 346000 | 1 | Z\ | 1
3WA1240-8AG11-0AA0 |  | fixed-mounted circuit breaker, IEC 60947-2, size 2, 4-pole, N pole on left, In=4000 A, breaking capacity E, without internal voltage tap up to 1150 V AC 50/60 Hz, Icu=85/70 kA at 1000/1150 V, ETU600 LSIG Hi-Z electronic trip unit upgradeable, color display, Bluetooth, USB interface, basic protection LT, ST, INST, GFx, with GF high-impedance input, including protection of the N conductor (internal neutral point sensor available), trip alarm switch (1 x CO), connection at rear vertical, without Com & metering function Manual operating mechanism with mechanical closing, without Spring charging motor, Ready-to-close signal. switch, Auxiliary switches 2NO+2NC, without Closing coil (CC), manual operating mechanism with mechanical closing, without Remote trip alarm reset coil (RR), without 2nd shunt trip, without 1st Shunt trip | 456000 | 1 | Z\ | 1
3WA1240-8AG12-0AA0 |  | fixed-mounted circuit breaker, IEC 60947-2, size 2, 4-pole, N pole on left, In=4000 A, breaking capacity E, without internal voltage tap up to 1150 V AC 50/60 Hz, Icu=85/70 kA at 1000/1150 V, ETU600 LSIG Hi-Z electronic trip unit upgradeable, color display, Bluetooth, USB interface, basic protection LT, ST, INST, GFx, with GF high-impedance input, including protection of the N conductor (internal neutral point sensor available), trip alarm switch (1 x CO), connection at rear horizontal without Com & metering function Manual operating mechanism with mechanical closing, without Spring charging motor, Ready-to-close signal. switch, Auxiliary switches 2NO+2NC, without Closing coil (CC), manual operating mechanism with mechanical closing, without Remote trip alarm reset coil (RR), without 2nd shunt trip, without 1st Shunt trip | 447000 | 1 | Z\ | 1
3WA1240-8AG21-0AA0 |  | fixed-mounted circuit breaker, IEC 60947-2, size 2, 4-pole, N pole on right, In=4000 A, breaking capacity E, without internal voltage tap up to 1150 V AC 50/60 Hz, Icu=85/70 kA at 1000/1150 V, ETU600 LSIG Hi-Z electronic trip unit upgradeable, color display, Bluetooth, USB interface, basic protection LT, ST, INST, GFx, with GF high-impedance input, including protection of the N conductor (internal neutral point sensor available), trip alarm switch (1 x CO), connection at rear vertical, without Com & metering function Manual operating mechanism with mechanical closing, without Spring charging motor, Ready-to-close signal. switch, Auxiliary switches 2NO+2NC, without Closing coil (CC), manual operating mechanism with mechanical closing, without Remote trip alarm reset coil (RR), without 2nd shunt trip, without 1st Shunt trip | 456000 | 1 | Z\ | 1
3WA1240-8AG22-0AA0 |  | fixed-mounted circuit breaker, IEC 60947-2, size 2, 4-pole, N pole on right, In=4000 A, breaking capacity E, without internal voltage tap up to 1150 V AC 50/60 Hz, Icu=85/70 kA at 1000/1150 V, ETU600 LSIG Hi-Z electronic trip unit upgradeable, color display, Bluetooth, USB interface, basic protection LT, ST, INST, GFx, with GF high-impedance input, including protection of the N conductor (internal neutral point sensor available), trip alarm switch (1 x CO), connection at rear horizontal without Com & metering function Manual operating mechanism with mechanical closing, without Spring charging motor, Ready-to-close signal. switch, Auxiliary switches 2NO+2NC, without Closing coil (CC), manual operating mechanism with mechanical closing, without Remote trip alarm reset coil (RR), without 2nd shunt trip, without 1st Shunt trip | 447000 | 1 | Z\ | 1
3WA1240-8AG31-0AA0 |  | withdrawable circuit breaker, with guide frame, IEC 60947-2, size 2, 3-pole, In=4000 A, breaking capacity E, without internal voltage tap up to 1150 V AC 50/60 Hz, Icu=85/70 kA at 1000/1150 V, ETU600 LSIG Hi-Z electronic trip unit upgradeable, color display, Bluetooth, USB interface, basic protection LT, ST, INST, GFx, with GF high-impedance input, neutral conductor protection requires an external neutral point current sensor, trip alarm switch (1 x CO), connection at rear vertical, guide frame with shutter and without position signaling switch without Com & metering function Manual operating mechanism with mechanical closing, without Spring charging motor, Ready-to-close signal. switch, Auxiliary switches 2NO+2NC, without Closing coil (CC), manual operating mechanism with mechanical closing, without Remote trip alarm reset coil (RR), without 2nd shunt trip, without 1st Shunt trip | 418000 | 1 | Z\ | 1
3WA1240-8AG32-0AA0 |  | withdrawable circuit breaker, with guide frame, IEC 60947-2, size 2, 3-pole, In=4000 A, breaking capacity E, without internal voltage tap up to 1150 V AC 50/60 Hz, Icu=85/70 kA at 1000/1150 V, ETU600 LSIG Hi-Z electronic trip unit upgradeable, color display, Bluetooth, USB interface, basic protection LT, ST, INST, GFx, with GF high-impedance input, neutral conductor protection requires an external neutral point current sensor, trip alarm switch (1 x CO), connection at rear horizontal guide frame with shutter, without position signaling switch without Com & metering function Manual operating mechanism with mechanical closing, without Spring charging motor, Ready-to-close signal. switch, Auxiliary switches 2NO+2NC, without Closing coil (CC), manual operating mechanism with mechanical closing, without Remote trip alarm reset coil (RR), without 2nd shunt trip, without 1st Shunt trip | 417000 | 1 | Z\ | 1
3WA1240-8AG41-0AA0 |  | withdrawable circuit breaker, with guide frame, IEC 60947-2, size 2, 4-pole, N pole on left, In=4000 A, breaking capacity E, without internal voltage tap up to 1150 V AC 50/60 Hz, Icu=85/70 kA at 1000/1150 V, ETU600 LSIG Hi-Z electronic trip unit upgradeable, color display, Bluetooth, USB interface, basic protection LT, ST, INST, GFx, with GF high-impedance input, including protection of the N conductor (internal neutral point sensor available), trip alarm switch (1 x CO), connection at rear vertical, guide frame with shutter and without position signaling switch without Com & metering function Manual operating mechanism with mechanical closing, without Spring charging motor, Ready-to-close signal. switch, Auxiliary switches 2NO+2NC, without Closing coil (CC), manual operating mechanism with mechanical closing, without Remote trip alarm reset coil (RR), without 2nd shunt trip, without 1st Shunt trip | 542000 | 1 | Z\ | 1
3WA1240-8AG42-0AA0 |  | withdrawable circuit breaker, with guide frame, IEC 60947-2, size 2, 4-pole, N pole on left, In=4000 A, breaking capacity E, without internal voltage tap up to 1150 V AC 50/60 Hz, Icu=85/70 kA at 1000/1150 V, ETU600 LSIG Hi-Z electronic trip unit upgradeable, color display, Bluetooth, USB interface, basic protection LT, ST, INST, GFx, with GF high-impedance input, including protection of the N conductor (internal neutral point sensor available), trip alarm switch (1 x CO), connection at rear horizontal guide frame with shutter, without position signaling switch without Com & metering function Manual operating mechanism with mechanical closing, without Spring charging motor, Ready-to-close signal. switch, Auxiliary switches 2NO+2NC, without Closing coil (CC), manual operating mechanism with mechanical closing, without Remote trip alarm reset coil (RR), without 2nd shunt trip, without 1st Shunt trip | 540000 | 1 | Z\ | 1
3WA1240-8AU01-0AA0 |  | DC non-automatic ACB Fixed-mounted version, IEC 60947-2, frame size 2, 3-poles, In=4000A to 1000V DC, Breaking capacity E Icc=20kA at 1000V DC, without electr. trip unit ETU, rear connection vertical, without Com & metering function Manual operating mechanism with mechanical closing, without Spring charging motor, Ready-to-close signal. switch, Auxiliary switches 2NO+2NC, without Closing coil (CC), manual operating mechanism with mechanical closing, without Remote trip alarm reset coil (RR), without 2nd shunt trip, without 1st Shunt trip | 297000 | 1 | Z\ | 1
3WA1240-8AU11-0AA0 |  | DC non-automatic ACB Fixed-mounted version, IEC 60947-2, frame size 2, 4-poles, In=4000A to 1500V DC, Breaking capacity E Icc=20kA at 1500V DC, without electr. trip unit ETU, rear connection vertical, without Com & metering function Manual operating mechanism with mechanical closing, without Spring charging motor, Ready-to-close signal. switch, Auxiliary switches 2NO+2NC, without Closing coil (CC), manual operating mechanism with mechanical closing, without Remote trip alarm reset coil (RR), without 2nd shunt trip, without 1st Shunt trip | 392000 | 1 | Z\ | 1
3WA1240-8AU12-0AA0 |  | DC non-automatic ACB Fixed-mounted version, IEC 60947-2, frame size 2, 4-poles, In=4000A to 1500V DC, Breaking capacity E Icc=20kA at 1500V DC, without electr. trip unit ETU, rear connection horizontal, without Com & metering function Manual operating mechanism with mechanical closing, without Spring charging motor, Ready-to-close signal. switch, Auxiliary switches 2NO+2NC, without Closing coil (CC), manual operating mechanism with mechanical closing, without Remote trip alarm reset coil (RR), without 2nd shunt trip, without 1st Shunt trip | 382000 | 1 | Z\ | 1
3WA1240-8AU15-0AA0 |  | DC non-automatic ACB Fixed-mounted version, IEC 60947-2, frame size 2, 4-poles, In=4000A to 1500V DC, Breaking capacity E Icc=20kA at 1500V DC, without electr. trip unit ETU, rear connection, vertical top horizontal bottom, without Com & metering function Manual operating mechanism with mechanical closing, without Spring charging motor, Ready-to-close signal. switch, Auxiliary switches 2NO+2NC, without Closing coil (CC), manual operating mechanism with mechanical closing, without Remote trip alarm reset coil (RR), without 2nd shunt trip, without 1st Shunt trip | 387000 | 1 | Z\ | 1
3WA1240-8AU16-0AA0 |  | DC non-automatic ACB Fixed-mounted version, IEC 60947-2, frame size 2, 4-poles, In=4000A to 1500V DC, Breaking capacity E Icc=20kA at 1500V DC, without electr. trip unit ETU, rear connection, horizontal top vertical bottom, without Com & metering function Manual operating mechanism with mechanical closing, without Spring charging motor, Ready-to-close signal. switch, Auxiliary switches 2NO+2NC, without Closing coil (CC), manual operating mechanism with mechanical closing, without Remote trip alarm reset coil (RR), without 2nd shunt trip, without 1st Shunt trip | 387000 | 1 | Z\ | 1
3WA1240-8AU31-0AA0 |  | DC non-automatic ACB withdrawable version, with guide frame, IEC 60947-2, frame size 2, 3-poles, In=4000A to 1000V DC, Breaking capacity E Icc=20kA at 1000V DC, without electr. trip unit ETU, rear connection vertical, guide frame with shutter and w/o position signalling switch, without Com & metering function Manual operating mechanism with mechanical closing, without Spring charging motor, Ready-to-close signal. switch, Auxiliary switches 2NO+2NC, without Closing coil (CC), manual operating mechanism with mechanical closing, without Remote trip alarm reset coil (RR), without 2nd shunt trip, without 1st Shunt trip | 360000 | 1 | Z\ | 1
3WA1240-8AU32-0AA0 |  | DC non-automatic ACB withdrawable version, with guide frame, IEC 60947-2, frame size 2, 3-poles, In=4000A to 1000V DC, Breaking capacity E Icc=20kA at 1000V DC, without electr. trip unit ETU, rear connection horizontal, guide frame with shutter and w/o position signalling switch, without Com & metering function Manual operating mechanism with mechanical closing, without Spring charging motor, Ready-to-close signal. switch, Auxiliary switches 2NO+2NC, without Closing coil (CC), manual operating mechanism with mechanical closing, without Remote trip alarm reset coil (RR), without 2nd shunt trip, without 1st Shunt trip | 355000 | 1 | Z\ | 1
3WA1240-8AU34-0AA0 |  | DC non-automatic ACB withdrawable version, with guide frame, IEC 60947-2, frame size 2, 3-poles, In=4000A to 1000V DC, Breaking capacity E Icc=20kA at 1000V DC, without electr. trip unit ETU, rear connection flange, guide frame with shutter and w/o position signalling switch, without Com & metering function Manual operating mechanism with mechanical closing, without Spring charging motor, Ready-to-close signal. switch, Auxiliary switches 2NO+2NC, without Closing coil (CC), manual operating mechanism with mechanical closing, without Remote trip alarm reset coil (RR), without 2nd shunt trip, without 1st Shunt trip | 355000 | 1 | Z\ | 1
3WA1240-8AU41-0AA0 |  | DC non-automatic ACB withdrawable version, with guide frame, IEC 60947-2, frame size 2, 4-poles, In=4000A to 1500V DC, Breaking capacity E Icc=20kA at 1500V DC, without electr. trip unit ETU, rear connection vertical, guide frame with shutter and w/o position signalling switch, without Com & metering function Manual operating mechanism with mechanical closing, without Spring charging motor, Ready-to-close signal. switch, Auxiliary switches 2NO+2NC, without Closing coil (CC), manual operating mechanism with mechanical closing, without Remote trip alarm reset coil (RR), without 2nd shunt trip, without 1st Shunt trip | 475000 | 1 | Z\ | 1
3WA1240-8AU42-0AA0 |  | DC non-automatic ACB withdrawable version, with guide frame, IEC 60947-2, frame size 2, 4-poles, In=4000A to 1500V DC, Breaking capacity E Icc=20kA at 1500V DC, without electr. trip unit ETU, rear connection horizontal, guide frame with shutter and w/o position signalling switch, without Com & metering function Manual operating mechanism with mechanical closing, without Spring charging motor, Ready-to-close signal. switch, Auxiliary switches 2NO+2NC, without Closing coil (CC), manual operating mechanism with mechanical closing, without Remote trip alarm reset coil (RR), without 2nd shunt trip, without 1st Shunt trip | 468000 | 1 | Z\ | 1
3WA1240-8AU44-0AA0 |  | DC non-automatic ACB withdrawable version, with guide frame, IEC 60947-2, frame size 2, 4-poles, In=4000A to 1500V DC, Breaking capacity E Icc=20kA at 1500V DC, without electr. trip unit ETU, rear connection flange, guide frame with shutter and w/o position signalling switch, without Com & metering function Manual operating mechanism with mechanical closing, without Spring charging motor, Ready-to-close signal. switch, Auxiliary switches 2NO+2NC, without Closing coil (CC), manual operating mechanism with mechanical closing, without Remote trip alarm reset coil (RR), without 2nd shunt trip, without 1st Shunt trip | 468000 | 1 | Z\ | 1
3WA1240-8CA01-0AA0 |  | Non-automatic circuit breaker Fixed-mounted version, IEC 60947-2, frame size 2, 3-poles, In=4000A to 1150V AC 50/60Hz, breaking capacity E Icc=85kA at 1000V, without electr. trip unit ETU, rear connection vertical, able to communication, Manual operating mechanism with mechanical closing, without Spring charging motor, Ready-to-close signal. switch, Auxiliary switches 2NO+2NC, without Closing coil (CC), manual operating mechanism with mechanical closing, without Remote trip alarm reset coil (RR), without 2nd shunt trip, without 1st Shunt trip | 301430 | 1 | Z\ | 1
3WA1240-8CA02-0AA0 |  | AC non-automatic air circuit breaker 3WA, fixed-mounted version, IEC 60947-2, size 2, 3-pole, In=4000 A up to 1150 V AC 50/60 Hz, breaking capacity E, Icu=85/50 kA at 1000/1150 V, without electronic trip unit ETU, connection at rear horizontal able to communication, Manual operating mechanism with mechanical closing, without Spring charging motor, Ready-to-close signal. switch, Auxiliary switches 2NO+2NC, without Closing coil (CC), manual operating mechanism with mechanical closing, without Remote trip alarm reset coil (RR), without 2nd shunt trip, without 1st Shunt trip | 294430 | 1 | Z\ | 1
3WA1240-8CA11-0AA0 |  | Non-automatic circuit breaker Fixed-mounted version, IEC 60947-2, frame size 2, 4-poles, N-pole left, In=4000A to 1150V AC 50/60Hz, breaking capacity E Icc=85kA at 1000V, without electr. trip unit ETU, rear connection vertical, able to communication, Manual operating mechanism with mechanical closing, without Spring charging motor, Ready-to-close signal. switch, Auxiliary switches 2NO+2NC, without Closing coil (CC), manual operating mechanism with mechanical closing, without Remote trip alarm reset coil (RR), without 2nd shunt trip, without 1st Shunt trip | 396430 | 1 | Z\ | 1
3WA1240-8CA12-0AA0 |  | AC non-automatic air circuit breaker 3WA, fixed-mounted version, IEC 60947-2, size 2, 4-pole, N pole on left, In=4000 A up to 1150 V AC 50/60 Hz, breaking capacity E, Icu=85/50 kA at 1000/1150 V, without electronic trip unit ETU, connection at rear horizontal able to communication, Manual operating mechanism with mechanical closing, without Spring charging motor, Ready-to-close signal. switch, Auxiliary switches 2NO+2NC, without Closing coil (CC), manual operating mechanism with mechanical closing, without Remote trip alarm reset coil (RR), without 2nd shunt trip, without 1st Shunt trip | 386430 | 1 | Z\ | 1
3WA1240-8CA21-0AA0 |  | AC non-automatic air circuit breaker 3WA, fixed-mounted version, IEC 60947-2, size 2, 4-pole, N pole on right, In=4000 A up to 1150 V AC 50/60 Hz, breaking capacity E, Icu=85/50 kA at 1000/1150 V, without electronic trip unit ETU, connection at rear vertical, able to communication, Manual operating mechanism with mechanical closing, without Spring charging motor, Ready-to-close signal. switch, Auxiliary switches 2NO+2NC, without Closing coil (CC), manual operating mechanism with mechanical closing, without Remote trip alarm reset coil (RR), without 2nd shunt trip, without 1st Shunt trip | 396430 | 1 | Z\ | 1
3WA1240-8CA22-0AA0 |  | AC non-automatic air circuit breaker 3WA, fixed-mounted version, IEC 60947-2, size 2, 4-pole, N pole on right, In=4000 A up to 1150 V AC 50/60 Hz, breaking capacity E, Icu=85/50 kA at 1000/1150 V, without electronic trip unit ETU, connection at rear horizontal able to communication, Manual operating mechanism with mechanical closing, without Spring charging motor, Ready-to-close signal. switch, Auxiliary switches 2NO+2NC, without Closing coil (CC), manual operating mechanism with mechanical closing, without Remote trip alarm reset coil (RR), without 2nd shunt trip, without 1st Shunt trip | 386430 | 1 | Z\ | 1
3WA1240-8CA31-0AA0 |  | Non-automatic circuit breaker withdrawable version, with guide frame, IEC 60947-2, frame size 2, 3-poles, In=4000A to 1150V AC 50/60Hz, breaking capacity E Icc=85kA at 1000V, without electr. trip unit ETU, rear connection vertical, guide frame with shutter and w/o position signalling switch, able to communication, Manual operating mechanism with mechanical closing, without Spring charging motor, Ready-to-close signal. switch, Auxiliary switches 2NO+2NC, without Closing coil (CC), manual operating mechanism with mechanical closing, without Remote trip alarm reset coil (RR), without 2nd shunt trip, without 1st Shunt trip | 360430 | 1 | Z\ | 1
3WA1240-8CA32-0AA0 |  | AC non-automatic air circuit breaker 3WA, withdrawable version, with guide frame, IEC 60947-2, size 2, 3-pole, In=4000 A up to 1150 V AC 50/60 Hz, breaking capacity E, Icu=85/50 kA at 1000/1150 V, without electronic trip unit ETU, connection at rear horizontal guide frame with shutter, without position signaling switch, able to communication, Manual operating mechanism with mechanical closing, without Spring charging motor, Ready-to-close signal. switch, Auxiliary switches 2NO+2NC, without Closing coil (CC), manual operating mechanism with mechanical closing, without Remote trip alarm reset coil (RR), without 2nd shunt trip, without 1st Shunt trip | 359430 | 1 | Z\ | 1
3WA1240-8CA41-0AA0 |  | Non-automatic circuit breaker withdrawable version, with guide frame, IEC 60947-2, frame size 2, 4-poles, N-pole left, In=4000A to 1150V AC 50/60Hz, breaking capacity E Icc=85kA at 1000V, without electr. trip unit ETU, rear connection vertical, guide frame with shutter and w/o position signalling switch, able to communication, Manual operating mechanism with mechanical closing, without Spring charging motor, Ready-to-close signal. switch, Auxiliary switches 2NO+2NC, without Closing coil (CC), manual operating mechanism with mechanical closing, without Remote trip alarm reset coil (RR), without 2nd shunt trip, without 1st Shunt trip | 474430 | 1 | Z\ | 1
3WA1240-8CA42-0AA0 |  | AC non-automatic air circuit breaker 3WA, withdrawable version, with guide frame, IEC 60947-2, size 2, 4-pole, N pole on left, In=4000 A up to 1150 V AC 50/60 Hz, breaking capacity E, Icu=85/50 kA at 1000/1150 V, without electronic trip unit ETU, connection at rear horizontal guide frame with shutter, without position signaling switch, able to communication, Manual operating mechanism with mechanical closing, without Spring charging motor, Ready-to-close signal. switch, Auxiliary switches 2NO+2NC, without Closing coil (CC), manual operating mechanism with mechanical closing, without Remote trip alarm reset coil (RR), without 2nd shunt trip, without 1st Shunt trip | 472430 | 1 | Z\ | 1
3WA1340-5AA01-0AA0 |  | Non-automatic circuit breaker Fixed-mounted version, IEC 60947-2, frame size 3, 3-poles, In=4000A up to 690V AC 50/60Hz, breaking capacity H Icc=100/85kA at 500/690V, without electr. trip unit ETU, rear connection vertical, without Com & metering function Manual operating mechanism with mechanical closing, without Spring charging motor, Ready-to-close signal. switch, Auxiliary switches 2NO+2NC, without Closing coil (CC), manual operating mechanism with mechanical closing, without Remote trip alarm reset coil (RR), without 2nd shunt trip, without 1st Shunt trip | 352000 | 1 | Z\ | 1
3WA1340-5AA02-0AA0 |  | Non-automatic circuit breaker Fixed-mounted version, IEC 60947-2, frame size 3, 3-poles, In=4000A up to 690V AC 50/60Hz, breaking capacity H Icc=100/85kA at 500/690V, without electr. trip unit ETU, rear connection horizontal, without Com & metering function Manual operating mechanism with mechanical closing, without Spring charging motor, Ready-to-close signal. switch, Auxiliary switches 2NO+2NC, without Closing coil (CC), manual operating mechanism with mechanical closing, without Remote trip alarm reset coil (RR), without 2nd shunt trip, without 1st Shunt trip | 341000 | 1 | Z\ | 1
3WA1340-5AA03-0AA0 |  | Non-automatic circuit breaker Fixed-mounted version, IEC 60947-2, frame size 3, 3-poles, In=4000A up to 690V AC 50/60Hz, breaking capacity H Icc=100/85kA at 500/690V, without electr. trip unit ETU, front connection double hole, without Com & metering function Manual operating mechanism with mechanical closing, without Spring charging motor, Ready-to-close signal. switch, Auxiliary switches 2NO+2NC, without Closing coil (CC), manual operating mechanism with mechanical closing, without Remote trip alarm reset coil (RR), without 2nd shunt trip, without 1st Shunt trip | 363000 | 1 | Z\ | 1
3WA1340-5AA11-0AA0 |  | Non-automatic circuit breaker Fixed-mounted version, IEC 60947-2, frame size 3, 4-poles, N-pole left, In=4000A up to 690V AC 50/60Hz, breaking capacity H Icc=100/85kA at 500/690V, without electr. trip unit ETU, rear connection vertical, without Com & metering function Manual operating mechanism with mechanical closing, without Spring charging motor, Ready-to-close signal. switch, Auxiliary switches 2NO+2NC, without Closing coil (CC), manual operating mechanism with mechanical closing, without Remote trip alarm reset coil (RR), without 2nd shunt trip, without 1st Shunt trip | 465000 | 1 | Z\ | 1
3WA1340-5AA12-0AA0 |  | Non-automatic circuit breaker Fixed-mounted version, IEC 60947-2, frame size 3, 4-poles, N-pole left, In=4000A up to 690V AC 50/60Hz, breaking capacity H Icc=100/85kA at 500/690V, without electr. trip unit ETU, rear connection horizontal, without Com & metering function Manual operating mechanism with mechanical closing, without Spring charging motor, Ready-to-close signal. switch, Auxiliary switches 2NO+2NC, without Closing coil (CC), manual operating mechanism with mechanical closing, without Remote trip alarm reset coil (RR), without 2nd shunt trip, without 1st Shunt trip | 451000 | 1 | Z\ | 1
3WA1340-5AA13-0AA0 |  | Non-automatic circuit breaker Fixed-mounted version, IEC 60947-2, frame size 3, 4-poles, N-pole left, In=4000A up to 690V AC 50/60Hz, breaking capacity H Icc=100/85kA at 500/690V, without electr. trip unit ETU, front connection double hole, without Com & metering function Manual operating mechanism with mechanical closing, without Spring charging motor, Ready-to-close signal. switch, Auxiliary switches 2NO+2NC, without Closing coil (CC), manual operating mechanism with mechanical closing, without Remote trip alarm reset coil (RR), without 2nd shunt trip, without 1st Shunt trip | 479000 | 1 | Z\ | 1
3WA1340-5AA21-0AA0 |  | AC non-automatic air circuit breaker 3WA, fixed-mounted version, IEC 60947-2, size 3, 4-pole, N pole on right, In=4000 A up to 690 V AC 50/60 Hz, breaking capacity H, Icc=100/85 kA at 500/690 V, without electronic trip unit ETU, connection at rear vertical, without Com & metering function Manual operating mechanism with mechanical closing, without Spring charging motor, Ready-to-close signal. switch, Auxiliary switches 2NO+2NC, without Closing coil (CC), manual operating mechanism with mechanical closing, without Remote trip alarm reset coil (RR), without 2nd shunt trip, without 1st Shunt trip | 465000 | 1 | Z\ | 1
3WA1340-5AA22-0AA0 |  | AC non-automatic air circuit breaker 3WA, fixed-mounted version, IEC 60947-2, size 3, 4-pole, N pole on right, In=4000 A up to 690 V AC 50/60 Hz, breaking capacity H, Icc=100/85 kA at 500/690 V, without electronic trip unit ETU, connection at rear horizontal without Com & metering function Manual operating mechanism with mechanical closing, without Spring charging motor, Ready-to-close signal. switch, Auxiliary switches 2NO+2NC, without Closing coil (CC), manual operating mechanism with mechanical closing, without Remote trip alarm reset coil (RR), without 2nd shunt trip, without 1st Shunt trip | 451000 | 1 | Z\ | 1
3WA1340-5AA23-0AA0 |  | AC non-automatic air circuit breaker 3WA, fixed-mounted version, IEC 60947-2, size 3, 4-pole, N pole on right, In=4000 A up to 690 V AC 50/60 Hz, breaking capacity H, Icc=100/85 kA at 500/690 V, without electronic trip unit ETU, front connection double hole, without Com & metering function Manual operating mechanism with mechanical closing, without Spring charging motor, Ready-to-close signal. switch, Auxiliary switches 2NO+2NC, without Closing coil (CC), manual operating mechanism with mechanical closing, without Remote trip alarm reset coil (RR), without 2nd shunt trip, without 1st Shunt trip | 479000 | 1 | Z\ | 1
3WA1340-5AA31-0AA0 |  | Non-automatic circuit breaker withdrawable version, with guide frame, IEC 60947-2, frame size 3, 3-poles, In=4000A up to 690V AC 50/60Hz, breaking capacity H Icc=100/85kA at 500/690V, without electr. trip unit ETU, rear connection vertical, guide frame with shutter and w/o position signalling switch, without Com & metering function Manual operating mechanism with mechanical closing, without Spring charging motor, Ready-to-close signal. switch, Auxiliary switches 2NO+2NC, without Closing coil (CC), manual operating mechanism with mechanical closing, without Remote trip alarm reset coil (RR), without 2nd shunt trip, without 1st Shunt trip | 428000 | 1 | Z\ | 1
3WA1340-5AA32-0AA0 |  | Non-automatic circuit breaker withdrawable version, with guide frame, IEC 60947-2, frame size 3, 3-poles, In=4000A up to 690V AC 50/60Hz, breaking capacity H Icc=100/85kA at 500/690V, without electr. trip unit ETU, rear connection horizontal, guide frame with shutter and w/o position signalling switch, without Com & metering function Manual operating mechanism with mechanical closing, without Spring charging motor, Ready-to-close signal. switch, Auxiliary switches 2NO+2NC, without Closing coil (CC), manual operating mechanism with mechanical closing, without Remote trip alarm reset coil (RR), without 2nd shunt trip, without 1st Shunt trip | 418000 | 1 | Z\ | 1
3WA1340-5AA33-0AA0 |  | Non-automatic circuit breaker withdrawable version, with guide frame, IEC 60947-2, frame size 3, 3-poles, In=4000A up to 690V AC 50/60Hz, breaking capacity H Icc=100/85kA at 500/690V, without electr. trip unit ETU, front connection double hole, guide frame with shutter and w/o position signalling switch, without Com & metering function Manual operating mechanism with mechanical closing, without Spring charging motor, Ready-to-close signal. switch, Auxiliary switches 2NO+2NC, without Closing coil (CC), manual operating mechanism with mechanical closing, without Remote trip alarm reset coil (RR), without 2nd shunt trip, without 1st Shunt trip | 439000 | 1 | Z\ | 1
3WA1340-5AA34-0AA0 |  | Non-automatic circuit breaker withdrawable version, with guide frame, IEC 60947-2, frame size 3, 3-poles, In=4000A up to 690V AC 50/60Hz, breaking capacity H Icc=100/85kA at 500/690V, without electr. trip unit ETU, rear connection flange, guide frame with shutter and w/o position signalling switch, without Com & metering function Manual operating mechanism with mechanical closing, without Spring charging motor, Ready-to-close signal. switch, Auxiliary switches 2NO+2NC, without Closing coil (CC), manual operating mechanism with mechanical closing, without Remote trip alarm reset coil (RR), without 2nd shunt trip, without 1st Shunt trip | 418000 | 1 | Z\ | 1
3WA1340-5AA41-0AA0 |  | Non-automatic circuit breaker withdrawable version, with guide frame, IEC 60947-2, frame size 3, 4-poles, N-pole left, In=4000A up to 690V AC 50/60Hz, breaking capacity H Icc=100/85kA at 500/690V, without electr. trip unit ETU, rear connection vertical, guide frame with shutter and w/o position signalling switch, without Com & metering function Manual operating mechanism with mechanical closing, without Spring charging motor, Ready-to-close signal. switch, Auxiliary switches 2NO+2NC, without Closing coil (CC), manual operating mechanism with mechanical closing, without Remote trip alarm reset coil (RR), without 2nd shunt trip, without 1st Shunt trip | 566000 | 1 | Z\ | 1
3WA1340-5AA42-0AA0 |  | Non-automatic circuit breaker withdrawable version, with guide frame, IEC 60947-2, frame size 3, 4-poles, N-pole left, In=4000A up to 690V AC 50/60Hz, breaking capacity H Icc=100/85kA at 500/690V, without electr. trip unit ETU, rear connection horizontal, guide frame with shutter and w/o position signalling switch, without Com & metering function Manual operating mechanism with mechanical closing, without Spring charging motor, Ready-to-close signal. switch, Auxiliary switches 2NO+2NC, without Closing coil (CC), manual operating mechanism with mechanical closing, without Remote trip alarm reset coil (RR), without 2nd shunt trip, without 1st Shunt trip | 552000 | 1 | Z\ | 1
3WA1340-5AA43-0AA0 |  | Non-automatic circuit breaker withdrawable version, with guide frame, IEC 60947-2, frame size 3, 4-poles, N-pole left, In=4000A up to 690V AC 50/60Hz, breaking capacity H Icc=100/85kA at 500/690V, without electr. trip unit ETU, front connection double hole, guide frame with shutter and w/o position signalling switch, without Com & metering function Manual operating mechanism with mechanical closing, without Spring charging motor, Ready-to-close signal. switch, Auxiliary switches 2NO+2NC, without Closing coil (CC), manual operating mechanism with mechanical closing, without Remote trip alarm reset coil (RR), without 2nd shunt trip, without 1st Shunt trip | 580000 | 1 | Z\ | 1
3WA1340-5AA44-0AA0 |  | Non-automatic circuit breaker withdrawable version, with guide frame, IEC 60947-2, frame size 3, 4-poles, N-pole left, In=4000A up to 690V AC 50/60Hz, breaking capacity H Icc=100/85kA at 500/690V, without electr. trip unit ETU, rear connection flange, guide frame with shutter and w/o position signalling switch, without Com & metering function Manual operating mechanism with mechanical closing, without Spring charging motor, Ready-to-close signal. switch, Auxiliary switches 2NO+2NC, without Closing coil (CC), manual operating mechanism with mechanical closing, without Remote trip alarm reset coil (RR), without 2nd shunt trip, without 1st Shunt trip | 552000 | 1 | Z\ | 1
3WA1340-5AA74-7DA3-Z | R68S07S08S33S76T40 | Non-automatic circuit breaker withdrawable version, with guide frame, IEC 60947-2, frame size 3, 4-poles, N-pole left, In=4000A up to 690V AC 50/60Hz, breaking capacity H Icc=100/85kA at 500/690V, without electr. trip unit ETU, rear connection flange, guide frame with shutter and position signall. switch (3xW), without Com & metering function with manual and motorized operating mechanism (M) 110-127 V AC / 110-125 V DC, Storage status and ready-to- close signaling switches, Auxiliary switches 4NO+4NC, Closing coil (CC) 100% OP 110-127 V AC / 110-125 V DC, applicable for continuous duty, without Remote trip alarm reset coil (RR), without 2nd shunt trip, Shunt trip (ST) 100% OP 110-127 V AC / 110-125 V DC, suitable for continuous duty, Option R68 = Locking provision against unauthorized closing for withdrawable circuit breakers with RONIS lock. Option S07 = Locking provision against unauthorized closing Secured Open; for padlock device Padlocks are not included. Option S08 = Locking provision against unauthorized closing Secured Open; for with Ronis lock Option S33 = Locking provision for Padlock device for charging handle padlocks are not included Option S76 = Locking provision against movement of the withdrawable circuit breakers with RONIS lock. Option T40 = Door sealing frame IP41 | 604910 | 1 | Z\ | 1
3WA1340-5AB01-0AA0 |  | Fixed-mounted circuit breaker IEC 60947-2, frame size 3, 3-poles, In=4000A up to 690V AC 50/60Hz, breaking capacity H Icu=100/85kA at 500/690V, Trip unit ETU300 LSI optimized for standard applica- tions, without display Protection LT, ST, INST, N-protection required an external N-sensor, incl. trip alarm switch (1xCO), rear connection vertical, without Com & metering function Manual operating mechanism with mechanical closing, without Spring charging motor, Ready-to-close signal. switch, Auxiliary switches 2NO+2NC, without Closing coil (CC), manual operating mechanism with mechanical closing, without Remote trip alarm reset coil (RR), without 2nd shunt trip, without 1st Shunt trip | 358000 | 1 | Z\ | 1
3WA1340-5AB02-0AA0 |  | Fixed-mounted circuit breaker IEC 60947-2, frame size 3, 3-poles, In=4000A up to 690V AC 50/60Hz, breaking capacity H Icu=100/85kA at 500/690V, Trip unit ETU300 LSI optimized for standard applica- tions, without display Protection LT, ST, INST, N-protection required an external N-sensor, incl. trip alarm switch (1xCO), rear connection horizontal, without Com & metering function Manual operating mechanism with mechanical closing, without Spring charging motor, Ready-to-close signal. switch, Auxiliary switches 2NO+2NC, without Closing coil (CC), manual operating mechanism with mechanical closing, without Remote trip alarm reset coil (RR), without 2nd shunt trip, without 1st Shunt trip | 348000 | 1 | Z\ | 1
3WA1340-5AB02-2BA1-Z | S07T40 | Fixed-mounted circuit breaker IEC 60947-2, frame size 3, 3-poles, In=4000A up to 690V AC 50/60Hz, breaking capacity H Icu=100/85kA at 500/690V, Trip unit ETU300 LSI optimized for standard applica- tions, without display Protection LT, ST, INST, N-protection required an external N-sensor, incl. trip alarm switch (1xCO), rear connection horizontal, without Com & metering function with manual and motorized operating mechanism (M) 24-30 V DC, Storage status and ready-to- close signaling switches, Auxiliary switches 2NO+2NC, Closing coil (CC) 100% OP 24-30 V DC, applicable for continuous duty, without Remote trip alarm reset coil (RR), without 2nd shunt trip, Shunt trip (ST) 100% OP 24-30 V DC, suitable for continuous duty, Option S07 = Locking provision against unauthorized closing Secured Open; for padlock device Padlocks are not included. Option T40 = Door sealing frame IP41 | 373180 | 1 | Z\ | 1
3WA1340-5AB03-0AA0 |  | Fixed-mounted circuit breaker IEC 60947-2, frame size 3, 3-poles, In=4000A up to 690V AC 50/60Hz, breaking capacity H Icu=100/85kA at 500/690V, Trip unit ETU300 LSI optimized for standard applica- tions, without display Protection LT, ST, INST, N-protection required an external N-sensor, incl. trip alarm switch (1xCO), front connection double hole, without Com & metering function Manual operating mechanism with mechanical closing, without Spring charging motor, Ready-to-close signal. switch, Auxiliary switches 2NO+2NC, without Closing coil (CC), manual operating mechanism with mechanical closing, without Remote trip alarm reset coil (RR), without 2nd shunt trip, without 1st Shunt trip | 369000 | 1 | Z\ | 1
3WA1340-5AB11-0AA0 |  | Fixed-mounted circuit breaker IEC 60947-2, frame size 3, 4-poles, N-pole left, In=4000A up to 690V AC 50/60Hz, breaking capacity H Icu=100/85kA at 500/690V, Trip unit ETU300 LSI optimized for standard applica- tions, without display Protection LT, ST, INST, include N-protection, (internal N-sensor available), incl. trip alarm switch (1xCO), rear connection vertical, without Com & metering function Manual operating mechanism with mechanical closing, without Spring charging motor, Ready-to-close signal. switch, Auxiliary switches 2NO+2NC, without Closing coil (CC), manual operating mechanism with mechanical closing, without Remote trip alarm reset coil (RR), without 2nd shunt trip, without 1st Shunt trip | 475000 | 1 | Z\ | 1
3WA1340-5AB12-0AA0 |  | Fixed-mounted circuit breaker IEC 60947-2, frame size 3, 4-poles, N-pole left, In=4000A up to 690V AC 50/60Hz, breaking capacity H Icu=100/85kA at 500/690V, Trip unit ETU300 LSI optimized for standard applica- tions, without display Protection LT, ST, INST, include N-protection, (internal N-sensor available), incl. trip alarm switch (1xCO), rear connection horizontal, without Com & metering function Manual operating mechanism with mechanical closing, without Spring charging motor, Ready-to-close signal. switch, Auxiliary switches 2NO+2NC, without Closing coil (CC), manual operating mechanism with mechanical closing, without Remote trip alarm reset coil (RR), without 2nd shunt trip, without 1st Shunt trip | 461000 | 1 | Z\ | 1
3WA1340-5AB21-0AA0 |  | fixed-mounted circuit breaker, IEC 60947-2, size 1, 4-pole, N pole on right, In=4000 A up to 690 V AC 50/60 Hz, breaking capacity H Icu=100/85 kA at 500/690 V, tripping unit ETU300 LSI optimized for standard applications, without display, basic protection LT, ST, INST, including protection of the N conductor (internal neutral point sensor available) trip alarm switch (1 x CO), connection at rear vertical, without Com & metering function Manual operating mechanism with mechanical closing, without Spring charging motor, Ready-to-close signal. switch, Auxiliary switches 2NO+2NC, without Closing coil (CC), manual operating mechanism with mechanical closing, without Remote trip alarm reset coil (RR), without 2nd shunt trip, without 1st Shunt trip | 475000 | 1 | Z\ | 1
3WA1340-5AB22-0AA0 |  | fixed-mounted circuit breaker, IEC 60947-2, size 1, 4-pole, N pole on right, In=4000 A up to 690 V AC 50/60 Hz, breaking capacity H Icu=100/85 kA at 500/690 V, tripping unit ETU300 LSI optimized for standard applications, without display, basic protection LT, ST, INST, including protection of the N conductor (internal neutral point sensor available) trip alarm switch (1 x CO), connection at rear horizontal without Com & metering function Manual operating mechanism with mechanical closing, without Spring charging motor, Ready-to-close signal. switch, Auxiliary switches 2NO+2NC, without Closing coil (CC), manual operating mechanism with mechanical closing, without Remote trip alarm reset coil (RR), without 2nd shunt trip, without 1st Shunt trip | 461000 | 1 | Z\ | 1
3WA1340-5AB23-0AA0 |  | fixed-mounted circuit breaker, IEC 60947-2, size 1, 4-pole, N pole on right, In=4000 A up to 690 V AC 50/60 Hz, breaking capacity H Icu=100/85 kA at 500/690 V, tripping unit ETU300 LSI optimized for standard applications, without display, basic protection LT, ST, INST, including protection of the N conductor (internal neutral point sensor available) trip alarm switch (1 x CO), front connection double hole, without Com & metering function Manual operating mechanism with mechanical closing, without Spring charging motor, Ready-to-close signal. switch, Auxiliary switches 2NO+2NC, without Closing coil (CC), manual operating mechanism with mechanical closing, without Remote trip alarm reset coil (RR), without 2nd shunt trip, without 1st Shunt trip | 489000 | 1 | Z\ | 1
3WA1340-5AB31-0AA0 |  | Withdrawable circuit breaker with guide frame, IEC 60947-2, frame size 3, 3-poles, In=4000A up to 690V AC 50/60Hz, breaking capacity H Icu=100/85kA at 500/690V, Trip unit ETU300 LSI optimized for standard applica- tions, without display Protection LT, ST, INST, N-protection required an external N-sensor, incl. trip alarm switch (1xCO), rear connection vertical, guide frame with shutter and w/o position signalling switch, without Com & metering function Manual operating mechanism with mechanical closing, without Spring charging motor, Ready-to-close signal. switch, Auxiliary switches 2NO+2NC, without Closing coil (CC), manual operating mechanism with mechanical closing, without Remote trip alarm reset coil (RR), without 2nd shunt trip, without 1st Shunt trip | 437000 | 1 | Z\ | 1
3WA1340-5AB32-0AA0 |  | Withdrawable circuit breaker with guide frame, IEC 60947-2, frame size 3, 3-poles, In=4000A up to 690V AC 50/60Hz, breaking capacity H Icu=100/85kA at 500/690V, Trip unit ETU300 LSI optimized for standard applica- tions, without display Protection LT, ST, INST, N-protection required an external N-sensor, incl. trip alarm switch (1xCO), rear connection horizontal, guide frame with shutter and w/o position signalling switch, without Com & metering function Manual operating mechanism with mechanical closing, without Spring charging motor, Ready-to-close signal. switch, Auxiliary switches 2NO+2NC, without Closing coil (CC), manual operating mechanism with mechanical closing, without Remote trip alarm reset coil (RR), without 2nd shunt trip, without 1st Shunt trip | 427000 | 1 | Z\ | 1
3WA1340-5AB32-0DD3-Z | S33T40 | Withdrawable circuit breaker with guide frame, IEC 60947-2, frame size 3, 3-poles, In=4000A up to 690V AC 50/60Hz, breaking capacity H Icu=100/85kA at 500/690V, Trip unit ETU300 LSI optimized for standard applica- tions, without display Protection LT, ST, INST, N-protection required an external N-sensor, incl. trip alarm switch (1xCO), rear connection horizontal, guide frame with shutter and w/o position signalling switch, without Com & metering function Manual operating mechanism with mechanical closing, without Spring charging motor, Ready-to-close signal. switch, Auxiliary switches 2NO+2NC, Closing coil (CC) 100% OP 110-127 V AC / 110-125 V DC, applicable for continuous duty, without Remote trip alarm reset coil (RR), Shunt trip (ST2) 100% OP 110-127 V AC / 110-125 V DC, suitable for continuous duty, Shunt trip (ST) 100% OP 110-127 V AC / 110-125 V DC, suitable for continuous duty, Option S33 = Locking provision for Padlock device for charging handle padlocks are not included Option T40 = Door sealing frame IP41 | 441030 | 1 | Z\ | 1
3WA1340-5AB32-1DD3-Z | S33T40 | Withdrawable circuit breaker with guide frame, IEC 60947-2, frame size 3, 3-poles, In=4000A up to 690V AC 50/60Hz, breaking capacity H Icu=100/85kA at 500/690V, Trip unit ETU300 LSI optimized for standard applica- tions, without display Protection LT, ST, INST, N-protection required an external N-sensor, incl. trip alarm switch (1xCO), rear connection horizontal, guide frame with shutter and w/o position signalling switch, without Com & metering function Manual operating mechanism with mechanical closing, without Spring charging motor, Ready-to-close signal. switch, Auxiliary switches 4NO+4NC, Closing coil (CC) 100% OP 110-127 V AC / 110-125 V DC, applicable for continuous duty, without Remote trip alarm reset coil (RR), Shunt trip (ST2) 100% OP 110-127 V AC / 110-125 V DC, suitable for continuous duty, Shunt trip (ST) 100% OP 110-127 V AC / 110-125 V DC, suitable for continuous duty, Option S33 = Locking provision for Padlock device for charging handle padlocks are not included Option T40 = Door sealing frame IP41 | 444210 | 1 | Z\ | 1
3WA1340-5AB33-0AA0 |  | Withdrawable circuit breaker with guide frame, IEC 60947-2, frame size 3, 3-poles, In=4000A up to 690V AC 50/60Hz, breaking capacity H Icu=100/85kA at 500/690V, Trip unit ETU300 LSI optimized for standard applica- tions, without display Protection LT, ST, INST, N-protection required an external N-sensor, incl. trip alarm switch (1xCO), front connection double hole, guide frame with shutter and w/o position signalling switch, without Com & metering function Manual operating mechanism with mechanical closing, without Spring charging motor, Ready-to-close signal. switch, Auxiliary switches 2NO+2NC, without Closing coil (CC), manual operating mechanism with mechanical closing, without Remote trip alarm reset coil (RR), without 2nd shunt trip, without 1st Shunt trip | 448000 | 1 | Z\ | 1
3WA1340-5AB34-0AA0 |  | Withdrawable circuit breaker with guide frame, IEC 60947-2, frame size 3, 3-poles, In=4000A up to 690V AC 50/60Hz, breaking capacity H Icu=100/85kA at 500/690V, Trip unit ETU300 LSI optimized for standard applica- tions, without display Protection LT, ST, INST, N-protection required an external N-sensor, incl. trip alarm switch (1xCO), rear connection flange, guide frame with shutter and w/o position signalling switch, without Com & metering function Manual operating mechanism with mechanical closing, without Spring charging motor, Ready-to-close signal. switch, Auxiliary switches 2NO+2NC, without Closing coil (CC), manual operating mechanism with mechanical closing, without Remote trip alarm reset coil (RR), without 2nd shunt trip, without 1st Shunt trip | 427000 | 1 | Z\ | 1
3WA1340-5AB41-0AA0 |  | Withdrawable circuit breaker with guide frame, IEC 60947-2, frame size 3, 4-poles, N-pole left, In=4000A up to 690V AC 50/60Hz, breaking capacity H Icu=100/85kA at 500/690V, Trip unit ETU300 LSI optimized for standard applica- tions, without display Protection LT, ST, INST, include N-protection, (internal N-sensor available), incl. trip alarm switch (1xCO), rear connection vertical, guide frame with shutter and w/o position signalling switch, without Com & metering function Manual operating mechanism with mechanical closing, without Spring charging motor, Ready-to-close signal. switch, Auxiliary switches 2NO+2NC, without Closing coil (CC), manual operating mechanism with mechanical closing, without Remote trip alarm reset coil (RR), without 2nd shunt trip, without 1st Shunt trip | 579000 | 1 | Z\ | 1
3WA1340-5AB42-0AA0 |  | Withdrawable circuit breaker with guide frame, IEC 60947-2, frame size 3, 4-poles, N-pole left, In=4000A up to 690V AC 50/60Hz, breaking capacity H Icu=100/85kA at 500/690V, Trip unit ETU300 LSI optimized for standard applica- tions, without display Protection LT, ST, INST, include N-protection, (internal N-sensor available), incl. trip alarm switch (1xCO), rear connection horizontal, guide frame with shutter and w/o position signalling switch, without Com & metering function Manual operating mechanism with mechanical closing, without Spring charging motor, Ready-to-close signal. switch, Auxiliary switches 2NO+2NC, without Closing coil (CC), manual operating mechanism with mechanical closing, without Remote trip alarm reset coil (RR), without 2nd shunt trip, without 1st Shunt trip | 565000 | 1 | Z\ | 1
3WA1340-5AB43-0AA0 |  | Withdrawable circuit breaker with guide frame, IEC 60947-2, frame size 3, 4-poles, N-pole left, In=4000A up to 690V AC 50/60Hz, breaking capacity H Icu=100/85kA at 500/690V, Trip unit ETU300 LSI optimized for standard applica- tions, without display Protection LT, ST, INST, include N-protection, (internal N-sensor available), incl. trip alarm switch (1xCO), front connection double hole, guide frame with shutter and w/o position signalling switch, without Com & metering function Manual operating mechanism with mechanical closing, without Spring charging motor, Ready-to-close signal. switch, Auxiliary switches 2NO+2NC, without Closing coil (CC), manual operating mechanism with mechanical closing, without Remote trip alarm reset coil (RR), without 2nd shunt trip, without 1st Shunt trip | 593000 | 1 | Z\ | 1
3WA1340-5AB44-0AA0 |  | Withdrawable circuit breaker with guide frame, IEC 60947-2, frame size 3, 4-poles, N-pole left, In=4000A up to 690V AC 50/60Hz, breaking capacity H Icu=100/85kA at 500/690V, Trip unit ETU300 LSI optimized for standard applica- tions, without display Protection LT, ST, INST, include N-protection, (internal N-sensor available), incl. trip alarm switch (1xCO), rear connection flange, guide frame with shutter and w/o position signalling switch, without Com & metering function Manual operating mechanism with mechanical closing, without Spring charging motor, Ready-to-close signal. switch, Auxiliary switches 2NO+2NC, without Closing coil (CC), manual operating mechanism with mechanical closing, without Remote trip alarm reset coil (RR), without 2nd shunt trip, without 1st Shunt trip | 565000 | 1 | Z\ | 1
3WA1340-5AC01-0AA0 |  | Fixed-mounted circuit breaker IEC 60947-2, frame size 3, 3-poles, In=4000A up to 690V AC 50/60Hz, breaking capacity H Icu=100/85kA at 500/690V, Trip unit ETU300 LSIG optimized for standard applica- tions, without display Protection LT, ST, INST, GF, N-protection required an external N-sensor, incl. trip alarm switch (1xCO), rear connection vertical, without Com & metering function Manual operating mechanism with mechanical closing, without Spring charging motor, Ready-to-close signal. switch, Auxiliary switches 2NO+2NC, without Closing coil (CC), manual operating mechanism with mechanical closing, without Remote trip alarm reset coil (RR), without 2nd shunt trip, without 1st Shunt trip | 364000 | 1 | Z\ | 1
3WA1340-5AC02-0AA0 |  | Fixed-mounted circuit breaker IEC 60947-2, frame size 3, 3-poles, In=4000A up to 690V AC 50/60Hz, breaking capacity H Icu=100/85kA at 500/690V, Trip unit ETU300 LSIG optimized for standard applica- tions, without display Protection LT, ST, INST, GF, N-protection required an external N-sensor, incl. trip alarm switch (1xCO), rear connection horizontal, without Com & metering function Manual operating mechanism with mechanical closing, without Spring charging motor, Ready-to-close signal. switch, Auxiliary switches 2NO+2NC, without Closing coil (CC), manual operating mechanism with mechanical closing, without Remote trip alarm reset coil (RR), without 2nd shunt trip, without 1st Shunt trip | 354000 | 1 | Z\ | 1
3WA1340-5AC02-0AA4-Z | S07T40 | Fixed-mounted circuit breaker IEC 60947-2, frame size 3, 3-poles, In=4000A up to 690V AC 50/60Hz, breaking capacity H Icu=100/85kA at 500/690V, Trip unit ETU300 LSIG optimized for standard applica- tions, without display Protection LT, ST, INST, GF, N-protection required an external N-sensor, incl. trip alarm switch (1xCO), rear connection horizontal, without Com & metering function Manual operating mechanism with mechanical closing, without Spring charging motor, Ready-to-close signal. switch, Auxiliary switches 2NO+2NC, without Closing coil (CC), manual operating mechanism with mechanical closing, without Remote trip alarm reset coil (RR), without 2nd shunt trip, Shunt trip (ST) 100% OP 208-240 V AC / 220-250 V DC, suitable for continuous duty, Option S07 = Locking provision against unauthorized closing Secured Open; for padlock device Padlocks are not included. Option T40 = Door sealing frame IP41 | 360990 | 1 | Z\ | 1
3WA1340-5AC03-0AA0 |  | Fixed-mounted circuit breaker IEC 60947-2, frame size 3, 3-poles, In=4000A up to 690V AC 50/60Hz, breaking capacity H Icu=100/85kA at 500/690V, Trip unit ETU300 LSIG optimized for standard applica- tions, without display Protection LT, ST, INST, GF, N-protection required an external N-sensor, incl. trip alarm switch (1xCO), front connection double hole, without Com & metering function Manual operating mechanism with mechanical closing, without Spring charging motor, Ready-to-close signal. switch, Auxiliary switches 2NO+2NC, without Closing coil (CC), manual operating mechanism with mechanical closing, without Remote trip alarm reset coil (RR), without 2nd shunt trip, without 1st Shunt trip | 375000 | 1 | Z\ | 1
3WA1340-5AC11-0AA0 |  | Fixed-mounted circuit breaker IEC 60947-2, frame size 3, 4-poles, N-pole left, In=4000A up to 690V AC 50/60Hz, breaking capacity H Icu=100/85kA at 500/690V, Trip unit ETU300 LSIG optimized for standard applica- tions, without display Protection LT, ST, INST, GF, include N-protection, (internal N-sensor available), incl. trip alarm switch (1xCO), rear connection vertical, without Com & metering function Manual operating mechanism with mechanical closing, without Spring charging motor, Ready-to-close signal. switch, Auxiliary switches 2NO+2NC, without Closing coil (CC), manual operating mechanism with mechanical closing, without Remote trip alarm reset coil (RR), without 2nd shunt trip, without 1st Shunt trip | 481000 | 1 | Z\ | 1
3WA1340-5AC12-0AA0 |  | Fixed-mounted circuit breaker IEC 60947-2, frame size 3, 4-poles, N-pole left, In=4000A up to 690V AC 50/60Hz, breaking capacity H Icu=100/85kA at 500/690V, Trip unit ETU300 LSIG optimized for standard applica- tions, without display Protection LT, ST, INST, GF, include N-protection, (internal N-sensor available), incl. trip alarm switch (1xCO), rear connection horizontal, without Com & metering function Manual operating mechanism with mechanical closing, without Spring charging motor, Ready-to-close signal. switch, Auxiliary switches 2NO+2NC, without Closing coil (CC), manual operating mechanism with mechanical closing, without Remote trip alarm reset coil (RR), without 2nd shunt trip, without 1st Shunt trip | 467000 | 1 | Z\ | 1
3WA1340-5AC21-0AA0 |  | fixed-mounted circuit breaker, IEC 60947-2, size 1, 4-pole, N pole on right, In=4000 A up to 690 V AC 50/60 Hz, breaking capacity H Icu=100/85 kA at 500/690 V, tripping unit ETU300 LSI G optimized for standard applications, without display, basic protection LT, ST, INST, GF, including protection of the N conductor (internal neutral point sensor available), trip alarm switch (1 x CO), connection at rear vertical, without Com & metering function Manual operating mechanism with mechanical closing, without Spring charging motor, Ready-to-close signal. switch, Auxiliary switches 2NO+2NC, without Closing coil (CC), manual operating mechanism with mechanical closing, without Remote trip alarm reset coil (RR), without 2nd shunt trip, without 1st Shunt trip | 481000 | 1 | Z\ | 1
3WA1340-5AC22-0AA0 |  | fixed-mounted circuit breaker, IEC 60947-2, size 1, 4-pole, N pole on right, In=4000 A up to 690 V AC 50/60 Hz, breaking capacity H Icu=100/85 kA at 500/690 V, tripping unit ETU300 LSI G optimized for standard applications, without display, basic protection LT, ST, INST, GF, including protection of the N conductor (internal neutral point sensor available), trip alarm switch (1 x CO), connection at rear horizontal without Com & metering function Manual operating mechanism with mechanical closing, without Spring charging motor, Ready-to-close signal. switch, Auxiliary switches 2NO+2NC, without Closing coil (CC), manual operating mechanism with mechanical closing, without Remote trip alarm reset coil (RR), without 2nd shunt trip, without 1st Shunt trip | 467000 | 1 | Z\ | 1
3WA1340-5AC23-0AA0 |  | fixed-mounted circuit breaker, IEC 60947-2, size 1, 4-pole, N pole on right, In=4000 A up to 690 V AC 50/60 Hz, breaking capacity H Icu=100/85 kA at 500/690 V, tripping unit ETU300 LSI G optimized for standard applications, without display, basic protection LT, ST, INST, GF, including protection of the N conductor (internal neutral point sensor available), trip alarm switch (1 x CO), front connection double hole, without Com & metering function Manual operating mechanism with mechanical closing, without Spring charging motor, Ready-to-close signal. switch, Auxiliary switches 2NO+2NC, without Closing coil (CC), manual operating mechanism with mechanical closing, without Remote trip alarm reset coil (RR), without 2nd shunt trip, without 1st Shunt trip | 495000 | 1 | Z\ | 1
3WA1340-5AC31-0AA0 |  | Withdrawable circuit breaker with guide frame, IEC 60947-2, frame size 3, 3-poles, In=4000A up to 690V AC 50/60Hz, breaking capacity H Icu=100/85kA at 500/690V, Trip unit ETU300 LSIG optimized for standard applica- tions, without display Protection LT, ST, INST, GF, N-protection required an external N-sensor, incl. trip alarm switch (1xCO), rear connection vertical, guide frame with shutter and w/o position signalling switch, without Com & metering function Manual operating mechanism with mechanical closing, without Spring charging motor, Ready-to-close signal. switch, Auxiliary switches 2NO+2NC, without Closing coil (CC), manual operating mechanism with mechanical closing, without Remote trip alarm reset coil (RR), without 2nd shunt trip, without 1st Shunt trip | 444000 | 1 | Z\ | 1
3WA1340-5AC32-0AA0 |  | Withdrawable circuit breaker with guide frame, IEC 60947-2, frame size 3, 3-poles, In=4000A up to 690V AC 50/60Hz, breaking capacity H Icu=100/85kA at 500/690V, Trip unit ETU300 LSIG optimized for standard applica- tions, without display Protection LT, ST, INST, GF, N-protection required an external N-sensor, incl. trip alarm switch (1xCO), rear connection horizontal, guide frame with shutter and w/o position signalling switch, without Com & metering function Manual operating mechanism with mechanical closing, without Spring charging motor, Ready-to-close signal. switch, Auxiliary switches 2NO+2NC, without Closing coil (CC), manual operating mechanism with mechanical closing, without Remote trip alarm reset coil (RR), without 2nd shunt trip, without 1st Shunt trip | 433000 | 1 | Z\ | 1
3WA1340-5AC33-0AA0 |  | Withdrawable circuit breaker with guide frame, IEC 60947-2, frame size 3, 3-poles, In=4000A up to 690V AC 50/60Hz, breaking capacity H Icu=100/85kA at 500/690V, Trip unit ETU300 LSIG optimized for standard applica- tions, without display Protection LT, ST, INST, GF, N-protection required an external N-sensor, incl. trip alarm switch (1xCO), front connection double hole, guide frame with shutter and w/o position signalling switch, without Com & metering function Manual operating mechanism with mechanical closing, without Spring charging motor, Ready-to-close signal. switch, Auxiliary switches 2NO+2NC, without Closing coil (CC), manual operating mechanism with mechanical closing, without Remote trip alarm reset coil (RR), without 2nd shunt trip, without 1st Shunt trip | 454000 | 1 | Z\ | 1
3WA1340-5AC34-0AA0 |  | Withdrawable circuit breaker with guide frame, IEC 60947-2, frame size 3, 3-poles, In=4000A up to 690V AC 50/60Hz, breaking capacity H Icu=100/85kA at 500/690V, Trip unit ETU300 LSIG optimized for standard applica- tions, without display Protection LT, ST, INST, GF, N-protection required an external N-sensor, incl. trip alarm switch (1xCO), rear connection flange, guide frame with shutter and w/o position signalling switch, without Com & metering function Manual operating mechanism with mechanical closing, without Spring charging motor, Ready-to-close signal. switch, Auxiliary switches 2NO+2NC, without Closing coil (CC), manual operating mechanism with mechanical closing, without Remote trip alarm reset coil (RR), without 2nd shunt trip, without 1st Shunt trip | 433000 | 1 | Z\ | 1
3WA1340-5AC41-0AA0 |  | Withdrawable circuit breaker with guide frame, IEC 60947-2, frame size 3, 4-poles, N-pole left, In=4000A up to 690V AC 50/60Hz, breaking capacity H Icu=100/85kA at 500/690V, Trip unit ETU300 LSIG optimized for standard applica- tions, without display Protection LT, ST, INST, GF, include N-protection, (internal N-sensor available), incl. trip alarm switch (1xCO), rear connection vertical, guide frame with shutter and w/o position signalling switch, without Com & metering function Manual operating mechanism with mechanical closing, without Spring charging motor, Ready-to-close signal. switch, Auxiliary switches 2NO+2NC, without Closing coil (CC), manual operating mechanism with mechanical closing, without Remote trip alarm reset coil (RR), without 2nd shunt trip, without 1st Shunt trip | 585000 | 1 | Z\ | 1
3WA1340-5AC42-0AA0 |  | Withdrawable circuit breaker with guide frame, IEC 60947-2, frame size 3, 4-poles, N-pole left, In=4000A up to 690V AC 50/60Hz, breaking capacity H Icu=100/85kA at 500/690V, Trip unit ETU300 LSIG optimized for standard applica- tions, without display Protection LT, ST, INST, GF, include N-protection, (internal N-sensor available), incl. trip alarm switch (1xCO), rear connection horizontal, guide frame with shutter and w/o position signalling switch, without Com & metering function Manual operating mechanism with mechanical closing, without Spring charging motor, Ready-to-close signal. switch, Auxiliary switches 2NO+2NC, without Closing coil (CC), manual operating mechanism with mechanical closing, without Remote trip alarm reset coil (RR), without 2nd shunt trip, without 1st Shunt trip | 571000 | 1 | Z\ | 1
3WA1340-5AC43-0AA0 |  | Withdrawable circuit breaker with guide frame, IEC 60947-2, frame size 3, 4-poles, N-pole left, In=4000A up to 690V AC 50/60Hz, breaking capacity H Icu=100/85kA at 500/690V, Trip unit ETU300 LSIG optimized for standard applica- tions, without display Protection LT, ST, INST, GF, include N-protection, (internal N-sensor available), incl. trip alarm switch (1xCO), front connection double hole, guide frame with shutter and w/o position signalling switch, without Com & metering function Manual operating mechanism with mechanical closing, without Spring charging motor, Ready-to-close signal. switch, Auxiliary switches 2NO+2NC, without Closing coil (CC), manual operating mechanism with mechanical closing, without Remote trip alarm reset coil (RR), without 2nd shunt trip, without 1st Shunt trip | 599000 | 1 | Z\ | 1
3WA1340-5AC44-0AA0 |  | Withdrawable circuit breaker with guide frame, IEC 60947-2, frame size 3, 4-poles, N-pole left, In=4000A up to 690V AC 50/60Hz, breaking capacity H Icu=100/85kA at 500/690V, Trip unit ETU300 LSIG optimized for standard applica- tions, without display Protection LT, ST, INST, GF, include N-protection, (internal N-sensor available), incl. trip alarm switch (1xCO), rear connection flange, guide frame with shutter and w/o position signalling switch, without Com & metering function Manual operating mechanism with mechanical closing, without Spring charging motor, Ready-to-close signal. switch, Auxiliary switches 2NO+2NC, without Closing coil (CC), manual operating mechanism with mechanical closing, without Remote trip alarm reset coil (RR), without 2nd shunt trip, without 1st Shunt trip | 571000 | 1 | Z\ | 1
3WA1340-5AE01-0AA0 |  | Fixed-mounted circuit breaker IEC 60947-2, frame size 3, 3-poles, In=4000A up to 690V AC 50/60Hz, breaking capacity H Icu=100/85kA at 500/690V, Trip unit ETU600 LSI upgrade ready , colordisplay, bluetooth and USB interface, Protection LT, ST, INST, N-protection required an external N-sensor, incl. trip alarm switch (1xCO), rear connection vertical, without Com & metering function Manual operating mechanism with mechanical closing, without Spring charging motor, Ready-to-close signal. switch, Auxiliary switches 2NO+2NC, without Closing coil (CC), manual operating mechanism with mechanical closing, without Remote trip alarm reset coil (RR), without 2nd shunt trip, without 1st Shunt trip | 363000 | 1 | Z\ | 1
3WA1340-5AE02-0AA0 |  | Fixed-mounted circuit breaker IEC 60947-2, frame size 3, 3-poles, In=4000A up to 690V AC 50/60Hz, breaking capacity H Icu=100/85kA at 500/690V, Trip unit ETU600 LSI upgrade ready , colordisplay, bluetooth and USB interface, Protection LT, ST, INST, N-protection required an external N-sensor, incl. trip alarm switch (1xCO), rear connection horizontal, without Com & metering function Manual operating mechanism with mechanical closing, without Spring charging motor, Ready-to-close signal. switch, Auxiliary switches 2NO+2NC, without Closing coil (CC), manual operating mechanism with mechanical closing, without Remote trip alarm reset coil (RR), without 2nd shunt trip, without 1st Shunt trip | 353000 | 1 | Z\ | 1
3WA1340-5AE03-0AA0 |  | Fixed-mounted circuit breaker IEC 60947-2, frame size 3, 3-poles, In=4000A up to 690V AC 50/60Hz, breaking capacity H Icu=100/85kA at 500/690V, Trip unit ETU600 LSI upgrade ready , colordisplay, bluetooth and USB interface, Protection LT, ST, INST, N-protection required an external N-sensor, incl. trip alarm switch (1xCO), front connection double hole, without Com & metering function Manual operating mechanism with mechanical closing, without Spring charging motor, Ready-to-close signal. switch, Auxiliary switches 2NO+2NC, without Closing coil (CC), manual operating mechanism with mechanical closing, without Remote trip alarm reset coil (RR), without 2nd shunt trip, without 1st Shunt trip | 374000 | 1 | Z\ | 1
3WA1340-5AE11-0AA0 |  | Fixed-mounted circuit breaker IEC 60947-2, frame size 3, 4-poles, N-pole left, In=4000A up to 690V AC 50/60Hz, breaking capacity H Icu=100/85kA at 500/690V, Trip unit ETU600 LSI upgrade ready , colordisplay, bluetooth and USB interface, Protection LT, ST, INST, include N-protection, (internal N-sensor available), incl. trip alarm switch (1xCO), rear connection vertical, without Com & metering function Manual operating mechanism with mechanical closing, without Spring charging motor, Ready-to-close signal. switch, Auxiliary switches 2NO+2NC, without Closing coil (CC), manual operating mechanism with mechanical closing, without Remote trip alarm reset coil (RR), without 2nd shunt trip, without 1st Shunt trip | 480000 | 1 | Z\ | 1
3WA1340-5AE12-0AA0 |  | Fixed-mounted circuit breaker IEC 60947-2, frame size 3, 4-poles, N-pole left, In=4000A up to 690V AC 50/60Hz, breaking capacity H Icu=100/85kA at 500/690V, Trip unit ETU600 LSI upgrade ready , colordisplay, bluetooth and USB interface, Protection LT, ST, INST, include N-protection, (internal N-sensor available), incl. trip alarm switch (1xCO), rear connection horizontal, without Com & metering function Manual operating mechanism with mechanical closing, without Spring charging motor, Ready-to-close signal. switch, Auxiliary switches 2NO+2NC, without Closing coil (CC), manual operating mechanism with mechanical closing, without Remote trip alarm reset coil (RR), without 2nd shunt trip, without 1st Shunt trip | 466000 | 1 | Z\ | 1
3WA1340-5AE21-0AA0 |  | fixed-mounted circuit breaker, IEC 60947-2, size 3, 4-pole, N pole on right, In=4000 A up to 690 V AC 50/60 Hz, breaking capacity H Icu=100/85 kA at 500/690 V, tripping unit ETU600 LSI upgradeable, color display, Bluetooth, USB interface, basic protection LT, ST, INST, including protection of the N conductor (internal neutral point sensor available), trip alarm switch (1 x CO), connection at rear vertical, without Com & metering function Manual operating mechanism with mechanical closing, without Spring charging motor, Ready-to-close signal. switch, Auxiliary switches 2NO+2NC, without Closing coil (CC), manual operating mechanism with mechanical closing, without Remote trip alarm reset coil (RR), without 2nd shunt trip, without 1st Shunt trip | 480000 | 1 | Z\ | 1
3WA1340-5AE22-0AA0 |  | fixed-mounted circuit breaker, IEC 60947-2, size 3, 4-pole, N pole on right, In=4000 A up to 690 V AC 50/60 Hz, breaking capacity H Icu=100/85 kA at 500/690 V, tripping unit ETU600 LSI upgradeable, color display, Bluetooth, USB interface, basic protection LT, ST, INST, including protection of the N conductor (internal neutral point sensor available), trip alarm switch (1 x CO), connection at rear horizontal without Com & metering function Manual operating mechanism with mechanical closing, without Spring charging motor, Ready-to-close signal. switch, Auxiliary switches 2NO+2NC, without Closing coil (CC), manual operating mechanism with mechanical closing, without Remote trip alarm reset coil (RR), without 2nd shunt trip, without 1st Shunt trip | 466000 | 1 | Z\ | 1
3WA1340-5AE23-0AA0 |  | fixed-mounted circuit breaker, IEC 60947-2, size 3, 4-pole, N pole on right, In=4000 A up to 690 V AC 50/60 Hz, breaking capacity H Icu=100/85 kA at 500/690 V, tripping unit ETU600 LSI upgradeable, color display, Bluetooth, USB interface, basic protection LT, ST, INST, including protection of the N conductor (internal neutral point sensor available), trip alarm switch (1 x CO), front connection double hole, without Com & metering function Manual operating mechanism with mechanical closing, without Spring charging motor, Ready-to-close signal. switch, Auxiliary switches 2NO+2NC, without Closing coil (CC), manual operating mechanism with mechanical closing, without Remote trip alarm reset coil (RR), without 2nd shunt trip, without 1st Shunt trip | 494000 | 1 | Z\ | 1
3WA1340-5AE31-0AA0 |  | Withdrawable circuit breaker with guide frame, IEC 60947-2, frame size 3, 3-poles, In=4000A up to 690V AC 50/60Hz, breaking capacity H Icu=100/85kA at 500/690V, Trip unit ETU600 LSI upgrade ready , colordisplay, bluetooth and USB interface, Protection LT, ST, INST, N-protection required an external N-sensor, incl. trip alarm switch (1xCO), rear connection vertical, guide frame with shutter and w/o position signalling switch, without Com & metering function Manual operating mechanism with mechanical closing, without Spring charging motor, Ready-to-close signal. switch, Auxiliary switches 2NO+2NC, without Closing coil (CC), manual operating mechanism with mechanical closing, without Remote trip alarm reset coil (RR), without 2nd shunt trip, without 1st Shunt trip | 442000 | 1 | Z\ | 1
3WA1340-5AE32-0AA0 |  | Withdrawable circuit breaker with guide frame, IEC 60947-2, frame size 3, 3-poles, In=4000A up to 690V AC 50/60Hz, breaking capacity H Icu=100/85kA at 500/690V, Trip unit ETU600 LSI upgrade ready , colordisplay, bluetooth and USB interface, Protection LT, ST, INST, N-protection required an external N-sensor, incl. trip alarm switch (1xCO), rear connection horizontal, guide frame with shutter and w/o position signalling switch, without Com & metering function Manual operating mechanism with mechanical closing, without Spring charging motor, Ready-to-close signal. switch, Auxiliary switches 2NO+2NC, without Closing coil (CC), manual operating mechanism with mechanical closing, without Remote trip alarm reset coil (RR), without 2nd shunt trip, without 1st Shunt trip | 432000 | 1 | Z\ | 1
3WA1340-5AE33-0AA0 |  | Withdrawable circuit breaker with guide frame, IEC 60947-2, frame size 3, 3-poles, In=4000A up to 690V AC 50/60Hz, breaking capacity H Icu=100/85kA at 500/690V, Trip unit ETU600 LSI upgrade ready , colordisplay, bluetooth and USB interface, Protection LT, ST, INST, N-protection required an external N-sensor, incl. trip alarm switch (1xCO), front connection double hole, guide frame with shutter and w/o position signalling switch, without Com & metering function Manual operating mechanism with mechanical closing, without Spring charging motor, Ready-to-close signal. switch, Auxiliary switches 2NO+2NC, without Closing coil (CC), manual operating mechanism with mechanical closing, without Remote trip alarm reset coil (RR), without 2nd shunt trip, without 1st Shunt trip | 453000 | 1 | Z\ | 1
3WA1340-5AE34-0AA0 |  | Withdrawable circuit breaker with guide frame, IEC 60947-2, frame size 3, 3-poles, In=4000A up to 690V AC 50/60Hz, breaking capacity H Icu=100/85kA at 500/690V, Trip unit ETU600 LSI upgrade ready , colordisplay, bluetooth and USB interface, Protection LT, ST, INST, N-protection required an external N-sensor, incl. trip alarm switch (1xCO), rear connection flange, guide frame with shutter and w/o position signalling switch, without Com & metering function Manual operating mechanism with mechanical closing, without Spring charging motor, Ready-to-close signal. switch, Auxiliary switches 2NO+2NC, without Closing coil (CC), manual operating mechanism with mechanical closing, without Remote trip alarm reset coil (RR), without 2nd shunt trip, without 1st Shunt trip | 432000 | 1 | Z\ | 1
3WA1340-5AE41-0AA0 |  | Withdrawable circuit breaker with guide frame, IEC 60947-2, frame size 3, 4-poles, N-pole left, In=4000A up to 690V AC 50/60Hz, breaking capacity H Icu=100/85kA at 500/690V, Trip unit ETU600 LSI upgrade ready , colordisplay, bluetooth and USB interface, Protection LT, ST, INST, include N-protection, (internal N-sensor available), incl. trip alarm switch (1xCO), rear connection vertical, guide frame with shutter and w/o position signalling switch, without Com & metering function Manual operating mechanism with mechanical closing, without Spring charging motor, Ready-to-close signal. switch, Auxiliary switches 2NO+2NC, without Closing coil (CC), manual operating mechanism with mechanical closing, without Remote trip alarm reset coil (RR), without 2nd shunt trip, without 1st Shunt trip | 584000 | 1 | Z\ | 1
3WA1340-5AE42-0AA0 |  | Withdrawable circuit breaker with guide frame, IEC 60947-2, frame size 3, 4-poles, N-pole left, In=4000A up to 690V AC 50/60Hz, breaking capacity H Icu=100/85kA at 500/690V, Trip unit ETU600 LSI upgrade ready , colordisplay, bluetooth and USB interface, Protection LT, ST, INST, include N-protection, (internal N-sensor available), incl. trip alarm switch (1xCO), rear connection horizontal, guide frame with shutter and w/o position signalling switch, without Com & metering function Manual operating mechanism with mechanical closing, without Spring charging motor, Ready-to-close signal. switch, Auxiliary switches 2NO+2NC, without Closing coil (CC), manual operating mechanism with mechanical closing, without Remote trip alarm reset coil (RR), without 2nd shunt trip, without 1st Shunt trip | 570000 | 1 | Z\ | 1
3WA1340-5AE43-0AA0 |  | Withdrawable circuit breaker with guide frame, IEC 60947-2, frame size 3, 4-poles, N-pole left, In=4000A up to 690V AC 50/60Hz, breaking capacity H Icu=100/85kA at 500/690V, Trip unit ETU600 LSI upgrade ready , colordisplay, bluetooth and USB interface, Protection LT, ST, INST, include N-protection, (internal N-sensor available), incl. trip alarm switch (1xCO), front connection double hole, guide frame with shutter and w/o position signalling switch, without Com & metering function Manual operating mechanism with mechanical closing, without Spring charging motor, Ready-to-close signal. switch, Auxiliary switches 2NO+2NC, without Closing coil (CC), manual operating mechanism with mechanical closing, without Remote trip alarm reset coil (RR), without 2nd shunt trip, without 1st Shunt trip | 598000 | 1 | Z\ | 1
3WA1340-5AE44-0AA0 |  | Withdrawable circuit breaker with guide frame, IEC 60947-2, frame size 3, 4-poles, N-pole left, In=4000A up to 690V AC 50/60Hz, breaking capacity H Icu=100/85kA at 500/690V, Trip unit ETU600 LSI upgrade ready , colordisplay, bluetooth and USB interface, Protection LT, ST, INST, include N-protection, (internal N-sensor available), incl. trip alarm switch (1xCO), rear connection flange, guide frame with shutter and w/o position signalling switch, without Com & metering function Manual operating mechanism with mechanical closing, without Spring charging motor, Ready-to-close signal. switch, Auxiliary switches 2NO+2NC, without Closing coil (CC), manual operating mechanism with mechanical closing, without Remote trip alarm reset coil (RR), without 2nd shunt trip, without 1st Shunt trip | 570000 | 1 | Z\ | 1
3WA1340-5AF01-0AA0 |  | Fixed-mounted circuit breaker IEC 60947-2, frame size 3, 3-poles, In=4000A up to 690V AC 50/60Hz, breaking capacity H Icu=100/85kA at 500/690V, Trip unit ETU600 LSIG upgrade ready , colordisplay, bluetooth and USB interface, Protection LT, ST, INST, GFx, N-protection required an external N-sensor, incl. trip alarm switch (1xCO), rear connection vertical, without Com & metering function Manual operating mechanism with mechanical closing, without Spring charging motor, Ready-to-close signal. switch, Auxiliary switches 2NO+2NC, without Closing coil (CC), manual operating mechanism with mechanical closing, without Remote trip alarm reset coil (RR), without 2nd shunt trip, without 1st Shunt trip | 374000 | 1 | Z\ | 1
3WA1340-5AF02-0AA0 |  | Fixed-mounted circuit breaker IEC 60947-2, frame size 3, 3-poles, In=4000A up to 690V AC 50/60Hz, breaking capacity H Icu=100/85kA at 500/690V, Trip unit ETU600 LSIG upgrade ready , colordisplay, bluetooth and USB interface, Protection LT, ST, INST, GFx, N-protection required an external N-sensor, incl. trip alarm switch (1xCO), rear connection horizontal, without Com & metering function Manual operating mechanism with mechanical closing, without Spring charging motor, Ready-to-close signal. switch, Auxiliary switches 2NO+2NC, without Closing coil (CC), manual operating mechanism with mechanical closing, without Remote trip alarm reset coil (RR), without 2nd shunt trip, without 1st Shunt trip | 363000 | 1 | Z\ | 1
3WA1340-5AF03-0AA0 |  | Fixed-mounted circuit breaker IEC 60947-2, frame size 3, 3-poles, In=4000A up to 690V AC 50/60Hz, breaking capacity H Icu=100/85kA at 500/690V, Trip unit ETU600 LSIG upgrade ready , colordisplay, bluetooth and USB interface, Protection LT, ST, INST, GFx, N-protection required an external N-sensor, incl. trip alarm switch (1xCO), front connection double hole, without Com & metering function Manual operating mechanism with mechanical closing, without Spring charging motor, Ready-to-close signal. switch, Auxiliary switches 2NO+2NC, without Closing coil (CC), manual operating mechanism with mechanical closing, without Remote trip alarm reset coil (RR), without 2nd shunt trip, without 1st Shunt trip | 385000 | 1 | Z\ | 1
3WA1340-5AF11-0AA0 |  | Fixed-mounted circuit breaker IEC 60947-2, frame size 3, 4-poles, N-pole left, In=4000A up to 690V AC 50/60Hz, breaking capacity H Icu=100/85kA at 500/690V, Trip unit ETU600 LSIG upgrade ready , colordisplay, bluetooth and USB interface, Protection LT, ST, INST, GFx, include N-protection, (internal N-sensor available), incl. trip alarm switch (1xCO), rear connection vertical, without Com & metering function Manual operating mechanism with mechanical closing, without Spring charging motor, Ready-to-close signal. switch, Auxiliary switches 2NO+2NC, without Closing coil (CC), manual operating mechanism with mechanical closing, without Remote trip alarm reset coil (RR), without 2nd shunt trip, without 1st Shunt trip | 490000 | 1 | Z\ | 1
3WA1340-5AF12-0AA0 |  | Fixed-mounted circuit breaker IEC 60947-2, frame size 3, 4-poles, N-pole left, In=4000A up to 690V AC 50/60Hz, breaking capacity H Icu=100/85kA at 500/690V, Trip unit ETU600 LSIG upgrade ready , colordisplay, bluetooth and USB interface, Protection LT, ST, INST, GFx, include N-protection, (internal N-sensor available), incl. trip alarm switch (1xCO), rear connection horizontal, without Com & metering function Manual operating mechanism with mechanical closing, without Spring charging motor, Ready-to-close signal. switch, Auxiliary switches 2NO+2NC, without Closing coil (CC), manual operating mechanism with mechanical closing, without Remote trip alarm reset coil (RR), without 2nd shunt trip, without 1st Shunt trip | 476000 | 1 | Z\ | 1
3WA1340-5AF21-0AA0 |  | fixed-mounted circuit breaker, IEC 60947-2, size 3, 4-pole, N pole on right, In=4000 A up to 690 V AC 50/60 Hz, breaking capacity H Icu=100/85 kA at 500/690 V, tripping unit ETU600 LSIG upgradeable, color display, Bluetooth, USB interface, basic protection LT, ST, INST, GFx, including protection of the N conductor (internal neutral point sensor available), trip alarm switch (1 x CO), connection at rear vertical, without Com & metering function Manual operating mechanism with mechanical closing, without Spring charging motor, Ready-to-close signal. switch, Auxiliary switches 2NO+2NC, without Closing coil (CC), manual operating mechanism with mechanical closing, without Remote trip alarm reset coil (RR), without 2nd shunt trip, without 1st Shunt trip | 490000 | 1 | Z\ | 1
3WA1340-5AF22-0AA0 |  | fixed-mounted circuit breaker, IEC 60947-2, size 3, 4-pole, N pole on right, In=4000 A up to 690 V AC 50/60 Hz, breaking capacity H Icu=100/85 kA at 500/690 V, tripping unit ETU600 LSIG upgradeable, color display, Bluetooth, USB interface, basic protection LT, ST, INST, GFx, including protection of the N conductor (internal neutral point sensor available), trip alarm switch (1 x CO), connection at rear horizontal without Com & metering function Manual operating mechanism with mechanical closing, without Spring charging motor, Ready-to-close signal. switch, Auxiliary switches 2NO+2NC, without Closing coil (CC), manual operating mechanism with mechanical closing, without Remote trip alarm reset coil (RR), without 2nd shunt trip, without 1st Shunt trip | 476000 | 1 | Z\ | 1
3WA1340-5AF23-0AA0 |  | fixed-mounted circuit breaker, IEC 60947-2, size 3, 4-pole, N pole on right, In=4000 A up to 690 V AC 50/60 Hz, breaking capacity H Icu=100/85 kA at 500/690 V, tripping unit ETU600 LSIG upgradeable, color display, Bluetooth, USB interface, basic protection LT, ST, INST, GFx, including protection of the N conductor (internal neutral point sensor available), trip alarm switch (1 x CO), front connection double hole, without Com & metering function Manual operating mechanism with mechanical closing, without Spring charging motor, Ready-to-close signal. switch, Auxiliary switches 2NO+2NC, without Closing coil (CC), manual operating mechanism with mechanical closing, without Remote trip alarm reset coil (RR), without 2nd shunt trip, without 1st Shunt trip | 505000 | 1 | Z\ | 1
3WA1340-5AF31-0AA0 |  | Withdrawable circuit breaker with guide frame, IEC 60947-2, frame size 3, 3-poles, In=4000A up to 690V AC 50/60Hz, breaking capacity H Icu=100/85kA at 500/690V, Trip unit ETU600 LSIG upgrade ready , colordisplay, bluetooth and USB interface, Protection LT, ST, INST, GFx, N-protection required an external N-sensor, incl. trip alarm switch (1xCO), rear connection vertical, guide frame with shutter and w/o position signalling switch, without Com & metering function Manual operating mechanism with mechanical closing, without Spring charging motor, Ready-to-close signal. switch, Auxiliary switches 2NO+2NC, without Closing coil (CC), manual operating mechanism with mechanical closing, without Remote trip alarm reset coil (RR), without 2nd shunt trip, without 1st Shunt trip | 453000 | 1 | Z\ | 1
3WA1340-5AF32-0AA0 |  | Withdrawable circuit breaker with guide frame, IEC 60947-2, frame size 3, 3-poles, In=4000A up to 690V AC 50/60Hz, breaking capacity H Icu=100/85kA at 500/690V, Trip unit ETU600 LSIG upgrade ready , colordisplay, bluetooth and USB interface, Protection LT, ST, INST, GFx, N-protection required an external N-sensor, incl. trip alarm switch (1xCO), rear connection horizontal, guide frame with shutter and w/o position signalling switch, without Com & metering function Manual operating mechanism with mechanical closing, without Spring charging motor, Ready-to-close signal. switch, Auxiliary switches 2NO+2NC, without Closing coil (CC), manual operating mechanism with mechanical closing, without Remote trip alarm reset coil (RR), without 2nd shunt trip, without 1st Shunt trip | 442000 | 1 | Z\ | 1
3WA1340-5AF32-0DD3-Z | F20 | Withdrawable circuit breaker with guide frame, IEC 60947-2, frame size 3, 3-poles, In=4000A up to 690V AC 50/60Hz, breaking capacity H Icu=100/85kA at 500/690V, Trip unit ETU600 LSIG upgrade ready , colordisplay, bluetooth and USB interface, Protection LT, ST, INST, GFx, N-protection required an external N-sensor, incl. trip alarm switch (1xCO), rear connection horizontal, guide frame with shutter and w/o position signalling switch, without Com & metering function Manual operating mechanism with mechanical closing, without Spring charging motor, Ready-to-close signal. switch, Auxiliary switches 2NO+2NC, Closing coil (CC) 100% OP 110-127 V AC / 110-125 V DC, applicable for continuous duty, without Remote trip alarm reset coil (RR), Shunt trip (ST2) 100% OP 110-127 V AC / 110-125 V DC, suitable for continuous duty, Shunt trip (ST) 100% OP 110-127 V AC / 110-125 V DC, suitable for continuous duty, Option F20 = ZSI200 module for zone selective Interlocking breaker internal | 455170 | 1 | Z\ | 1
3WA1340-5AF32-0DD3-Z | S33T40 | Withdrawable circuit breaker with guide frame, IEC 60947-2, frame size 3, 3-poles, In=4000A up to 690V AC 50/60Hz, breaking capacity H Icu=100/85kA at 500/690V, Trip unit ETU600 LSIG upgrade ready , colordisplay, bluetooth and USB interface, Protection LT, ST, INST, GFx, N-protection required an external N-sensor, incl. trip alarm switch (1xCO), rear connection horizontal, guide frame with shutter and w/o position signalling switch, without Com & metering function Manual operating mechanism with mechanical closing, without Spring charging motor, Ready-to-close signal. switch, Auxiliary switches 2NO+2NC, Closing coil (CC) 100% OP 110-127 V AC / 110-125 V DC, applicable for continuous duty, without Remote trip alarm reset coil (RR), Shunt trip (ST2) 100% OP 110-127 V AC / 110-125 V DC, suitable for continuous duty, Shunt trip (ST) 100% OP 110-127 V AC / 110-125 V DC, suitable for continuous duty, Option S33 = Locking provision for Padlock device for charging handle padlocks are not included Option T40 = Door sealing frame IP41 | 456030 | 1 | Z\ | 1
3WA1340-5AF32-1DD3-Z | S33T40 | Withdrawable circuit breaker with guide frame, IEC 60947-2, frame size 3, 3-poles, In=4000A up to 690V AC 50/60Hz, breaking capacity H Icu=100/85kA at 500/690V, Trip unit ETU600 LSIG upgrade ready , colordisplay, bluetooth and USB interface, Protection LT, ST, INST, GFx, N-protection required an external N-sensor, incl. trip alarm switch (1xCO), rear connection horizontal, guide frame with shutter and w/o position signalling switch, without Com & metering function Manual operating mechanism with mechanical closing, without Spring charging motor, Ready-to-close signal. switch, Auxiliary switches 4NO+4NC, Closing coil (CC) 100% OP 110-127 V AC / 110-125 V DC, applicable for continuous duty, without Remote trip alarm reset coil (RR), Shunt trip (ST2) 100% OP 110-127 V AC / 110-125 V DC, suitable for continuous duty, Shunt trip (ST) 100% OP 110-127 V AC / 110-125 V DC, suitable for continuous duty, Option S33 = Locking provision for Padlock device for charging handle padlocks are not included Option T40 = Door sealing frame IP41 | 459210 | 1 | Z\ | 1
3WA1340-5AF33-0AA0 |  | Withdrawable circuit breaker with guide frame, IEC 60947-2, frame size 3, 3-poles, In=4000A up to 690V AC 50/60Hz, breaking capacity H Icu=100/85kA at 500/690V, Trip unit ETU600 LSIG upgrade ready , colordisplay, bluetooth and USB interface, Protection LT, ST, INST, GFx, N-protection required an external N-sensor, incl. trip alarm switch (1xCO), front connection double hole, guide frame with shutter and w/o position signalling switch, without Com & metering function Manual operating mechanism with mechanical closing, without Spring charging motor, Ready-to-close signal. switch, Auxiliary switches 2NO+2NC, without Closing coil (CC), manual operating mechanism with mechanical closing, without Remote trip alarm reset coil (RR), without 2nd shunt trip, without 1st Shunt trip | 464000 | 1 | Z\ | 1
3WA1340-5AF34-0AA0 |  | Withdrawable circuit breaker with guide frame, IEC 60947-2, frame size 3, 3-poles, In=4000A up to 690V AC 50/60Hz, breaking capacity H Icu=100/85kA at 500/690V, Trip unit ETU600 LSIG upgrade ready , colordisplay, bluetooth and USB interface, Protection LT, ST, INST, GFx, N-protection required an external N-sensor, incl. trip alarm switch (1xCO), rear connection flange, guide frame with shutter and w/o position signalling switch, without Com & metering function Manual operating mechanism with mechanical closing, without Spring charging motor, Ready-to-close signal. switch, Auxiliary switches 2NO+2NC, without Closing coil (CC), manual operating mechanism with mechanical closing, without Remote trip alarm reset coil (RR), without 2nd shunt trip, without 1st Shunt trip | 442000 | 1 | Z\ | 1
3WA1340-5AF34-1EA4-Z | D08S07 | Withdrawable circuit breaker with guide frame, IEC 60947-2, frame size 3, 3-poles, In=4000A up to 690V AC 50/60Hz, breaking capacity H Icu=100/85kA at 500/690V, Trip unit ETU600 LSIG upgrade ready , colordisplay, bluetooth and USB interface, Protection LT, ST, INST, GFx, N-protection required an external N-sensor, incl. trip alarm switch (1xCO), rear connection flange, guide frame with shutter and w/o position signalling switch, without Com & metering function Manual operating mechanism with mechanical closing, without Spring charging motor, Ready-to-close signal. switch, Auxiliary switches 4NO+4NC, Closing coil (CC) 100% OP 208-240 V AC / 220-250 V DC, applicable for continuous duty, without Remote trip alarm reset coil (RR), without 2nd shunt trip, Shunt trip (ST) 100% OP 208-240 V AC / 220-250 V DC, suitable for continuous duty, Option D08 = Tinned version of the 3WA main connections at the guide frame. Only for horizontal or flange connection. Standard delivery time 15 working days. Option S07 = Locking provision against unauthorized closing Secured Open; for padlock device Padlocks are not included. | 458260 | 1 | Z\ | 1
3WA1340-5AF41-0AA0 |  | Withdrawable circuit breaker with guide frame, IEC 60947-2, frame size 3, 4-poles, N-pole left, In=4000A up to 690V AC 50/60Hz, breaking capacity H Icu=100/85kA at 500/690V, Trip unit ETU600 LSIG upgrade ready , colordisplay, bluetooth and USB interface, Protection LT, ST, INST, GFx, include N-protection, (internal N-sensor available), incl. trip alarm switch (1xCO), rear connection vertical, guide frame with shutter and w/o position signalling switch, without Com & metering function Manual operating mechanism with mechanical closing, without Spring charging motor, Ready-to-close signal. switch, Auxiliary switches 2NO+2NC, without Closing coil (CC), manual operating mechanism with mechanical closing, without Remote trip alarm reset coil (RR), without 2nd shunt trip, without 1st Shunt trip | 595000 | 1 | Z\ | 1
3WA1340-5AF42-0AA0 |  | Withdrawable circuit breaker with guide frame, IEC 60947-2, frame size 3, 4-poles, N-pole left, In=4000A up to 690V AC 50/60Hz, breaking capacity H Icu=100/85kA at 500/690V, Trip unit ETU600 LSIG upgrade ready , colordisplay, bluetooth and USB interface, Protection LT, ST, INST, GFx, include N-protection, (internal N-sensor available), incl. trip alarm switch (1xCO), rear connection horizontal, guide frame with shutter and w/o position signalling switch, without Com & metering function Manual operating mechanism with mechanical closing, without Spring charging motor, Ready-to-close signal. switch, Auxiliary switches 2NO+2NC, without Closing coil (CC), manual operating mechanism with mechanical closing, without Remote trip alarm reset coil (RR), without 2nd shunt trip, without 1st Shunt trip | 581000 | 1 | Z\ | 1
3WA1340-5AF43-0AA0 |  | Withdrawable circuit breaker with guide frame, IEC 60947-2, frame size 3, 4-poles, N-pole left, In=4000A up to 690V AC 50/60Hz, breaking capacity H Icu=100/85kA at 500/690V, Trip unit ETU600 LSIG upgrade ready , colordisplay, bluetooth and USB interface, Protection LT, ST, INST, GFx, include N-protection, (internal N-sensor available), incl. trip alarm switch (1xCO), front connection double hole, guide frame with shutter and w/o position signalling switch, without Com & metering function Manual operating mechanism with mechanical closing, without Spring charging motor, Ready-to-close signal. switch, Auxiliary switches 2NO+2NC, without Closing coil (CC), manual operating mechanism with mechanical closing, without Remote trip alarm reset coil (RR), without 2nd shunt trip, without 1st Shunt trip | 609000 | 1 | Z\ | 1
3WA1340-5AF44-0AA0 |  | Withdrawable circuit breaker with guide frame, IEC 60947-2, frame size 3, 4-poles, N-pole left, In=4000A up to 690V AC 50/60Hz, breaking capacity H Icu=100/85kA at 500/690V, Trip unit ETU600 LSIG upgrade ready , colordisplay, bluetooth and USB interface, Protection LT, ST, INST, GFx, include N-protection, (internal N-sensor available), incl. trip alarm switch (1xCO), rear connection flange, guide frame with shutter and w/o position signalling switch, without Com & metering function Manual operating mechanism with mechanical closing, without Spring charging motor, Ready-to-close signal. switch, Auxiliary switches 2NO+2NC, without Closing coil (CC), manual operating mechanism with mechanical closing, without Remote trip alarm reset coil (RR), without 2nd shunt trip, without 1st Shunt trip | 581000 | 1 | Z\ | 1
3WA1340-5AG01-0AA0 |  | Fixed-mounted circuit breaker IEC 60947-2, frame size 3, 3-poles, In=4000A up to 690V AC 50/60Hz, breaking capacity H Icu=100/85kA at 500/690V, Trip unit ETU600 LSIG Hi-Z upgrade ready , colordisplay, bluetooth and USB interface, Protection LT, ST, INST, GFx, with GF highimpedance-input N-protection required an external N-sensor, incl. trip alarm switch (1xCO), rear connection vertical, without Com & metering function Manual operating mechanism with mechanical closing, without Spring charging motor, Ready-to-close signal. switch, Auxiliary switches 2NO+2NC, without Closing coil (CC), manual operating mechanism with mechanical closing, without Remote trip alarm reset coil (RR), without 2nd shunt trip, without 1st Shunt trip | 395000 | 1 | Z\ | 1
3WA1340-5AG02-0AA0 |  | Fixed-mounted circuit breaker IEC 60947-2, frame size 3, 3-poles, In=4000A up to 690V AC 50/60Hz, breaking capacity H Icu=100/85kA at 500/690V, Trip unit ETU600 LSIG Hi-Z upgrade ready , colordisplay, bluetooth and USB interface, Protection LT, ST, INST, GFx, with GF highimpedance-input N-protection required an external N-sensor, incl. trip alarm switch (1xCO), rear connection horizontal, without Com & metering function Manual operating mechanism with mechanical closing, without Spring charging motor, Ready-to-close signal. switch, Auxiliary switches 2NO+2NC, without Closing coil (CC), manual operating mechanism with mechanical closing, without Remote trip alarm reset coil (RR), without 2nd shunt trip, without 1st Shunt trip | 385000 | 1 | Z\ | 1
3WA1340-5AG03-0AA0 |  | Fixed-mounted circuit breaker IEC 60947-2, frame size 3, 3-poles, In=4000A up to 690V AC 50/60Hz, breaking capacity H Icu=100/85kA at 500/690V, Trip unit ETU600 LSIG Hi-Z upgrade ready , colordisplay, bluetooth and USB interface, Protection LT, ST, INST, GFx, with GF highimpedance-input N-protection required an external N-sensor, incl. trip alarm switch (1xCO), front connection double hole, without Com & metering function Manual operating mechanism with mechanical closing, without Spring charging motor, Ready-to-close signal. switch, Auxiliary switches 2NO+2NC, without Closing coil (CC), manual operating mechanism with mechanical closing, without Remote trip alarm reset coil (RR), without 2nd shunt trip, without 1st Shunt trip | 406000 | 1 | Z\ | 1
3WA1340-5AG11-0AA0 |  | Fixed-mounted circuit breaker IEC 60947-2, frame size 3, 4-poles, N-pole left, In=4000A up to 690V AC 50/60Hz, breaking capacity H Icu=100/85kA at 500/690V, Trip unit ETU600 LSIG Hi-Z upgrade ready , colordisplay, bluetooth and USB interface, Protection LT, ST, INST, GFx, with GF highimpedance-input include N-protection, (internal N-sensor available), incl. trip alarm switch (1xCO), rear connection vertical, without Com & metering function Manual operating mechanism with mechanical closing, without Spring charging motor, Ready-to-close signal. switch, Auxiliary switches 2NO+2NC, without Closing coil (CC), manual operating mechanism with mechanical closing, without Remote trip alarm reset coil (RR), without 2nd shunt trip, without 1st Shunt trip | 512000 | 1 | Z\ | 1
3WA1340-5AG12-0AA0 |  | Fixed-mounted circuit breaker IEC 60947-2, frame size 3, 4-poles, N-pole left, In=4000A up to 690V AC 50/60Hz, breaking capacity H Icu=100/85kA at 500/690V, Trip unit ETU600 LSIG Hi-Z upgrade ready , colordisplay, bluetooth and USB interface, Protection LT, ST, INST, GFx, with GF highimpedance-input include N-protection, (internal N-sensor available), incl. trip alarm switch (1xCO), rear connection horizontal, without Com & metering function Manual operating mechanism with mechanical closing, without Spring charging motor, Ready-to-close signal. switch, Auxiliary switches 2NO+2NC, without Closing coil (CC), manual operating mechanism with mechanical closing, without Remote trip alarm reset coil (RR), without 2nd shunt trip, without 1st Shunt trip | 498000 | 1 | Z\ | 1
3WA1340-5AG21-0AA0 |  | fixed-mounted circuit breaker, IEC 60947-2, size 3, 4-pole, N pole on right, In=4000 A up to 690 V AC 50/60 Hz, breaking capacity H Icu=100/85 kA at 500/690 V, tripping unit ETU600 LSIG Hi-Z upgradeable, color display, Bluetooth, USB interface, basic protection LT, ST, INST, GFx, with GF high-impedance input, including protection of the N conductor (internal neutral point sensor available), trip alarm switch (1 x CO), connection at rear vertical, without Com & metering function Manual operating mechanism with mechanical closing, without Spring charging motor, Ready-to-close signal. switch, Auxiliary switches 2NO+2NC, without Closing coil (CC), manual operating mechanism with mechanical closing, without Remote trip alarm reset coil (RR), without 2nd shunt trip, without 1st Shunt trip | 512000 | 1 | Z\ | 1
3WA1340-5AG22-0AA0 |  | fixed-mounted circuit breaker, IEC 60947-2, size 3, 4-pole, N pole on right, In=4000 A up to 690 V AC 50/60 Hz, breaking capacity H Icu=100/85 kA at 500/690 V, tripping unit ETU600 LSIG Hi-Z upgradeable, color display, Bluetooth, USB interface, basic protection LT, ST, INST, GFx, with GF high-impedance input, including protection of the N conductor (internal neutral point sensor available), trip alarm switch (1 x CO), connection at rear horizontal without Com & metering function Manual operating mechanism with mechanical closing, without Spring charging motor, Ready-to-close signal. switch, Auxiliary switches 2NO+2NC, without Closing coil (CC), manual operating mechanism with mechanical closing, without Remote trip alarm reset coil (RR), without 2nd shunt trip, without 1st Shunt trip | 498000 | 1 | Z\ | 1
3WA1340-5AG23-0AA0 |  | fixed-mounted circuit breaker, IEC 60947-2, size 3, 4-pole, N pole on right, In=4000 A up to 690 V AC 50/60 Hz, breaking capacity H Icu=100/85 kA at 500/690 V, tripping unit ETU600 LSIG Hi-Z upgradeable, color display, Bluetooth, USB interface, basic protection LT, ST, INST, GFx, with GF high-impedance input, including protection of the N conductor (internal neutral point sensor available), trip alarm switch (1 x CO), front connection double hole, without Com & metering function Manual operating mechanism with mechanical closing, without Spring charging motor, Ready-to-close signal. switch, Auxiliary switches 2NO+2NC, without Closing coil (CC), manual operating mechanism with mechanical closing, without Remote trip alarm reset coil (RR), without 2nd shunt trip, without 1st Shunt trip | 526000 | 1 | Z\ | 1
3WA1340-5AG31-0AA0 |  | Withdrawable circuit breaker with guide frame, IEC 60947-2, frame size 3, 3-poles, In=4000A up to 690V AC 50/60Hz, breaking capacity H Icu=100/85kA at 500/690V, Trip unit ETU600 LSIG Hi-Z upgrade ready , colordisplay, bluetooth and USB interface, Protection LT, ST, INST, GFx, with GF highimpedance-input N-protection required an external N-sensor, incl. trip alarm switch (1xCO), rear connection vertical, guide frame with shutter and w/o position signalling switch, without Com & metering function Manual operating mechanism with mechanical closing, without Spring charging motor, Ready-to-close signal. switch, Auxiliary switches 2NO+2NC, without Closing coil (CC), manual operating mechanism with mechanical closing, without Remote trip alarm reset coil (RR), without 2nd shunt trip, without 1st Shunt trip | 474000 | 1 | Z\ | 1
3WA1340-5AG32-0AA0 |  | Withdrawable circuit breaker with guide frame, IEC 60947-2, frame size 3, 3-poles, In=4000A up to 690V AC 50/60Hz, breaking capacity H Icu=100/85kA at 500/690V, Trip unit ETU600 LSIG Hi-Z upgrade ready , colordisplay, bluetooth and USB interface, Protection LT, ST, INST, GFx, with GF highimpedance-input N-protection required an external N-sensor, incl. trip alarm switch (1xCO), rear connection horizontal, guide frame with shutter and w/o position signalling switch, without Com & metering function Manual operating mechanism with mechanical closing, without Spring charging motor, Ready-to-close signal. switch, Auxiliary switches 2NO+2NC, without Closing coil (CC), manual operating mechanism with mechanical closing, without Remote trip alarm reset coil (RR), without 2nd shunt trip, without 1st Shunt trip | 464000 | 1 | Z\ | 1
3WA1340-5AG33-0AA0 |  | Withdrawable circuit breaker with guide frame, IEC 60947-2, frame size 3, 3-poles, In=4000A up to 690V AC 50/60Hz, breaking capacity H Icu=100/85kA at 500/690V, Trip unit ETU600 LSIG Hi-Z upgrade ready , colordisplay, bluetooth and USB interface, Protection LT, ST, INST, GFx, with GF highimpedance-input N-protection required an external N-sensor, incl. trip alarm switch (1xCO), front connection double hole, guide frame with shutter and w/o position signalling switch, without Com & metering function Manual operating mechanism with mechanical closing, without Spring charging motor, Ready-to-close signal. switch, Auxiliary switches 2NO+2NC, without Closing coil (CC), manual operating mechanism with mechanical closing, without Remote trip alarm reset coil (RR), without 2nd shunt trip, without 1st Shunt trip | 485000 | 1 | Z\ | 1
3WA1340-5AG34-0AA0 |  | Withdrawable circuit breaker with guide frame, IEC 60947-2, frame size 3, 3-poles, In=4000A up to 690V AC 50/60Hz, breaking capacity H Icu=100/85kA at 500/690V, Trip unit ETU600 LSIG Hi-Z upgrade ready , colordisplay, bluetooth and USB interface, Protection LT, ST, INST, GFx, with GF highimpedance-input N-protection required an external N-sensor, incl. trip alarm switch (1xCO), rear connection flange, guide frame with shutter and w/o position signalling switch, without Com & metering function Manual operating mechanism with mechanical closing, without Spring charging motor, Ready-to-close signal. switch, Auxiliary switches 2NO+2NC, without Closing coil (CC), manual operating mechanism with mechanical closing, without Remote trip alarm reset coil (RR), without 2nd shunt trip, without 1st Shunt trip | 464000 | 1 | Z\ | 1
3WA1340-5AG41-0AA0 |  | Withdrawable circuit breaker with guide frame, IEC 60947-2, frame size 3, 4-poles, N-pole left, In=4000A up to 690V AC 50/60Hz, breaking capacity H Icu=100/85kA at 500/690V, Trip unit ETU600 LSIG Hi-Z upgrade ready , colordisplay, bluetooth and USB interface, Protection LT, ST, INST, GFx, with GF highimpedance-input include N-protection, (internal N-sensor available), incl. trip alarm switch (1xCO), rear connection vertical, guide frame with shutter and w/o position signalling switch, without Com & metering function Manual operating mechanism with mechanical closing, without Spring charging motor, Ready-to-close signal. switch, Auxiliary switches 2NO+2NC, without Closing coil (CC), manual operating mechanism with mechanical closing, without Remote trip alarm reset coil (RR), without 2nd shunt trip, without 1st Shunt trip | 616000 | 1 | Z\ | 1
3WA1340-5AG42-0AA0 |  | Withdrawable circuit breaker with guide frame, IEC 60947-2, frame size 3, 4-poles, N-pole left, In=4000A up to 690V AC 50/60Hz, breaking capacity H Icu=100/85kA at 500/690V, Trip unit ETU600 LSIG Hi-Z upgrade ready , colordisplay, bluetooth and USB interface, Protection LT, ST, INST, GFx, with GF highimpedance-input include N-protection, (internal N-sensor available), incl. trip alarm switch (1xCO), rear connection horizontal, guide frame with shutter and w/o position signalling switch, without Com & metering function Manual operating mechanism with mechanical closing, without Spring charging motor, Ready-to-close signal. switch, Auxiliary switches 2NO+2NC, without Closing coil (CC), manual operating mechanism with mechanical closing, without Remote trip alarm reset coil (RR), without 2nd shunt trip, without 1st Shunt trip | 602000 | 1 | Z\ | 1
3WA1340-5AG43-0AA0 |  | Withdrawable circuit breaker with guide frame, IEC 60947-2, frame size 3, 4-poles, N-pole left, In=4000A up to 690V AC 50/60Hz, breaking capacity H Icu=100/85kA at 500/690V, Trip unit ETU600 LSIG Hi-Z upgrade ready , colordisplay, bluetooth and USB interface, Protection LT, ST, INST, GFx, with GF highimpedance-input include N-protection, (internal N-sensor available), incl. trip alarm switch (1xCO), front connection double hole, guide frame with shutter and w/o position signalling switch, without Com & metering function Manual operating mechanism with mechanical closing, without Spring charging motor, Ready-to-close signal. switch, Auxiliary switches 2NO+2NC, without Closing coil (CC), manual operating mechanism with mechanical closing, without Remote trip alarm reset coil (RR), without 2nd shunt trip, without 1st Shunt trip | 630000 | 1 | Z\ | 1
3WA1340-5AG44-0AA0 |  | Withdrawable circuit breaker with guide frame, IEC 60947-2, frame size 3, 4-poles, N-pole left, In=4000A up to 690V AC 50/60Hz, breaking capacity H Icu=100/85kA at 500/690V, Trip unit ETU600 LSIG Hi-Z upgrade ready , colordisplay, bluetooth and USB interface, Protection LT, ST, INST, GFx, with GF highimpedance-input include N-protection, (internal N-sensor available), incl. trip alarm switch (1xCO), rear connection flange, guide frame with shutter and w/o position signalling switch, without Com & metering function Manual operating mechanism with mechanical closing, without Spring charging motor, Ready-to-close signal. switch, Auxiliary switches 2NO+2NC, without Closing coil (CC), manual operating mechanism with mechanical closing, without Remote trip alarm reset coil (RR), without 2nd shunt trip, without 1st Shunt trip | 602000 | 1 | Z\ | 1
3WA1340-5CA01-0AA0 |  | Non-automatic circuit breaker Fixed-mounted version, IEC 60947-2, frame size 3, 3-poles, In=4000A up to 690V AC 50/60Hz, breaking capacity H Icc=100/85kA at 500/690V, without electr. trip unit ETU, rear connection vertical, able to communication, Manual operating mechanism with mechanical closing, without Spring charging motor, Ready-to-close signal. switch, Auxiliary switches 2NO+2NC, without Closing coil (CC), manual operating mechanism with mechanical closing, without Remote trip alarm reset coil (RR), without 2nd shunt trip, without 1st Shunt trip | 356430 | 1 | Z\ | 1
3WA1340-5CA02-0AA0 |  | Non-automatic circuit breaker Fixed-mounted version, IEC 60947-2, frame size 3, 3-poles, In=4000A up to 690V AC 50/60Hz, breaking capacity H Icc=100/85kA at 500/690V, without electr. trip unit ETU, rear connection horizontal, able to communication, Manual operating mechanism with mechanical closing, without Spring charging motor, Ready-to-close signal. switch, Auxiliary switches 2NO+2NC, without Closing coil (CC), manual operating mechanism with mechanical closing, without Remote trip alarm reset coil (RR), without 2nd shunt trip, without 1st Shunt trip | 345430 | 1 | Z\ | 1
3WA1340-5CA03-0AA0 |  | Non-automatic circuit breaker Fixed-mounted version, IEC 60947-2, frame size 3, 3-poles, In=4000A up to 690V AC 50/60Hz, breaking capacity H Icc=100/85kA at 500/690V, without electr. trip unit ETU, front connection double hole, able to communication, Manual operating mechanism with mechanical closing, without Spring charging motor, Ready-to-close signal. switch, Auxiliary switches 2NO+2NC, without Closing coil (CC), manual operating mechanism with mechanical closing, without Remote trip alarm reset coil (RR), without 2nd shunt trip, without 1st Shunt trip | 367430 | 1 | Z\ | 1
3WA1340-5CA11-0AA0 |  | Non-automatic circuit breaker Fixed-mounted version, IEC 60947-2, frame size 3, 4-poles, N-pole left, In=4000A up to 690V AC 50/60Hz, breaking capacity H Icc=100/85kA at 500/690V, without electr. trip unit ETU, rear connection vertical, able to communication, Manual operating mechanism with mechanical closing, without Spring charging motor, Ready-to-close signal. switch, Auxiliary switches 2NO+2NC, without Closing coil (CC), manual operating mechanism with mechanical closing, without Remote trip alarm reset coil (RR), without 2nd shunt trip, without 1st Shunt trip | 469430 | 1 | Z\ | 1
3WA1340-5CA12-0AA0 |  | Non-automatic circuit breaker Fixed-mounted version, IEC 60947-2, frame size 3, 4-poles, N-pole left, In=4000A up to 690V AC 50/60Hz, breaking capacity H Icc=100/85kA at 500/690V, without electr. trip unit ETU, rear connection horizontal, able to communication, Manual operating mechanism with mechanical closing, without Spring charging motor, Ready-to-close signal. switch, Auxiliary switches 2NO+2NC, without Closing coil (CC), manual operating mechanism with mechanical closing, without Remote trip alarm reset coil (RR), without 2nd shunt trip, without 1st Shunt trip | 455430 | 1 | Z\ | 1
3WA1340-5CA21-0AA0 |  | AC non-automatic air circuit breaker 3WA, fixed-mounted version, IEC 60947-2, size 3, 4-pole, N pole on right, In=4000 A up to 690 V AC 50/60 Hz, breaking capacity H, Icc=100/85 kA at 500/690 V, without electronic trip unit ETU, connection at rear vertical, able to communication, Manual operating mechanism with mechanical closing, without Spring charging motor, Ready-to-close signal. switch, Auxiliary switches 2NO+2NC, without Closing coil (CC), manual operating mechanism with mechanical closing, without Remote trip alarm reset coil (RR), without 2nd shunt trip, without 1st Shunt trip | 469430 | 1 | Z\ | 1
3WA1340-5CA22-0AA0 |  | AC non-automatic air circuit breaker 3WA, fixed-mounted version, IEC 60947-2, size 3, 4-pole, N pole on right, In=4000 A up to 690 V AC 50/60 Hz, breaking capacity H, Icc=100/85 kA at 500/690 V, without electronic trip unit ETU, connection at rear horizontal able to communication, Manual operating mechanism with mechanical closing, without Spring charging motor, Ready-to-close signal. switch, Auxiliary switches 2NO+2NC, without Closing coil (CC), manual operating mechanism with mechanical closing, without Remote trip alarm reset coil (RR), without 2nd shunt trip, without 1st Shunt trip | 455430 | 1 | Z\ | 1
3WA1340-5CA23-0AA0 |  | AC non-automatic air circuit breaker 3WA, fixed-mounted version, IEC 60947-2, size 3, 4-pole, N pole on right, In=4000 A up to 690 V AC 50/60 Hz, breaking capacity H, Icc=100/85 kA at 500/690 V, without electronic trip unit ETU, front connection double hole, able to communication, Manual operating mechanism with mechanical closing, without Spring charging motor, Ready-to-close signal. switch, Auxiliary switches 2NO+2NC, without Closing coil (CC), manual operating mechanism with mechanical closing, without Remote trip alarm reset coil (RR), without 2nd shunt trip, without 1st Shunt trip | 483430 | 1 | Z\ | 1
3WA1340-5CA31-0AA0 |  | Non-automatic circuit breaker withdrawable version, with guide frame, IEC 60947-2, frame size 3, 3-poles, In=4000A up to 690V AC 50/60Hz, breaking capacity H Icc=100/85kA at 500/690V, without electr. trip unit ETU, rear connection vertical, guide frame with shutter and w/o position signalling switch, able to communication, Manual operating mechanism with mechanical closing, without Spring charging motor, Ready-to-close signal. switch, Auxiliary switches 2NO+2NC, without Closing coil (CC), manual operating mechanism with mechanical closing, without Remote trip alarm reset coil (RR), without 2nd shunt trip, without 1st Shunt trip | 432430 | 1 | Z\ | 1
3WA1340-5CA32-0AA0 |  | Non-automatic circuit breaker withdrawable version, with guide frame, IEC 60947-2, frame size 3, 3-poles, In=4000A up to 690V AC 50/60Hz, breaking capacity H Icc=100/85kA at 500/690V, without electr. trip unit ETU, rear connection horizontal, guide frame with shutter and w/o position signalling switch, able to communication, Manual operating mechanism with mechanical closing, without Spring charging motor, Ready-to-close signal. switch, Auxiliary switches 2NO+2NC, without Closing coil (CC), manual operating mechanism with mechanical closing, without Remote trip alarm reset coil (RR), without 2nd shunt trip, without 1st Shunt trip | 422430 | 1 | Z\ | 1
3WA1340-5CA33-0AA0 |  | Non-automatic circuit breaker withdrawable version, with guide frame, IEC 60947-2, frame size 3, 3-poles, In=4000A up to 690V AC 50/60Hz, breaking capacity H Icc=100/85kA at 500/690V, without electr. trip unit ETU, front connection double hole, guide frame with shutter and w/o position signalling switch, able to communication, Manual operating mechanism with mechanical closing, without Spring charging motor, Ready-to-close signal. switch, Auxiliary switches 2NO+2NC, without Closing coil (CC), manual operating mechanism with mechanical closing, without Remote trip alarm reset coil (RR), without 2nd shunt trip, without 1st Shunt trip | 443430 | 1 | Z\ | 1
3WA1340-5CA34-0AA0 |  | Non-automatic circuit breaker withdrawable version, with guide frame, IEC 60947-2, frame size 3, 3-poles, In=4000A up to 690V AC 50/60Hz, breaking capacity H Icc=100/85kA at 500/690V, without electr. trip unit ETU, rear connection flange, guide frame with shutter and w/o position signalling switch, able to communication, Manual operating mechanism with mechanical closing, without Spring charging motor, Ready-to-close signal. switch, Auxiliary switches 2NO+2NC, without Closing coil (CC), manual operating mechanism with mechanical closing, without Remote trip alarm reset coil (RR), without 2nd shunt trip, without 1st Shunt trip | 422430 | 1 | Z\ | 1
3WA1340-5CA41-0AA0 |  | Non-automatic circuit breaker withdrawable version, with guide frame, IEC 60947-2, frame size 3, 4-poles, N-pole left, In=4000A up to 690V AC 50/60Hz, breaking capacity H Icc=100/85kA at 500/690V, without electr. trip unit ETU, rear connection vertical, guide frame with shutter and w/o position signalling switch, able to communication, Manual operating mechanism with mechanical closing, without Spring charging motor, Ready-to-close signal. switch, Auxiliary switches 2NO+2NC, without Closing coil (CC), manual operating mechanism with mechanical closing, without Remote trip alarm reset coil (RR), without 2nd shunt trip, without 1st Shunt trip | 570430 | 1 | Z\ | 1
3WA1340-5CA42-0AA0 |  | Non-automatic circuit breaker withdrawable version, with guide frame, IEC 60947-2, frame size 3, 4-poles, N-pole left, In=4000A up to 690V AC 50/60Hz, breaking capacity H Icc=100/85kA at 500/690V, without electr. trip unit ETU, rear connection horizontal, guide frame with shutter and w/o position signalling switch, able to communication, Manual operating mechanism with mechanical closing, without Spring charging motor, Ready-to-close signal. switch, Auxiliary switches 2NO+2NC, without Closing coil (CC), manual operating mechanism with mechanical closing, without Remote trip alarm reset coil (RR), without 2nd shunt trip, without 1st Shunt trip | 556430 | 1 | Z\ | 1
3WA1340-5CA43-0AA0 |  | Non-automatic circuit breaker withdrawable version, with guide frame, IEC 60947-2, frame size 3, 4-poles, N-pole left, In=4000A up to 690V AC 50/60Hz, breaking capacity H Icc=100/85kA at 500/690V, without electr. trip unit ETU, front connection double hole, guide frame with shutter and w/o position signalling switch, able to communication, Manual operating mechanism with mechanical closing, without Spring charging motor, Ready-to-close signal. switch, Auxiliary switches 2NO+2NC, without Closing coil (CC), manual operating mechanism with mechanical closing, without Remote trip alarm reset coil (RR), without 2nd shunt trip, without 1st Shunt trip | 584430 | 1 | Z\ | 1
3WA1340-5CA44-0AA0 |  | Non-automatic circuit breaker withdrawable version, with guide frame, IEC 60947-2, frame size 3, 4-poles, N-pole left, In=4000A up to 690V AC 50/60Hz, breaking capacity H Icc=100/85kA at 500/690V, without electr. trip unit ETU, rear connection flange, guide frame with shutter and w/o position signalling switch, able to communication, Manual operating mechanism with mechanical closing, without Spring charging motor, Ready-to-close signal. switch, Auxiliary switches 2NO+2NC, without Closing coil (CC), manual operating mechanism with mechanical closing, without Remote trip alarm reset coil (RR), without 2nd shunt trip, without 1st Shunt trip | 556430 | 1 | Z\ | 1
3WA1340-5CF74-5BL1-Z | C01F19R10R68S08S76 | Withdrawable circuit breaker with guide frame, IEC 60947-2, frame size 3, 4-poles, N-pole left, In=4000A up to 690V AC 50/60Hz, breaking capacity H Icu=100/85kA at 500/690V, Trip unit ETU600 LSIG upgrade ready , colordisplay, bluetooth and USB interface, Protection LT, ST, INST, GFx, include N-protection, (internal N-sensor available), incl. trip alarm switch (1xCO), rear connection flange, guide frame with shutter and position signall. switch (3xW), able to communication, with manual and motorized operating mechanism (M) 24-30 V DC, Storage status and ready-to- close signaling switches, Auxiliary switches 4NO+4NC, Closing coil (CC) 100% OP 24-30 V DC, applicable for continuous duty, without Remote trip alarm reset coil (RR), Undervoltage release (UVR) instantaneous (0,08 s) and short-delay (0,2 s), 24 V DC, Shunt trip (ST) 100% OP 24-30 V DC, suitable for continuous duty, Option C01 = Operations counter for circuit breaker Option F19 = COM190 COM module PROFINET IO Modbus TCP 2 switched Ethernet ports circuit breaker internal Option R10 = Arc chute cover; for withdrawable breakers Not possible with breaking capacity C, E and D and frame size 2 4000A AC. Option R68 = Locking provision against unauthorized closing for withdrawable circuit breakers with RONIS lock. Option S08 = Locking provision against unauthorized closing Secured Open; for with Ronis lock Option S76 = Locking provision against movement of the withdrawable circuit breakers with RONIS lock. | 662100 | 1 | Z\ | 1
3WA1340-5EE01-0AA0 |  | Fixed-mounted circuit breaker IEC 60947-2, frame size 3, 3-poles, In=4000A up to 690V AC 50/60Hz, breaking capacity H Icu=100/85kA at 500/690V, Trip unit ETU600 LSI upgrade ready , colordisplay, bluetooth and USB interface, Protection LT, ST, INST, N-protection required an external N-sensor, incl. trip alarm switch (1xCO), rear connection vertical, with internal voltage tap on lower stab of circuit breaker, with voltage tap module VTM680 and power supply of ETU600, able to communication, integrated metering type PMF-1 Energy Efficiency, Voltage, Active energy Ea Manual operating mechanism with mechanical closing, without Spring charging motor, Ready-to-close signal. switch, Auxiliary switches 2NO+2NC, without Closing coil (CC), manual operating mechanism with mechanical closing, without Remote trip alarm reset coil (RR), without 2nd shunt trip, without 1st Shunt trip | 371870 | 1 | Z\ | 1
3WA1340-5EE02-0AA0 |  | Fixed-mounted circuit breaker IEC 60947-2, frame size 3, 3-poles, In=4000A up to 690V AC 50/60Hz, breaking capacity H Icu=100/85kA at 500/690V, Trip unit ETU600 LSI upgrade ready , colordisplay, bluetooth and USB interface, Protection LT, ST, INST, N-protection required an external N-sensor, incl. trip alarm switch (1xCO), rear connection horizontal, with internal voltage tap on lower stab of circuit breaker, with voltage tap module VTM680 and power supply of ETU600, able to communication, integrated metering type PMF-1 Energy Efficiency, Voltage, Active energy Ea Manual operating mechanism with mechanical closing, without Spring charging motor, Ready-to-close signal. switch, Auxiliary switches 2NO+2NC, without Closing coil (CC), manual operating mechanism with mechanical closing, without Remote trip alarm reset coil (RR), without 2nd shunt trip, without 1st Shunt trip | 361870 | 1 | Z\ | 1
3WA1340-5EE03-0AA0 |  | Fixed-mounted circuit breaker IEC 60947-2, frame size 3, 3-poles, In=4000A up to 690V AC 50/60Hz, breaking capacity H Icu=100/85kA at 500/690V, Trip unit ETU600 LSI upgrade ready , colordisplay, bluetooth and USB interface, Protection LT, ST, INST, N-protection required an external N-sensor, incl. trip alarm switch (1xCO), front connection double hole, with internal voltage tap on lower stab of circuit breaker, with voltage tap module VTM680 and power supply of ETU600, able to communication, integrated metering type PMF-1 Energy Efficiency, Voltage, Active energy Ea Manual operating mechanism with mechanical closing, without Spring charging motor, Ready-to-close signal. switch, Auxiliary switches 2NO+2NC, without Closing coil (CC), manual operating mechanism with mechanical closing, without Remote trip alarm reset coil (RR), without 2nd shunt trip, without 1st Shunt trip | 382870 | 1 | Z\ | 1
3WA1340-5EE11-0AA0 |  | Fixed-mounted circuit breaker IEC 60947-2, frame size 3, 4-poles, N-pole left, In=4000A up to 690V AC 50/60Hz, breaking capacity H Icu=100/85kA at 500/690V, Trip unit ETU600 LSI upgrade ready , colordisplay, bluetooth and USB interface, Protection LT, ST, INST, include N-protection, (internal N-sensor available), incl. trip alarm switch (1xCO), rear connection vertical, with internal voltage tap on lower stab of circuit breaker, with voltage tap module VTM680 and power supply of ETU600, able to communication, integrated metering type PMF-1 Energy Efficiency, Voltage, Active energy Ea Manual operating mechanism with mechanical closing, without Spring charging motor, Ready-to-close signal. switch, Auxiliary switches 2NO+2NC, without Closing coil (CC), manual operating mechanism with mechanical closing, without Remote trip alarm reset coil (RR), without 2nd shunt trip, without 1st Shunt trip | 488870 | 1 | Z\ | 1
3WA1340-5EE12-0AA0 |  | Fixed-mounted circuit breaker IEC 60947-2, frame size 3, 4-poles, N-pole left, In=4000A up to 690V AC 50/60Hz, breaking capacity H Icu=100/85kA at 500/690V, Trip unit ETU600 LSI upgrade ready , colordisplay, bluetooth and USB interface, Protection LT, ST, INST, include N-protection, (internal N-sensor available), incl. trip alarm switch (1xCO), rear connection horizontal, with internal voltage tap on lower stab of circuit breaker, with voltage tap module VTM680 and power supply of ETU600, able to communication, integrated metering type PMF-1 Energy Efficiency, Voltage, Active energy Ea Manual operating mechanism with mechanical closing, without Spring charging motor, Ready-to-close signal. switch, Auxiliary switches 2NO+2NC, without Closing coil (CC), manual operating mechanism with mechanical closing, without Remote trip alarm reset coil (RR), without 2nd shunt trip, without 1st Shunt trip | 474870 | 1 | Z\ | 1
3WA1340-5EE21-0AA0 |  | fixed-mounted circuit breaker, IEC 60947-2, size 3, 4-pole, N pole on right, In=4000 A up to 690 V AC 50/60 Hz, breaking capacity H Icu=100/85 kA at 500/690 V, tripping unit ETU600 LSI upgradeable, color display, Bluetooth, USB interface, basic protection LT, ST, INST, including protection of the N conductor (internal neutral point sensor available), trip alarm switch (1 x CO), connection at rear vertical, with internal voltage tap on lower stab of circuit breaker, with voltage tap module VTM680 and power supply of ETU600, able to communication, integrated metering type PMF-1 Energy Efficiency, Voltage, Active energy Ea Manual operating mechanism with mechanical closing, without Spring charging motor, Ready-to-close signal. switch, Auxiliary switches 2NO+2NC, without Closing coil (CC), manual operating mechanism with mechanical closing, without Remote trip alarm reset coil (RR), without 2nd shunt trip, without 1st Shunt trip | 488870 | 1 | Z\ | 1
3WA1340-5EE22-0AA0 |  | fixed-mounted circuit breaker, IEC 60947-2, size 3, 4-pole, N pole on right, In=4000 A up to 690 V AC 50/60 Hz, breaking capacity H Icu=100/85 kA at 500/690 V, tripping unit ETU600 LSI upgradeable, color display, Bluetooth, USB interface, basic protection LT, ST, INST, including protection of the N conductor (internal neutral point sensor available), trip alarm switch (1 x CO), connection at rear horizontal with internal voltage tap on lower stab of circuit breaker, with voltage tap module VTM680 and power supply of ETU600, able to communication, integrated metering type PMF-1 Energy Efficiency, Voltage, Active energy Ea Manual operating mechanism with mechanical closing, without Spring charging motor, Ready-to-close signal. switch, Auxiliary switches 2NO+2NC, without Closing coil (CC), manual operating mechanism with mechanical closing, without Remote trip alarm reset coil (RR), without 2nd shunt trip, without 1st Shunt trip | 474870 | 1 | Z\ | 1
3WA1340-5EE23-0AA0 |  | fixed-mounted circuit breaker, IEC 60947-2, size 3, 4-pole, N pole on right, In=4000 A up to 690 V AC 50/60 Hz, breaking capacity H Icu=100/85 kA at 500/690 V, tripping unit ETU600 LSI upgradeable, color display, Bluetooth, USB interface, basic protection LT, ST, INST, including protection of the N conductor (internal neutral point sensor available), trip alarm switch (1 x CO), front connection double hole, with internal voltage tap on lower stab of circuit breaker, with voltage tap module VTM680 and power supply of ETU600, able to communication, integrated metering type PMF-1 Energy Efficiency, Voltage, Active energy Ea Manual operating mechanism with mechanical closing, without Spring charging motor, Ready-to-close signal. switch, Auxiliary switches 2NO+2NC, without Closing coil (CC), manual operating mechanism with mechanical closing, without Remote trip alarm reset coil (RR), without 2nd shunt trip, without 1st Shunt trip | 502870 | 1 | Z\ | 1
3WA1340-5EE31-0AA0 |  | Withdrawable circuit breaker with guide frame, IEC 60947-2, frame size 3, 3-poles, In=4000A up to 690V AC 50/60Hz, breaking capacity H Icu=100/85kA at 500/690V, Trip unit ETU600 LSI upgrade ready , colordisplay, bluetooth and USB interface, Protection LT, ST, INST, N-protection required an external N-sensor, incl. trip alarm switch (1xCO), rear connection vertical, guide frame with shutter and w/o position signalling switch, with internal voltage tap on lower stab of circuit breaker, with voltage tap module VTM680 and power supply of ETU600, able to communication, integrated metering type PMF-1 Energy Efficiency, Voltage, Active energy Ea Manual operating mechanism with mechanical closing, without Spring charging motor, Ready-to-close signal. switch, Auxiliary switches 2NO+2NC, without Closing coil (CC), manual operating mechanism with mechanical closing, without Remote trip alarm reset coil (RR), without 2nd shunt trip, without 1st Shunt trip | 450870 | 1 | Z\ | 1
3WA1340-5EE32-0AA0 |  | Withdrawable circuit breaker with guide frame, IEC 60947-2, frame size 3, 3-poles, In=4000A up to 690V AC 50/60Hz, breaking capacity H Icu=100/85kA at 500/690V, Trip unit ETU600 LSI upgrade ready , colordisplay, bluetooth and USB interface, Protection LT, ST, INST, N-protection required an external N-sensor, incl. trip alarm switch (1xCO), rear connection horizontal, guide frame with shutter and w/o position signalling switch, with internal voltage tap on lower stab of circuit breaker, with voltage tap module VTM680 and power supply of ETU600, able to communication, integrated metering type PMF-1 Energy Efficiency, Voltage, Active energy Ea Manual operating mechanism with mechanical closing, without Spring charging motor, Ready-to-close signal. switch, Auxiliary switches 2NO+2NC, without Closing coil (CC), manual operating mechanism with mechanical closing, without Remote trip alarm reset coil (RR), without 2nd shunt trip, without 1st Shunt trip | 440870 | 1 | Z\ | 1
3WA1340-5EE33-0AA0 |  | Withdrawable circuit breaker with guide frame, IEC 60947-2, frame size 3, 3-poles, In=4000A up to 690V AC 50/60Hz, breaking capacity H Icu=100/85kA at 500/690V, Trip unit ETU600 LSI upgrade ready , colordisplay, bluetooth and USB interface, Protection LT, ST, INST, N-protection required an external N-sensor, incl. trip alarm switch (1xCO), front connection double hole, guide frame with shutter and w/o position signalling switch, with internal voltage tap on lower stab of circuit breaker, with voltage tap module VTM680 and power supply of ETU600, able to communication, integrated metering type PMF-1 Energy Efficiency, Voltage, Active energy Ea Manual operating mechanism with mechanical closing, without Spring charging motor, Ready-to-close signal. switch, Auxiliary switches 2NO+2NC, without Closing coil (CC), manual operating mechanism with mechanical closing, without Remote trip alarm reset coil (RR), without 2nd shunt trip, without 1st Shunt trip | 461870 | 1 | Z\ | 1
3WA1340-5EE34-0AA0 |  | Withdrawable circuit breaker with guide frame, IEC 60947-2, frame size 3, 3-poles, In=4000A up to 690V AC 50/60Hz, breaking capacity H Icu=100/85kA at 500/690V, Trip unit ETU600 LSI upgrade ready , colordisplay, bluetooth and USB interface, Protection LT, ST, INST, N-protection required an external N-sensor, incl. trip alarm switch (1xCO), rear connection flange, guide frame with shutter and w/o position signalling switch, with internal voltage tap on lower stab of circuit breaker, with voltage tap module VTM680 and power supply of ETU600, able to communication, integrated metering type PMF-1 Energy Efficiency, Voltage, Active energy Ea Manual operating mechanism with mechanical closing, without Spring charging motor, Ready-to-close signal. switch, Auxiliary switches 2NO+2NC, without Closing coil (CC), manual operating mechanism with mechanical closing, without Remote trip alarm reset coil (RR), without 2nd shunt trip, without 1st Shunt trip | 440870 | 1 | Z\ | 1
3WA1340-5EE41-0AA0 |  | Withdrawable circuit breaker with guide frame, IEC 60947-2, frame size 3, 4-poles, N-pole left, In=4000A up to 690V AC 50/60Hz, breaking capacity H Icu=100/85kA at 500/690V, Trip unit ETU600 LSI upgrade ready , colordisplay, bluetooth and USB interface, Protection LT, ST, INST, include N-protection, (internal N-sensor available), incl. trip alarm switch (1xCO), rear connection vertical, guide frame with shutter and w/o position signalling switch, with internal voltage tap on lower stab of circuit breaker, with voltage tap module VTM680 and power supply of ETU600, able to communication, integrated metering type PMF-1 Energy Efficiency, Voltage, Active energy Ea Manual operating mechanism with mechanical closing, without Spring charging motor, Ready-to-close signal. switch, Auxiliary switches 2NO+2NC, without Closing coil (CC), manual operating mechanism with mechanical closing, without Remote trip alarm reset coil (RR), without 2nd shunt trip, without 1st Shunt trip | 592870 | 1 | Z\ | 1
3WA1340-5EE42-0AA0 |  | Withdrawable circuit breaker with guide frame, IEC 60947-2, frame size 3, 4-poles, N-pole left, In=4000A up to 690V AC 50/60Hz, breaking capacity H Icu=100/85kA at 500/690V, Trip unit ETU600 LSI upgrade ready , colordisplay, bluetooth and USB interface, Protection LT, ST, INST, include N-protection, (internal N-sensor available), incl. trip alarm switch (1xCO), rear connection horizontal, guide frame with shutter and w/o position signalling switch, with internal voltage tap on lower stab of circuit breaker, with voltage tap module VTM680 and power supply of ETU600, able to communication, integrated metering type PMF-1 Energy Efficiency, Voltage, Active energy Ea Manual operating mechanism with mechanical closing, without Spring charging motor, Ready-to-close signal. switch, Auxiliary switches 2NO+2NC, without Closing coil (CC), manual operating mechanism with mechanical closing, without Remote trip alarm reset coil (RR), without 2nd shunt trip, without 1st Shunt trip | 578870 | 1 | Z\ | 1
3WA1340-5EE43-0AA0 |  | Withdrawable circuit breaker with guide frame, IEC 60947-2, frame size 3, 4-poles, N-pole left, In=4000A up to 690V AC 50/60Hz, breaking capacity H Icu=100/85kA at 500/690V, Trip unit ETU600 LSI upgrade ready , colordisplay, bluetooth and USB interface, Protection LT, ST, INST, include N-protection, (internal N-sensor available), incl. trip alarm switch (1xCO), front connection double hole, guide frame with shutter and w/o position signalling switch, with internal voltage tap on lower stab of circuit breaker, with voltage tap module VTM680 and power supply of ETU600, able to communication, integrated metering type PMF-1 Energy Efficiency, Voltage, Active energy Ea Manual operating mechanism with mechanical closing, without Spring charging motor, Ready-to-close signal. switch, Auxiliary switches 2NO+2NC, without Closing coil (CC), manual operating mechanism with mechanical closing, without Remote trip alarm reset coil (RR), without 2nd shunt trip, without 1st Shunt trip | 606870 | 1 | Z\ | 1
3WA1340-5EE44-0AA0 |  | Withdrawable circuit breaker with guide frame, IEC 60947-2, frame size 3, 4-poles, N-pole left, In=4000A up to 690V AC 50/60Hz, breaking capacity H Icu=100/85kA at 500/690V, Trip unit ETU600 LSI upgrade ready , colordisplay, bluetooth and USB interface, Protection LT, ST, INST, include N-protection, (internal N-sensor available), incl. trip alarm switch (1xCO), rear connection flange, guide frame with shutter and w/o position signalling switch, with internal voltage tap on lower stab of circuit breaker, with voltage tap module VTM680 and power supply of ETU600, able to communication, integrated metering type PMF-1 Energy Efficiency, Voltage, Active energy Ea Manual operating mechanism with mechanical closing, without Spring charging motor, Ready-to-close signal. switch, Auxiliary switches 2NO+2NC, without Closing coil (CC), manual operating mechanism with mechanical closing, without Remote trip alarm reset coil (RR), without 2nd shunt trip, without 1st Shunt trip | 578870 | 1 | Z\ | 1
3WA1340-5EF01-0AA0 |  | Fixed-mounted circuit breaker IEC 60947-2, frame size 3, 3-poles, In=4000A up to 690V AC 50/60Hz, breaking capacity H Icu=100/85kA at 500/690V, Trip unit ETU600 LSIG upgrade ready , colordisplay, bluetooth and USB interface, Protection LT, ST, INST, GFx, N-protection required an external N-sensor, incl. trip alarm switch (1xCO), rear connection vertical, with internal voltage tap on lower stab of circuit breaker, with voltage tap module VTM680 and power supply of ETU600, able to communication, integrated metering type PMF-1 Energy Efficiency, Voltage, Active energy Ea Manual operating mechanism with mechanical closing, without Spring charging motor, Ready-to-close signal. switch, Auxiliary switches 2NO+2NC, without Closing coil (CC), manual operating mechanism with mechanical closing, without Remote trip alarm reset coil (RR), without 2nd shunt trip, without 1st Shunt trip | 382870 | 1 | Z\ | 1
3WA1340-5EF02-0AA0 |  | Fixed-mounted circuit breaker IEC 60947-2, frame size 3, 3-poles, In=4000A up to 690V AC 50/60Hz, breaking capacity H Icu=100/85kA at 500/690V, Trip unit ETU600 LSIG upgrade ready , colordisplay, bluetooth and USB interface, Protection LT, ST, INST, GFx, N-protection required an external N-sensor, incl. trip alarm switch (1xCO), rear connection horizontal, with internal voltage tap on lower stab of circuit breaker, with voltage tap module VTM680 and power supply of ETU600, able to communication, integrated metering type PMF-1 Energy Efficiency, Voltage, Active energy Ea Manual operating mechanism with mechanical closing, without Spring charging motor, Ready-to-close signal. switch, Auxiliary switches 2NO+2NC, without Closing coil (CC), manual operating mechanism with mechanical closing, without Remote trip alarm reset coil (RR), without 2nd shunt trip, without 1st Shunt trip | 371870 | 1 | Z\ | 1
3WA1340-5EF03-0AA0 |  | Fixed-mounted circuit breaker IEC 60947-2, frame size 3, 3-poles, In=4000A up to 690V AC 50/60Hz, breaking capacity H Icu=100/85kA at 500/690V, Trip unit ETU600 LSIG upgrade ready , colordisplay, bluetooth and USB interface, Protection LT, ST, INST, GFx, N-protection required an external N-sensor, incl. trip alarm switch (1xCO), front connection double hole, with internal voltage tap on lower stab of circuit breaker, with voltage tap module VTM680 and power supply of ETU600, able to communication, integrated metering type PMF-1 Energy Efficiency, Voltage, Active energy Ea Manual operating mechanism with mechanical closing, without Spring charging motor, Ready-to-close signal. switch, Auxiliary switches 2NO+2NC, without Closing coil (CC), manual operating mechanism with mechanical closing, without Remote trip alarm reset coil (RR), without 2nd shunt trip, without 1st Shunt trip | 393870 | 1 | Z\ | 1
3WA1340-5EF11-0AA0 |  | Fixed-mounted circuit breaker IEC 60947-2, frame size 3, 4-poles, N-pole left, In=4000A up to 690V AC 50/60Hz, breaking capacity H Icu=100/85kA at 500/690V, Trip unit ETU600 LSIG upgrade ready , colordisplay, bluetooth and USB interface, Protection LT, ST, INST, GFx, include N-protection, (internal N-sensor available), incl. trip alarm switch (1xCO), rear connection vertical, with internal voltage tap on lower stab of circuit breaker, with voltage tap module VTM680 and power supply of ETU600, able to communication, integrated metering type PMF-1 Energy Efficiency, Voltage, Active energy Ea Manual operating mechanism with mechanical closing, without Spring charging motor, Ready-to-close signal. switch, Auxiliary switches 2NO+2NC, without Closing coil (CC), manual operating mechanism with mechanical closing, without Remote trip alarm reset coil (RR), without 2nd shunt trip, without 1st Shunt trip | 498870 | 1 | Z\ | 1
3WA1340-5EF12-0AA0 |  | Fixed-mounted circuit breaker IEC 60947-2, frame size 3, 4-poles, N-pole left, In=4000A up to 690V AC 50/60Hz, breaking capacity H Icu=100/85kA at 500/690V, Trip unit ETU600 LSIG upgrade ready , colordisplay, bluetooth and USB interface, Protection LT, ST, INST, GFx, include N-protection, (internal N-sensor available), incl. trip alarm switch (1xCO), rear connection horizontal, with internal voltage tap on lower stab of circuit breaker, with voltage tap module VTM680 and power supply of ETU600, able to communication, integrated metering type PMF-1 Energy Efficiency, Voltage, Active energy Ea Manual operating mechanism with mechanical closing, without Spring charging motor, Ready-to-close signal. switch, Auxiliary switches 2NO+2NC, without Closing coil (CC), manual operating mechanism with mechanical closing, without Remote trip alarm reset coil (RR), without 2nd shunt trip, without 1st Shunt trip | 484870 | 1 | Z\ | 1
3WA1340-5EF21-0AA0 |  | fixed-mounted circuit breaker, IEC 60947-2, size 3, 4-pole, N pole on right, In=4000 A up to 690 V AC 50/60 Hz, breaking capacity H Icu=100/85 kA at 500/690 V, tripping unit ETU600 LSIG upgradeable, color display, Bluetooth, USB interface, basic protection LT, ST, INST, GFx, including protection of the N conductor (internal neutral point sensor available), trip alarm switch (1 x CO), connection at rear vertical, with internal voltage tap on lower stab of circuit breaker, with voltage tap module VTM680 and power supply of ETU600, able to communication, integrated metering type PMF-1 Energy Efficiency, Voltage, Active energy Ea Manual operating mechanism with mechanical closing, without Spring charging motor, Ready-to-close signal. switch, Auxiliary switches 2NO+2NC, without Closing coil (CC), manual operating mechanism with mechanical closing, without Remote trip alarm reset coil (RR), without 2nd shunt trip, without 1st Shunt trip | 498870 | 1 | Z\ | 1
3WA1340-5EF22-0AA0 |  | fixed-mounted circuit breaker, IEC 60947-2, size 3, 4-pole, N pole on right, In=4000 A up to 690 V AC 50/60 Hz, breaking capacity H Icu=100/85 kA at 500/690 V, tripping unit ETU600 LSIG upgradeable, color display, Bluetooth, USB interface, basic protection LT, ST, INST, GFx, including protection of the N conductor (internal neutral point sensor available), trip alarm switch (1 x CO), connection at rear horizontal with internal voltage tap on lower stab of circuit breaker, with voltage tap module VTM680 and power supply of ETU600, able to communication, integrated metering type PMF-1 Energy Efficiency, Voltage, Active energy Ea Manual operating mechanism with mechanical closing, without Spring charging motor, Ready-to-close signal. switch, Auxiliary switches 2NO+2NC, without Closing coil (CC), manual operating mechanism with mechanical closing, without Remote trip alarm reset coil (RR), without 2nd shunt trip, without 1st Shunt trip | 484870 | 1 | Z\ | 1
3WA1340-5EF23-0AA0 |  | fixed-mounted circuit breaker, IEC 60947-2, size 3, 4-pole, N pole on right, In=4000 A up to 690 V AC 50/60 Hz, breaking capacity H Icu=100/85 kA at 500/690 V, tripping unit ETU600 LSIG upgradeable, color display, Bluetooth, USB interface, basic protection LT, ST, INST, GFx, including protection of the N conductor (internal neutral point sensor available), trip alarm switch (1 x CO), front connection double hole, with internal voltage tap on lower stab of circuit breaker, with voltage tap module VTM680 and power supply of ETU600, able to communication, integrated metering type PMF-1 Energy Efficiency, Voltage, Active energy Ea Manual operating mechanism with mechanical closing, without Spring charging motor, Ready-to-close signal. switch, Auxiliary switches 2NO+2NC, without Closing coil (CC), manual operating mechanism with mechanical closing, without Remote trip alarm reset coil (RR), without 2nd shunt trip, without 1st Shunt trip | 513870 | 1 | Z\ | 1
3WA1340-5EF31-0AA0 |  | Withdrawable circuit breaker with guide frame, IEC 60947-2, frame size 3, 3-poles, In=4000A up to 690V AC 50/60Hz, breaking capacity H Icu=100/85kA at 500/690V, Trip unit ETU600 LSIG upgrade ready , colordisplay, bluetooth and USB interface, Protection LT, ST, INST, GFx, N-protection required an external N-sensor, incl. trip alarm switch (1xCO), rear connection vertical, guide frame with shutter and w/o position signalling switch, with internal voltage tap on lower stab of circuit breaker, with voltage tap module VTM680 and power supply of ETU600, able to communication, integrated metering type PMF-1 Energy Efficiency, Voltage, Active energy Ea Manual operating mechanism with mechanical closing, without Spring charging motor, Ready-to-close signal. switch, Auxiliary switches 2NO+2NC, without Closing coil (CC), manual operating mechanism with mechanical closing, without Remote trip alarm reset coil (RR), without 2nd shunt trip, without 1st Shunt trip | 461870 | 1 | Z\ | 1
3WA1340-5EF32-0AA0 |  | Withdrawable circuit breaker with guide frame, IEC 60947-2, frame size 3, 3-poles, In=4000A up to 690V AC 50/60Hz, breaking capacity H Icu=100/85kA at 500/690V, Trip unit ETU600 LSIG upgrade ready , colordisplay, bluetooth and USB interface, Protection LT, ST, INST, GFx, N-protection required an external N-sensor, incl. trip alarm switch (1xCO), rear connection horizontal, guide frame with shutter and w/o position signalling switch, with internal voltage tap on lower stab of circuit breaker, with voltage tap module VTM680 and power supply of ETU600, able to communication, integrated metering type PMF-1 Energy Efficiency, Voltage, Active energy Ea Manual operating mechanism with mechanical closing, without Spring charging motor, Ready-to-close signal. switch, Auxiliary switches 2NO+2NC, without Closing coil (CC), manual operating mechanism with mechanical closing, without Remote trip alarm reset coil (RR), without 2nd shunt trip, without 1st Shunt trip | 450870 | 1 | Z\ | 1
3WA1340-5EF33-0AA0 |  | Withdrawable circuit breaker with guide frame, IEC 60947-2, frame size 3, 3-poles, In=4000A up to 690V AC 50/60Hz, breaking capacity H Icu=100/85kA at 500/690V, Trip unit ETU600 LSIG upgrade ready , colordisplay, bluetooth and USB interface, Protection LT, ST, INST, GFx, N-protection required an external N-sensor, incl. trip alarm switch (1xCO), front connection double hole, guide frame with shutter and w/o position signalling switch, with internal voltage tap on lower stab of circuit breaker, with voltage tap module VTM680 and power supply of ETU600, able to communication, integrated metering type PMF-1 Energy Efficiency, Voltage, Active energy Ea Manual operating mechanism with mechanical closing, without Spring charging motor, Ready-to-close signal. switch, Auxiliary switches 2NO+2NC, without Closing coil (CC), manual operating mechanism with mechanical closing, without Remote trip alarm reset coil (RR), without 2nd shunt trip, without 1st Shunt trip | 472870 | 1 | Z\ | 1
3WA1340-5EF34-0AA0 |  | Withdrawable circuit breaker with guide frame, IEC 60947-2, frame size 3, 3-poles, In=4000A up to 690V AC 50/60Hz, breaking capacity H Icu=100/85kA at 500/690V, Trip unit ETU600 LSIG upgrade ready , colordisplay, bluetooth and USB interface, Protection LT, ST, INST, GFx, N-protection required an external N-sensor, incl. trip alarm switch (1xCO), rear connection flange, guide frame with shutter and w/o position signalling switch, with internal voltage tap on lower stab of circuit breaker, with voltage tap module VTM680 and power supply of ETU600, able to communication, integrated metering type PMF-1 Energy Efficiency, Voltage, Active energy Ea Manual operating mechanism with mechanical closing, without Spring charging motor, Ready-to-close signal. switch, Auxiliary switches 2NO+2NC, without Closing coil (CC), manual operating mechanism with mechanical closing, without Remote trip alarm reset coil (RR), without 2nd shunt trip, without 1st Shunt trip | 450870 | 1 | Z\ | 1
3WA1340-5EF41-0AA0 |  | Withdrawable circuit breaker with guide frame, IEC 60947-2, frame size 3, 4-poles, N-pole left, In=4000A up to 690V AC 50/60Hz, breaking capacity H Icu=100/85kA at 500/690V, Trip unit ETU600 LSIG upgrade ready , colordisplay, bluetooth and USB interface, Protection LT, ST, INST, GFx, include N-protection, (internal N-sensor available), incl. trip alarm switch (1xCO), rear connection vertical, guide frame with shutter and w/o position signalling switch, with internal voltage tap on lower stab of circuit breaker, with voltage tap module VTM680 and power supply of ETU600, able to communication, integrated metering type PMF-1 Energy Efficiency, Voltage, Active energy Ea Manual operating mechanism with mechanical closing, without Spring charging motor, Ready-to-close signal. switch, Auxiliary switches 2NO+2NC, without Closing coil (CC), manual operating mechanism with mechanical closing, without Remote trip alarm reset coil (RR), without 2nd shunt trip, without 1st Shunt trip | 603870 | 1 | Z\ | 1
3WA1340-5EF42-0AA0 |  | Withdrawable circuit breaker with guide frame, IEC 60947-2, frame size 3, 4-poles, N-pole left, In=4000A up to 690V AC 50/60Hz, breaking capacity H Icu=100/85kA at 500/690V, Trip unit ETU600 LSIG upgrade ready , colordisplay, bluetooth and USB interface, Protection LT, ST, INST, GFx, include N-protection, (internal N-sensor available), incl. trip alarm switch (1xCO), rear connection horizontal, guide frame with shutter and w/o position signalling switch, with internal voltage tap on lower stab of circuit breaker, with voltage tap module VTM680 and power supply of ETU600, able to communication, integrated metering type PMF-1 Energy Efficiency, Voltage, Active energy Ea Manual operating mechanism with mechanical closing, without Spring charging motor, Ready-to-close signal. switch, Auxiliary switches 2NO+2NC, without Closing coil (CC), manual operating mechanism with mechanical closing, without Remote trip alarm reset coil (RR), without 2nd shunt trip, without 1st Shunt trip | 589870 | 1 | Z\ | 1
3WA1340-5EF43-0AA0 |  | Withdrawable circuit breaker with guide frame, IEC 60947-2, frame size 3, 4-poles, N-pole left, In=4000A up to 690V AC 50/60Hz, breaking capacity H Icu=100/85kA at 500/690V, Trip unit ETU600 LSIG upgrade ready , colordisplay, bluetooth and USB interface, Protection LT, ST, INST, GFx, include N-protection, (internal N-sensor available), incl. trip alarm switch (1xCO), front connection double hole, guide frame with shutter and w/o position signalling switch, with internal voltage tap on lower stab of circuit breaker, with voltage tap module VTM680 and power supply of ETU600, able to communication, integrated metering type PMF-1 Energy Efficiency, Voltage, Active energy Ea Manual operating mechanism with mechanical closing, without Spring charging motor, Ready-to-close signal. switch, Auxiliary switches 2NO+2NC, without Closing coil (CC), manual operating mechanism with mechanical closing, without Remote trip alarm reset coil (RR), without 2nd shunt trip, without 1st Shunt trip | 617870 | 1 | Z\ | 1
3WA1340-5EF44-0AA0 |  | Withdrawable circuit breaker with guide frame, IEC 60947-2, frame size 3, 4-poles, N-pole left, In=4000A up to 690V AC 50/60Hz, breaking capacity H Icu=100/85kA at 500/690V, Trip unit ETU600 LSIG upgrade ready , colordisplay, bluetooth and USB interface, Protection LT, ST, INST, GFx, include N-protection, (internal N-sensor available), incl. trip alarm switch (1xCO), rear connection flange, guide frame with shutter and w/o position signalling switch, with internal voltage tap on lower stab of circuit breaker, with voltage tap module VTM680 and power supply of ETU600, able to communication, integrated metering type PMF-1 Energy Efficiency, Voltage, Active energy Ea Manual operating mechanism with mechanical closing, without Spring charging motor, Ready-to-close signal. switch, Auxiliary switches 2NO+2NC, without Closing coil (CC), manual operating mechanism with mechanical closing, without Remote trip alarm reset coil (RR), without 2nd shunt trip, without 1st Shunt trip | 589870 | 1 | Z\ | 1
3WA1340-5EG01-0AA0 |  | Fixed-mounted circuit breaker IEC 60947-2, frame size 3, 3-poles, In=4000A up to 690V AC 50/60Hz, breaking capacity H Icu=100/85kA at 500/690V, Trip unit ETU600 LSIG Hi-Z upgrade ready , colordisplay, bluetooth and USB interface, Protection LT, ST, INST, GFx, with GF highimpedance-input N-protection required an external N-sensor, incl. trip alarm switch (1xCO), rear connection vertical, with internal voltage tap on lower stab of circuit breaker, with voltage tap module VTM680 and power supply of ETU600, able to communication, integrated metering type PMF-1 Energy Efficiency, Voltage, Active energy Ea Manual operating mechanism with mechanical closing, without Spring charging motor, Ready-to-close signal. switch, Auxiliary switches 2NO+2NC, without Closing coil (CC), manual operating mechanism with mechanical closing, without Remote trip alarm reset coil (RR), without 2nd shunt trip, without 1st Shunt trip | 403870 | 1 | Z\ | 1
3WA1340-5EG02-0AA0 |  | Fixed-mounted circuit breaker IEC 60947-2, frame size 3, 3-poles, In=4000A up to 690V AC 50/60Hz, breaking capacity H Icu=100/85kA at 500/690V, Trip unit ETU600 LSIG Hi-Z upgrade ready , colordisplay, bluetooth and USB interface, Protection LT, ST, INST, GFx, with GF highimpedance-input N-protection required an external N-sensor, incl. trip alarm switch (1xCO), rear connection horizontal, with internal voltage tap on lower stab of circuit breaker, with voltage tap module VTM680 and power supply of ETU600, able to communication, integrated metering type PMF-1 Energy Efficiency, Voltage, Active energy Ea Manual operating mechanism with mechanical closing, without Spring charging motor, Ready-to-close signal. switch, Auxiliary switches 2NO+2NC, without Closing coil (CC), manual operating mechanism with mechanical closing, without Remote trip alarm reset coil (RR), without 2nd shunt trip, without 1st Shunt trip | 393870 | 1 | Z\ | 1
3WA1340-5EG03-0AA0 |  | Fixed-mounted circuit breaker IEC 60947-2, frame size 3, 3-poles, In=4000A up to 690V AC 50/60Hz, breaking capacity H Icu=100/85kA at 500/690V, Trip unit ETU600 LSIG Hi-Z upgrade ready , colordisplay, bluetooth and USB interface, Protection LT, ST, INST, GFx, with GF highimpedance-input N-protection required an external N-sensor, incl. trip alarm switch (1xCO), front connection double hole, with internal voltage tap on lower stab of circuit breaker, with voltage tap module VTM680 and power supply of ETU600, able to communication, integrated metering type PMF-1 Energy Efficiency, Voltage, Active energy Ea Manual operating mechanism with mechanical closing, without Spring charging motor, Ready-to-close signal. switch, Auxiliary switches 2NO+2NC, without Closing coil (CC), manual operating mechanism with mechanical closing, without Remote trip alarm reset coil (RR), without 2nd shunt trip, without 1st Shunt trip | 414870 | 1 | Z\ | 1
3WA1340-5EG11-0AA0 |  | Fixed-mounted circuit breaker IEC 60947-2, frame size 3, 4-poles, N-pole left, In=4000A up to 690V AC 50/60Hz, breaking capacity H Icu=100/85kA at 500/690V, Trip unit ETU600 LSIG Hi-Z upgrade ready , colordisplay, bluetooth and USB interface, Protection LT, ST, INST, GFx, with GF highimpedance-input include N-protection, (internal N-sensor available), incl. trip alarm switch (1xCO), rear connection vertical, with internal voltage tap on lower stab of circuit breaker, with voltage tap module VTM680 and power supply of ETU600, able to communication, integrated metering type PMF-1 Energy Efficiency, Voltage, Active energy Ea Manual operating mechanism with mechanical closing, without Spring charging motor, Ready-to-close signal. switch, Auxiliary switches 2NO+2NC, without Closing coil (CC), manual operating mechanism with mechanical closing, without Remote trip alarm reset coil (RR), without 2nd shunt trip, without 1st Shunt trip | 520870 | 1 | Z\ | 1
3WA1340-5EG12-0AA0 |  | Fixed-mounted circuit breaker IEC 60947-2, frame size 3, 4-poles, N-pole left, In=4000A up to 690V AC 50/60Hz, breaking capacity H Icu=100/85kA at 500/690V, Trip unit ETU600 LSIG Hi-Z upgrade ready , colordisplay, bluetooth and USB interface, Protection LT, ST, INST, GFx, with GF highimpedance-input include N-protection, (internal N-sensor available), incl. trip alarm switch (1xCO), rear connection horizontal, with internal voltage tap on lower stab of circuit breaker, with voltage tap module VTM680 and power supply of ETU600, able to communication, integrated metering type PMF-1 Energy Efficiency, Voltage, Active energy Ea Manual operating mechanism with mechanical closing, without Spring charging motor, Ready-to-close signal. switch, Auxiliary switches 2NO+2NC, without Closing coil (CC), manual operating mechanism with mechanical closing, without Remote trip alarm reset coil (RR), without 2nd shunt trip, without 1st Shunt trip | 506870 | 1 | Z\ | 1
3WA1340-5EG21-0AA0 |  | fixed-mounted circuit breaker, IEC 60947-2, size 3, 4-pole, N pole on right, In=4000 A up to 690 V AC 50/60 Hz, breaking capacity H Icu=100/85 kA at 500/690 V, tripping unit ETU600 LSIG Hi-Z upgradeable, color display, Bluetooth, USB interface, basic protection LT, ST, INST, GFx, with GF high-impedance input, including protection of the N conductor (internal neutral point sensor available), trip alarm switch (1 x CO), connection at rear vertical, with internal voltage tap on lower stab of circuit breaker, with voltage tap module VTM680 and power supply of ETU600, able to communication, integrated metering type PMF-1 Energy Efficiency, Voltage, Active energy Ea Manual operating mechanism with mechanical closing, without Spring charging motor, Ready-to-close signal. switch, Auxiliary switches 2NO+2NC, without Closing coil (CC), manual operating mechanism with mechanical closing, without Remote trip alarm reset coil (RR), without 2nd shunt trip, without 1st Shunt trip | 520870 | 1 | Z\ | 1
3WA1340-5EG22-0AA0 |  | fixed-mounted circuit breaker, IEC 60947-2, size 3, 4-pole, N pole on right, In=4000 A up to 690 V AC 50/60 Hz, breaking capacity H Icu=100/85 kA at 500/690 V, tripping unit ETU600 LSIG Hi-Z upgradeable, color display, Bluetooth, USB interface, basic protection LT, ST, INST, GFx, with GF high-impedance input, including protection of the N conductor (internal neutral point sensor available), trip alarm switch (1 x CO), connection at rear horizontal with internal voltage tap on lower stab of circuit breaker, with voltage tap module VTM680 and power supply of ETU600, able to communication, integrated metering type PMF-1 Energy Efficiency, Voltage, Active energy Ea Manual operating mechanism with mechanical closing, without Spring charging motor, Ready-to-close signal. switch, Auxiliary switches 2NO+2NC, without Closing coil (CC), manual operating mechanism with mechanical closing, without Remote trip alarm reset coil (RR), without 2nd shunt trip, without 1st Shunt trip | 506870 | 1 | Z\ | 1
3WA1340-5EG23-0AA0 |  | fixed-mounted circuit breaker, IEC 60947-2, size 3, 4-pole, N pole on right, In=4000 A up to 690 V AC 50/60 Hz, breaking capacity H Icu=100/85 kA at 500/690 V, tripping unit ETU600 LSIG Hi-Z upgradeable, color display, Bluetooth, USB interface, basic protection LT, ST, INST, GFx, with GF high-impedance input, including protection of the N conductor (internal neutral point sensor available), trip alarm switch (1 x CO), front connection double hole, with internal voltage tap on lower stab of circuit breaker, with voltage tap module VTM680 and power supply of ETU600, able to communication, integrated metering type PMF-1 Energy Efficiency, Voltage, Active energy Ea Manual operating mechanism with mechanical closing, without Spring charging motor, Ready-to-close signal. switch, Auxiliary switches 2NO+2NC, without Closing coil (CC), manual operating mechanism with mechanical closing, without Remote trip alarm reset coil (RR), without 2nd shunt trip, without 1st Shunt trip | 534870 | 1 | Z\ | 1
3WA1340-5EG31-0AA0 |  | Withdrawable circuit breaker with guide frame, IEC 60947-2, frame size 3, 3-poles, In=4000A up to 690V AC 50/60Hz, breaking capacity H Icu=100/85kA at 500/690V, Trip unit ETU600 LSIG Hi-Z upgrade ready , colordisplay, bluetooth and USB interface, Protection LT, ST, INST, GFx, with GF highimpedance-input N-protection required an external N-sensor, incl. trip alarm switch (1xCO), rear connection vertical, guide frame with shutter and w/o position signalling switch, with internal voltage tap on lower stab of circuit breaker, with voltage tap module VTM680 and power supply of ETU600, able to communication, integrated metering type PMF-1 Energy Efficiency, Voltage, Active energy Ea Manual operating mechanism with mechanical closing, without Spring charging motor, Ready-to-close signal. switch, Auxiliary switches 2NO+2NC, without Closing coil (CC), manual operating mechanism with mechanical closing, without Remote trip alarm reset coil (RR), without 2nd shunt trip, without 1st Shunt trip | 482870 | 1 | Z\ | 1
3WA1340-5EG32-0AA0 |  | Withdrawable circuit breaker with guide frame, IEC 60947-2, frame size 3, 3-poles, In=4000A up to 690V AC 50/60Hz, breaking capacity H Icu=100/85kA at 500/690V, Trip unit ETU600 LSIG Hi-Z upgrade ready , colordisplay, bluetooth and USB interface, Protection LT, ST, INST, GFx, with GF highimpedance-input N-protection required an external N-sensor, incl. trip alarm switch (1xCO), rear connection horizontal, guide frame with shutter and w/o position signalling switch, with internal voltage tap on lower stab of circuit breaker, with voltage tap module VTM680 and power supply of ETU600, able to communication, integrated metering type PMF-1 Energy Efficiency, Voltage, Active energy Ea Manual operating mechanism with mechanical closing, without Spring charging motor, Ready-to-close signal. switch, Auxiliary switches 2NO+2NC, without Closing coil (CC), manual operating mechanism with mechanical closing, without Remote trip alarm reset coil (RR), without 2nd shunt trip, without 1st Shunt trip | 472870 | 1 | Z\ | 1
3WA1340-5EG33-0AA0 |  | Withdrawable circuit breaker with guide frame, IEC 60947-2, frame size 3, 3-poles, In=4000A up to 690V AC 50/60Hz, breaking capacity H Icu=100/85kA at 500/690V, Trip unit ETU600 LSIG Hi-Z upgrade ready , colordisplay, bluetooth and USB interface, Protection LT, ST, INST, GFx, with GF highimpedance-input N-protection required an external N-sensor, incl. trip alarm switch (1xCO), front connection double hole, guide frame with shutter and w/o position signalling switch, with internal voltage tap on lower stab of circuit breaker, with voltage tap module VTM680 and power supply of ETU600, able to communication, integrated metering type PMF-1 Energy Efficiency, Voltage, Active energy Ea Manual operating mechanism with mechanical closing, without Spring charging motor, Ready-to-close signal. switch, Auxiliary switches 2NO+2NC, without Closing coil (CC), manual operating mechanism with mechanical closing, without Remote trip alarm reset coil (RR), without 2nd shunt trip, without 1st Shunt trip | 493870 | 1 | Z\ | 1
3WA1340-5EG34-0AA0 |  | Withdrawable circuit breaker with guide frame, IEC 60947-2, frame size 3, 3-poles, In=4000A up to 690V AC 50/60Hz, breaking capacity H Icu=100/85kA at 500/690V, Trip unit ETU600 LSIG Hi-Z upgrade ready , colordisplay, bluetooth and USB interface, Protection LT, ST, INST, GFx, with GF highimpedance-input N-protection required an external N-sensor, incl. trip alarm switch (1xCO), rear connection flange, guide frame with shutter and w/o position signalling switch, with internal voltage tap on lower stab of circuit breaker, with voltage tap module VTM680 and power supply of ETU600, able to communication, integrated metering type PMF-1 Energy Efficiency, Voltage, Active energy Ea Manual operating mechanism with mechanical closing, without Spring charging motor, Ready-to-close signal. switch, Auxiliary switches 2NO+2NC, without Closing coil (CC), manual operating mechanism with mechanical closing, without Remote trip alarm reset coil (RR), without 2nd shunt trip, without 1st Shunt trip | 472870 | 1 | Z\ | 1
3WA1340-5EG41-0AA0 |  | Withdrawable circuit breaker with guide frame, IEC 60947-2, frame size 3, 4-poles, N-pole left, In=4000A up to 690V AC 50/60Hz, breaking capacity H Icu=100/85kA at 500/690V, Trip unit ETU600 LSIG Hi-Z upgrade ready , colordisplay, bluetooth and USB interface, Protection LT, ST, INST, GFx, with GF highimpedance-input include N-protection, (internal N-sensor available), incl. trip alarm switch (1xCO), rear connection vertical, guide frame with shutter and w/o position signalling switch, with internal voltage tap on lower stab of circuit breaker, with voltage tap module VTM680 and power supply of ETU600, able to communication, integrated metering type PMF-1 Energy Efficiency, Voltage, Active energy Ea Manual operating mechanism with mechanical closing, without Spring charging motor, Ready-to-close signal. switch, Auxiliary switches 2NO+2NC, without Closing coil (CC), manual operating mechanism with mechanical closing, without Remote trip alarm reset coil (RR), without 2nd shunt trip, without 1st Shunt trip | 624870 | 1 | Z\ | 1
3WA1340-5EG42-0AA0 |  | Withdrawable circuit breaker with guide frame, IEC 60947-2, frame size 3, 4-poles, N-pole left, In=4000A up to 690V AC 50/60Hz, breaking capacity H Icu=100/85kA at 500/690V, Trip unit ETU600 LSIG Hi-Z upgrade ready , colordisplay, bluetooth and USB interface, Protection LT, ST, INST, GFx, with GF highimpedance-input include N-protection, (internal N-sensor available), incl. trip alarm switch (1xCO), rear connection horizontal, guide frame with shutter and w/o position signalling switch, with internal voltage tap on lower stab of circuit breaker, with voltage tap module VTM680 and power supply of ETU600, able to communication, integrated metering type PMF-1 Energy Efficiency, Voltage, Active energy Ea Manual operating mechanism with mechanical closing, without Spring charging motor, Ready-to-close signal. switch, Auxiliary switches 2NO+2NC, without Closing coil (CC), manual operating mechanism with mechanical closing, without Remote trip alarm reset coil (RR), without 2nd shunt trip, without 1st Shunt trip | 610870 | 1 | Z\ | 1
3WA1340-5EG43-0AA0 |  | Withdrawable circuit breaker with guide frame, IEC 60947-2, frame size 3, 4-poles, N-pole left, In=4000A up to 690V AC 50/60Hz, breaking capacity H Icu=100/85kA at 500/690V, Trip unit ETU600 LSIG Hi-Z upgrade ready , colordisplay, bluetooth and USB interface, Protection LT, ST, INST, GFx, with GF highimpedance-input include N-protection, (internal N-sensor available), incl. trip alarm switch (1xCO), front connection double hole, guide frame with shutter and w/o position signalling switch, with internal voltage tap on lower stab of circuit breaker, with voltage tap module VTM680 and power supply of ETU600, able to communication, integrated metering type PMF-1 Energy Efficiency, Voltage, Active energy Ea Manual operating mechanism with mechanical closing, without Spring charging motor, Ready-to-close signal. switch, Auxiliary switches 2NO+2NC, without Closing coil (CC), manual operating mechanism with mechanical closing, without Remote trip alarm reset coil (RR), without 2nd shunt trip, without 1st Shunt trip | 638870 | 1 | Z\ | 1
3WA1340-5EG44-0AA0 |  | Withdrawable circuit breaker with guide frame, IEC 60947-2, frame size 3, 4-poles, N-pole left, In=4000A up to 690V AC 50/60Hz, breaking capacity H Icu=100/85kA at 500/690V, Trip unit ETU600 LSIG Hi-Z upgrade ready , colordisplay, bluetooth and USB interface, Protection LT, ST, INST, GFx, with GF highimpedance-input include N-protection, (internal N-sensor available), incl. trip alarm switch (1xCO), rear connection flange, guide frame with shutter and w/o position signalling switch, with internal voltage tap on lower stab of circuit breaker, with voltage tap module VTM680 and power supply of ETU600, able to communication, integrated metering type PMF-1 Energy Efficiency, Voltage, Active energy Ea Manual operating mechanism with mechanical closing, without Spring charging motor, Ready-to-close signal. switch, Auxiliary switches 2NO+2NC, without Closing coil (CC), manual operating mechanism with mechanical closing, without Remote trip alarm reset coil (RR), without 2nd shunt trip, without 1st Shunt trip | 610870 | 1 | Z\ | 1
3WA1340-5FE01-0AA0 |  | Fixed-mounted circuit breaker IEC 60947-2, frame size 3, 3-poles, In=4000A up to 690V AC 50/60Hz, breaking capacity H Icu=100/85kA at 500/690V, Trip unit ETU600 LSI upgrade ready , colordisplay, bluetooth and USB interface, Protection LT, ST, INST, N-protection required an external N-sensor, incl. trip alarm switch (1xCO), rear connection vertical, with internal voltage tap on lower stab of circuit breaker, with voltage tap module VTM680 and power supply of ETU600, able to communication, integrated metering type PMF-2 Basic Power Monitoring, Voltage, Energy, Power, Power factor, Frequency, Unbalance, Temperature, Manual operating mechanism with mechanical closing, without Spring charging motor, Ready-to-close signal. switch, Auxiliary switches 2NO+2NC, without Closing coil (CC), manual operating mechanism with mechanical closing, without Remote trip alarm reset coil (RR), without 2nd shunt trip, without 1st Shunt trip | 380700 | 1 | Z\ | 1
3WA1340-5FE02-0AA0 |  | Fixed-mounted circuit breaker IEC 60947-2, frame size 3, 3-poles, In=4000A up to 690V AC 50/60Hz, breaking capacity H Icu=100/85kA at 500/690V, Trip unit ETU600 LSI upgrade ready , colordisplay, bluetooth and USB interface, Protection LT, ST, INST, N-protection required an external N-sensor, incl. trip alarm switch (1xCO), rear connection horizontal, with internal voltage tap on lower stab of circuit breaker, with voltage tap module VTM680 and power supply of ETU600, able to communication, integrated metering type PMF-2 Basic Power Monitoring, Voltage, Energy, Power, Power factor, Frequency, Unbalance, Temperature, Manual operating mechanism with mechanical closing, without Spring charging motor, Ready-to-close signal. switch, Auxiliary switches 2NO+2NC, without Closing coil (CC), manual operating mechanism with mechanical closing, without Remote trip alarm reset coil (RR), without 2nd shunt trip, without 1st Shunt trip | 370700 | 1 | Z\ | 1
3WA1340-5FE03-0AA0 |  | Fixed-mounted circuit breaker IEC 60947-2, frame size 3, 3-poles, In=4000A up to 690V AC 50/60Hz, breaking capacity H Icu=100/85kA at 500/690V, Trip unit ETU600 LSI upgrade ready , colordisplay, bluetooth and USB interface, Protection LT, ST, INST, N-protection required an external N-sensor, incl. trip alarm switch (1xCO), front connection double hole, with internal voltage tap on lower stab of circuit breaker, with voltage tap module VTM680 and power supply of ETU600, able to communication, integrated metering type PMF-2 Basic Power Monitoring, Voltage, Energy, Power, Power factor, Frequency, Unbalance, Temperature, Manual operating mechanism with mechanical closing, without Spring charging motor, Ready-to-close signal. switch, Auxiliary switches 2NO+2NC, without Closing coil (CC), manual operating mechanism with mechanical closing, without Remote trip alarm reset coil (RR), without 2nd shunt trip, without 1st Shunt trip | 391700 | 1 | Z\ | 1
3WA1340-5FE11-0AA0 |  | Fixed-mounted circuit breaker IEC 60947-2, frame size 3, 4-poles, N-pole left, In=4000A up to 690V AC 50/60Hz, breaking capacity H Icu=100/85kA at 500/690V, Trip unit ETU600 LSI upgrade ready , colordisplay, bluetooth and USB interface, Protection LT, ST, INST, include N-protection, (internal N-sensor available), incl. trip alarm switch (1xCO), rear connection vertical, with internal voltage tap on lower stab of circuit breaker, with voltage tap module VTM680 and power supply of ETU600, able to communication, integrated metering type PMF-2 Basic Power Monitoring, Voltage, Energy, Power, Power factor, Frequency, Unbalance, Temperature, Manual operating mechanism with mechanical closing, without Spring charging motor, Ready-to-close signal. switch, Auxiliary switches 2NO+2NC, without Closing coil (CC), manual operating mechanism with mechanical closing, without Remote trip alarm reset coil (RR), without 2nd shunt trip, without 1st Shunt trip | 497700 | 1 | Z\ | 1
3WA1340-5FE12-0AA0 |  | Fixed-mounted circuit breaker IEC 60947-2, frame size 3, 4-poles, N-pole left, In=4000A up to 690V AC 50/60Hz, breaking capacity H Icu=100/85kA at 500/690V, Trip unit ETU600 LSI upgrade ready , colordisplay, bluetooth and USB interface, Protection LT, ST, INST, include N-protection, (internal N-sensor available), incl. trip alarm switch (1xCO), rear connection horizontal, with internal voltage tap on lower stab of circuit breaker, with voltage tap module VTM680 and power supply of ETU600, able to communication, integrated metering type PMF-2 Basic Power Monitoring, Voltage, Energy, Power, Power factor, Frequency, Unbalance, Temperature, Manual operating mechanism with mechanical closing, without Spring charging motor, Ready-to-close signal. switch, Auxiliary switches 2NO+2NC, without Closing coil (CC), manual operating mechanism with mechanical closing, without Remote trip alarm reset coil (RR), without 2nd shunt trip, without 1st Shunt trip | 483700 | 1 | Z\ | 1
3WA1340-5FE21-0AA0 |  | fixed-mounted circuit breaker, IEC 60947-2, size 3, 4-pole, N pole on right, In=4000 A up to 690 V AC 50/60 Hz, breaking capacity H Icu=100/85 kA at 500/690 V, tripping unit ETU600 LSI upgradeable, color display, Bluetooth, USB interface, basic protection LT, ST, INST, including protection of the N conductor (internal neutral point sensor available), trip alarm switch (1 x CO), connection at rear vertical, with internal voltage tap on lower stab of circuit breaker, with voltage tap module VTM680 and power supply of ETU600, able to communication, integrated metering type PMF-2 Basic Power Monitoring, Voltage, Energy, Power, Power factor, Frequency, Unbalance, Temperature, Manual operating mechanism with mechanical closing, without Spring charging motor, Ready-to-close signal. switch, Auxiliary switches 2NO+2NC, without Closing coil (CC), manual operating mechanism with mechanical closing, without Remote trip alarm reset coil (RR), without 2nd shunt trip, without 1st Shunt trip | 497700 | 1 | Z\ | 1
3WA1340-5FE22-0AA0 |  | fixed-mounted circuit breaker, IEC 60947-2, size 3, 4-pole, N pole on right, In=4000 A up to 690 V AC 50/60 Hz, breaking capacity H Icu=100/85 kA at 500/690 V, tripping unit ETU600 LSI upgradeable, color display, Bluetooth, USB interface, basic protection LT, ST, INST, including protection of the N conductor (internal neutral point sensor available), trip alarm switch (1 x CO), connection at rear horizontal with internal voltage tap on lower stab of circuit breaker, with voltage tap module VTM680 and power supply of ETU600, able to communication, integrated metering type PMF-2 Basic Power Monitoring, Voltage, Energy, Power, Power factor, Frequency, Unbalance, Temperature, Manual operating mechanism with mechanical closing, without Spring charging motor, Ready-to-close signal. switch, Auxiliary switches 2NO+2NC, without Closing coil (CC), manual operating mechanism with mechanical closing, without Remote trip alarm reset coil (RR), without 2nd shunt trip, without 1st Shunt trip | 483700 | 1 | Z\ | 1
3WA1340-5FE23-0AA0 |  | fixed-mounted circuit breaker, IEC 60947-2, size 3, 4-pole, N pole on right, In=4000 A up to 690 V AC 50/60 Hz, breaking capacity H Icu=100/85 kA at 500/690 V, tripping unit ETU600 LSI upgradeable, color display, Bluetooth, USB interface, basic protection LT, ST, INST, including protection of the N conductor (internal neutral point sensor available), trip alarm switch (1 x CO), front connection double hole, with internal voltage tap on lower stab of circuit breaker, with voltage tap module VTM680 and power supply of ETU600, able to communication, integrated metering type PMF-2 Basic Power Monitoring, Voltage, Energy, Power, Power factor, Frequency, Unbalance, Temperature, Manual operating mechanism with mechanical closing, without Spring charging motor, Ready-to-close signal. switch, Auxiliary switches 2NO+2NC, without Closing coil (CC), manual operating mechanism with mechanical closing, without Remote trip alarm reset coil (RR), without 2nd shunt trip, without 1st Shunt trip | 511700 | 1 | Z\ | 1
3WA1340-5FE31-0AA0 |  | Withdrawable circuit breaker with guide frame, IEC 60947-2, frame size 3, 3-poles, In=4000A up to 690V AC 50/60Hz, breaking capacity H Icu=100/85kA at 500/690V, Trip unit ETU600 LSI upgrade ready , colordisplay, bluetooth and USB interface, Protection LT, ST, INST, N-protection required an external N-sensor, incl. trip alarm switch (1xCO), rear connection vertical, guide frame with shutter and w/o position signalling switch, with internal voltage tap on lower stab of circuit breaker, with voltage tap module VTM680 and power supply of ETU600, able to communication, integrated metering type PMF-2 Basic Power Monitoring, Voltage, Energy, Power, Power factor, Frequency, Unbalance, Temperature, Manual operating mechanism with mechanical closing, without Spring charging motor, Ready-to-close signal. switch, Auxiliary switches 2NO+2NC, without Closing coil (CC), manual operating mechanism with mechanical closing, without Remote trip alarm reset coil (RR), without 2nd shunt trip, without 1st Shunt trip | 459700 | 1 | Z\ | 1
3WA1340-5FE32-0AA0 |  | Withdrawable circuit breaker with guide frame, IEC 60947-2, frame size 3, 3-poles, In=4000A up to 690V AC 50/60Hz, breaking capacity H Icu=100/85kA at 500/690V, Trip unit ETU600 LSI upgrade ready , colordisplay, bluetooth and USB interface, Protection LT, ST, INST, N-protection required an external N-sensor, incl. trip alarm switch (1xCO), rear connection horizontal, guide frame with shutter and w/o position signalling switch, with internal voltage tap on lower stab of circuit breaker, with voltage tap module VTM680 and power supply of ETU600, able to communication, integrated metering type PMF-2 Basic Power Monitoring, Voltage, Energy, Power, Power factor, Frequency, Unbalance, Temperature, Manual operating mechanism with mechanical closing, without Spring charging motor, Ready-to-close signal. switch, Auxiliary switches 2NO+2NC, without Closing coil (CC), manual operating mechanism with mechanical closing, without Remote trip alarm reset coil (RR), without 2nd shunt trip, without 1st Shunt trip | 449700 | 1 | Z\ | 1
3WA1340-5FE33-0AA0 |  | Withdrawable circuit breaker with guide frame, IEC 60947-2, frame size 3, 3-poles, In=4000A up to 690V AC 50/60Hz, breaking capacity H Icu=100/85kA at 500/690V, Trip unit ETU600 LSI upgrade ready , colordisplay, bluetooth and USB interface, Protection LT, ST, INST, N-protection required an external N-sensor, incl. trip alarm switch (1xCO), front connection double hole, guide frame with shutter and w/o position signalling switch, with internal voltage tap on lower stab of circuit breaker, with voltage tap module VTM680 and power supply of ETU600, able to communication, integrated metering type PMF-2 Basic Power Monitoring, Voltage, Energy, Power, Power factor, Frequency, Unbalance, Temperature, Manual operating mechanism with mechanical closing, without Spring charging motor, Ready-to-close signal. switch, Auxiliary switches 2NO+2NC, without Closing coil (CC), manual operating mechanism with mechanical closing, without Remote trip alarm reset coil (RR), without 2nd shunt trip, without 1st Shunt trip | 470700 | 1 | Z\ | 1
3WA1340-5FE34-0AA0 |  | Withdrawable circuit breaker with guide frame, IEC 60947-2, frame size 3, 3-poles, In=4000A up to 690V AC 50/60Hz, breaking capacity H Icu=100/85kA at 500/690V, Trip unit ETU600 LSI upgrade ready , colordisplay, bluetooth and USB interface, Protection LT, ST, INST, N-protection required an external N-sensor, incl. trip alarm switch (1xCO), rear connection flange, guide frame with shutter and w/o position signalling switch, with internal voltage tap on lower stab of circuit breaker, with voltage tap module VTM680 and power supply of ETU600, able to communication, integrated metering type PMF-2 Basic Power Monitoring, Voltage, Energy, Power, Power factor, Frequency, Unbalance, Temperature, Manual operating mechanism with mechanical closing, without Spring charging motor, Ready-to-close signal. switch, Auxiliary switches 2NO+2NC, without Closing coil (CC), manual operating mechanism with mechanical closing, without Remote trip alarm reset coil (RR), without 2nd shunt trip, without 1st Shunt trip | 449700 | 1 | Z\ | 1
3WA1340-5FE41-0AA0 |  | Withdrawable circuit breaker with guide frame, IEC 60947-2, frame size 3, 4-poles, N-pole left, In=4000A up to 690V AC 50/60Hz, breaking capacity H Icu=100/85kA at 500/690V, Trip unit ETU600 LSI upgrade ready , colordisplay, bluetooth and USB interface, Protection LT, ST, INST, include N-protection, (internal N-sensor available), incl. trip alarm switch (1xCO), rear connection vertical, guide frame with shutter and w/o position signalling switch, with internal voltage tap on lower stab of circuit breaker, with voltage tap module VTM680 and power supply of ETU600, able to communication, integrated metering type PMF-2 Basic Power Monitoring, Voltage, Energy, Power, Power factor, Frequency, Unbalance, Temperature, Manual operating mechanism with mechanical closing, without Spring charging motor, Ready-to-close signal. switch, Auxiliary switches 2NO+2NC, without Closing coil (CC), manual operating mechanism with mechanical closing, without Remote trip alarm reset coil (RR), without 2nd shunt trip, without 1st Shunt trip | 601700 | 1 | Z\ | 1
3WA1340-5FE42-0AA0 |  | Withdrawable circuit breaker with guide frame, IEC 60947-2, frame size 3, 4-poles, N-pole left, In=4000A up to 690V AC 50/60Hz, breaking capacity H Icu=100/85kA at 500/690V, Trip unit ETU600 LSI upgrade ready , colordisplay, bluetooth and USB interface, Protection LT, ST, INST, include N-protection, (internal N-sensor available), incl. trip alarm switch (1xCO), rear connection horizontal, guide frame with shutter and w/o position signalling switch, with internal voltage tap on lower stab of circuit breaker, with voltage tap module VTM680 and power supply of ETU600, able to communication, integrated metering type PMF-2 Basic Power Monitoring, Voltage, Energy, Power, Power factor, Frequency, Unbalance, Temperature, Manual operating mechanism with mechanical closing, without Spring charging motor, Ready-to-close signal. switch, Auxiliary switches 2NO+2NC, without Closing coil (CC), manual operating mechanism with mechanical closing, without Remote trip alarm reset coil (RR), without 2nd shunt trip, without 1st Shunt trip | 587700 | 1 | Z\ | 1
3WA1340-5FE43-0AA0 |  | Withdrawable circuit breaker with guide frame, IEC 60947-2, frame size 3, 4-poles, N-pole left, In=4000A up to 690V AC 50/60Hz, breaking capacity H Icu=100/85kA at 500/690V, Trip unit ETU600 LSI upgrade ready , colordisplay, bluetooth and USB interface, Protection LT, ST, INST, include N-protection, (internal N-sensor available), incl. trip alarm switch (1xCO), front connection double hole, guide frame with shutter and w/o position signalling switch, with internal voltage tap on lower stab of circuit breaker, with voltage tap module VTM680 and power supply of ETU600, able to communication, integrated metering type PMF-2 Basic Power Monitoring, Voltage, Energy, Power, Power factor, Frequency, Unbalance, Temperature, Manual operating mechanism with mechanical closing, without Spring charging motor, Ready-to-close signal. switch, Auxiliary switches 2NO+2NC, without Closing coil (CC), manual operating mechanism with mechanical closing, without Remote trip alarm reset coil (RR), without 2nd shunt trip, without 1st Shunt trip | 615700 | 1 | Z\ | 1
3WA1340-5FE44-0AA0 |  | Withdrawable circuit breaker with guide frame, IEC 60947-2, frame size 3, 4-poles, N-pole left, In=4000A up to 690V AC 50/60Hz, breaking capacity H Icu=100/85kA at 500/690V, Trip unit ETU600 LSI upgrade ready , colordisplay, bluetooth and USB interface, Protection LT, ST, INST, include N-protection, (internal N-sensor available), incl. trip alarm switch (1xCO), rear connection flange, guide frame with shutter and w/o position signalling switch, with internal voltage tap on lower stab of circuit breaker, with voltage tap module VTM680 and power supply of ETU600, able to communication, integrated metering type PMF-2 Basic Power Monitoring, Voltage, Energy, Power, Power factor, Frequency, Unbalance, Temperature, Manual operating mechanism with mechanical closing, without Spring charging motor, Ready-to-close signal. switch, Auxiliary switches 2NO+2NC, without Closing coil (CC), manual operating mechanism with mechanical closing, without Remote trip alarm reset coil (RR), without 2nd shunt trip, without 1st Shunt trip | 587700 | 1 | Z\ | 1
3WA1340-5FF01-0AA0 |  | Fixed-mounted circuit breaker IEC 60947-2, frame size 3, 3-poles, In=4000A up to 690V AC 50/60Hz, breaking capacity H Icu=100/85kA at 500/690V, Trip unit ETU600 LSIG upgrade ready , colordisplay, bluetooth and USB interface, Protection LT, ST, INST, GFx, N-protection required an external N-sensor, incl. trip alarm switch (1xCO), rear connection vertical, with internal voltage tap on lower stab of circuit breaker, with voltage tap module VTM680 and power supply of ETU600, able to communication, integrated metering type PMF-2 Basic Power Monitoring, Voltage, Energy, Power, Power factor, Frequency, Unbalance, Temperature, Manual operating mechanism with mechanical closing, without Spring charging motor, Ready-to-close signal. switch, Auxiliary switches 2NO+2NC, without Closing coil (CC), manual operating mechanism with mechanical closing, without Remote trip alarm reset coil (RR), without 2nd shunt trip, without 1st Shunt trip | 391700 | 1 | Z\ | 1
3WA1340-5FF02-0AA0 |  | Fixed-mounted circuit breaker IEC 60947-2, frame size 3, 3-poles, In=4000A up to 690V AC 50/60Hz, breaking capacity H Icu=100/85kA at 500/690V, Trip unit ETU600 LSIG upgrade ready , colordisplay, bluetooth and USB interface, Protection LT, ST, INST, GFx, N-protection required an external N-sensor, incl. trip alarm switch (1xCO), rear connection horizontal, with internal voltage tap on lower stab of circuit breaker, with voltage tap module VTM680 and power supply of ETU600, able to communication, integrated metering type PMF-2 Basic Power Monitoring, Voltage, Energy, Power, Power factor, Frequency, Unbalance, Temperature, Manual operating mechanism with mechanical closing, without Spring charging motor, Ready-to-close signal. switch, Auxiliary switches 2NO+2NC, without Closing coil (CC), manual operating mechanism with mechanical closing, without Remote trip alarm reset coil (RR), without 2nd shunt trip, without 1st Shunt trip | 380700 | 1 | Z\ | 1
3WA1340-5FF03-0AA0 |  | Fixed-mounted circuit breaker IEC 60947-2, frame size 3, 3-poles, In=4000A up to 690V AC 50/60Hz, breaking capacity H Icu=100/85kA at 500/690V, Trip unit ETU600 LSIG upgrade ready , colordisplay, bluetooth and USB interface, Protection LT, ST, INST, GFx, N-protection required an external N-sensor, incl. trip alarm switch (1xCO), front connection double hole, with internal voltage tap on lower stab of circuit breaker, with voltage tap module VTM680 and power supply of ETU600, able to communication, integrated metering type PMF-2 Basic Power Monitoring, Voltage, Energy, Power, Power factor, Frequency, Unbalance, Temperature, Manual operating mechanism with mechanical closing, without Spring charging motor, Ready-to-close signal. switch, Auxiliary switches 2NO+2NC, without Closing coil (CC), manual operating mechanism with mechanical closing, without Remote trip alarm reset coil (RR), without 2nd shunt trip, without 1st Shunt trip | 402700 | 1 | Z\ | 1
3WA1340-5FF11-0AA0 |  | Fixed-mounted circuit breaker IEC 60947-2, frame size 3, 4-poles, N-pole left, In=4000A up to 690V AC 50/60Hz, breaking capacity H Icu=100/85kA at 500/690V, Trip unit ETU600 LSIG upgrade ready , colordisplay, bluetooth and USB interface, Protection LT, ST, INST, GFx, include N-protection, (internal N-sensor available), incl. trip alarm switch (1xCO), rear connection vertical, with internal voltage tap on lower stab of circuit breaker, with voltage tap module VTM680 and power supply of ETU600, able to communication, integrated metering type PMF-2 Basic Power Monitoring, Voltage, Energy, Power, Power factor, Frequency, Unbalance, Temperature, Manual operating mechanism with mechanical closing, without Spring charging motor, Ready-to-close signal. switch, Auxiliary switches 2NO+2NC, without Closing coil (CC), manual operating mechanism with mechanical closing, without Remote trip alarm reset coil (RR), without 2nd shunt trip, without 1st Shunt trip | 507700 | 1 | Z\ | 1
3WA1340-5FF12-0AA0 |  | Fixed-mounted circuit breaker IEC 60947-2, frame size 3, 4-poles, N-pole left, In=4000A up to 690V AC 50/60Hz, breaking capacity H Icu=100/85kA at 500/690V, Trip unit ETU600 LSIG upgrade ready , colordisplay, bluetooth and USB interface, Protection LT, ST, INST, GFx, include N-protection, (internal N-sensor available), incl. trip alarm switch (1xCO), rear connection horizontal, with internal voltage tap on lower stab of circuit breaker, with voltage tap module VTM680 and power supply of ETU600, able to communication, integrated metering type PMF-2 Basic Power Monitoring, Voltage, Energy, Power, Power factor, Frequency, Unbalance, Temperature, Manual operating mechanism with mechanical closing, without Spring charging motor, Ready-to-close signal. switch, Auxiliary switches 2NO+2NC, without Closing coil (CC), manual operating mechanism with mechanical closing, without Remote trip alarm reset coil (RR), without 2nd shunt trip, without 1st Shunt trip | 493700 | 1 | Z\ | 1
3WA1340-5FF21-0AA0 |  | fixed-mounted circuit breaker, IEC 60947-2, size 3, 4-pole, N pole on right, In=4000 A up to 690 V AC 50/60 Hz, breaking capacity H Icu=100/85 kA at 500/690 V, tripping unit ETU600 LSIG upgradeable, color display, Bluetooth, USB interface, basic protection LT, ST, INST, GFx, including protection of the N conductor (internal neutral point sensor available), trip alarm switch (1 x CO), connection at rear vertical, with internal voltage tap on lower stab of circuit breaker, with voltage tap module VTM680 and power supply of ETU600, able to communication, integrated metering type PMF-2 Basic Power Monitoring, Voltage, Energy, Power, Power factor, Frequency, Unbalance, Temperature, Manual operating mechanism with mechanical closing, without Spring charging motor, Ready-to-close signal. switch, Auxiliary switches 2NO+2NC, without Closing coil (CC), manual operating mechanism with mechanical closing, without Remote trip alarm reset coil (RR), without 2nd shunt trip, without 1st Shunt trip | 507700 | 1 | Z\ | 1
3WA1340-5FF22-0AA0 |  | fixed-mounted circuit breaker, IEC 60947-2, size 3, 4-pole, N pole on right, In=4000 A up to 690 V AC 50/60 Hz, breaking capacity H Icu=100/85 kA at 500/690 V, tripping unit ETU600 LSIG upgradeable, color display, Bluetooth, USB interface, basic protection LT, ST, INST, GFx, including protection of the N conductor (internal neutral point sensor available), trip alarm switch (1 x CO), connection at rear horizontal with internal voltage tap on lower stab of circuit breaker, with voltage tap module VTM680 and power supply of ETU600, able to communication, integrated metering type PMF-2 Basic Power Monitoring, Voltage, Energy, Power, Power factor, Frequency, Unbalance, Temperature, Manual operating mechanism with mechanical closing, without Spring charging motor, Ready-to-close signal. switch, Auxiliary switches 2NO+2NC, without Closing coil (CC), manual operating mechanism with mechanical closing, without Remote trip alarm reset coil (RR), without 2nd shunt trip, without 1st Shunt trip | 493700 | 1 | Z\ | 1
3WA1340-5FF23-0AA0 |  | fixed-mounted circuit breaker, IEC 60947-2, size 3, 4-pole, N pole on right, In=4000 A up to 690 V AC 50/60 Hz, breaking capacity H Icu=100/85 kA at 500/690 V, tripping unit ETU600 LSIG upgradeable, color display, Bluetooth, USB interface, basic protection LT, ST, INST, GFx, including protection of the N conductor (internal neutral point sensor available), trip alarm switch (1 x CO), front connection double hole, with internal voltage tap on lower stab of circuit breaker, with voltage tap module VTM680 and power supply of ETU600, able to communication, integrated metering type PMF-2 Basic Power Monitoring, Voltage, Energy, Power, Power factor, Frequency, Unbalance, Temperature, Manual operating mechanism with mechanical closing, without Spring charging motor, Ready-to-close signal. switch, Auxiliary switches 2NO+2NC, without Closing coil (CC), manual operating mechanism with mechanical closing, without Remote trip alarm reset coil (RR), without 2nd shunt trip, without 1st Shunt trip | 522700 | 1 | Z\ | 1
3WA1340-5FF31-0AA0 |  | Withdrawable circuit breaker with guide frame, IEC 60947-2, frame size 3, 3-poles, In=4000A up to 690V AC 50/60Hz, breaking capacity H Icu=100/85kA at 500/690V, Trip unit ETU600 LSIG upgrade ready , colordisplay, bluetooth and USB interface, Protection LT, ST, INST, GFx, N-protection required an external N-sensor, incl. trip alarm switch (1xCO), rear connection vertical, guide frame with shutter and w/o position signalling switch, with internal voltage tap on lower stab of circuit breaker, with voltage tap module VTM680 and power supply of ETU600, able to communication, integrated metering type PMF-2 Basic Power Monitoring, Voltage, Energy, Power, Power factor, Frequency, Unbalance, Temperature, Manual operating mechanism with mechanical closing, without Spring charging motor, Ready-to-close signal. switch, Auxiliary switches 2NO+2NC, without Closing coil (CC), manual operating mechanism with mechanical closing, without Remote trip alarm reset coil (RR), without 2nd shunt trip, without 1st Shunt trip | 470700 | 1 | Z\ | 1
3WA1340-5FF32-0AA0 |  | Withdrawable circuit breaker with guide frame, IEC 60947-2, frame size 3, 3-poles, In=4000A up to 690V AC 50/60Hz, breaking capacity H Icu=100/85kA at 500/690V, Trip unit ETU600 LSIG upgrade ready , colordisplay, bluetooth and USB interface, Protection LT, ST, INST, GFx, N-protection required an external N-sensor, incl. trip alarm switch (1xCO), rear connection horizontal, guide frame with shutter and w/o position signalling switch, with internal voltage tap on lower stab of circuit breaker, with voltage tap module VTM680 and power supply of ETU600, able to communication, integrated metering type PMF-2 Basic Power Monitoring, Voltage, Energy, Power, Power factor, Frequency, Unbalance, Temperature, Manual operating mechanism with mechanical closing, without Spring charging motor, Ready-to-close signal. switch, Auxiliary switches 2NO+2NC, without Closing coil (CC), manual operating mechanism with mechanical closing, without Remote trip alarm reset coil (RR), without 2nd shunt trip, without 1st Shunt trip | 459700 | 1 | Z\ | 1
3WA1340-5FF33-0AA0 |  | Withdrawable circuit breaker with guide frame, IEC 60947-2, frame size 3, 3-poles, In=4000A up to 690V AC 50/60Hz, breaking capacity H Icu=100/85kA at 500/690V, Trip unit ETU600 LSIG upgrade ready , colordisplay, bluetooth and USB interface, Protection LT, ST, INST, GFx, N-protection required an external N-sensor, incl. trip alarm switch (1xCO), front connection double hole, guide frame with shutter and w/o position signalling switch, with internal voltage tap on lower stab of circuit breaker, with voltage tap module VTM680 and power supply of ETU600, able to communication, integrated metering type PMF-2 Basic Power Monitoring, Voltage, Energy, Power, Power factor, Frequency, Unbalance, Temperature, Manual operating mechanism with mechanical closing, without Spring charging motor, Ready-to-close signal. switch, Auxiliary switches 2NO+2NC, without Closing coil (CC), manual operating mechanism with mechanical closing, without Remote trip alarm reset coil (RR), without 2nd shunt trip, without 1st Shunt trip | 481700 | 1 | Z\ | 1
3WA1340-5FF34-0AA0 |  | Withdrawable circuit breaker with guide frame, IEC 60947-2, frame size 3, 3-poles, In=4000A up to 690V AC 50/60Hz, breaking capacity H Icu=100/85kA at 500/690V, Trip unit ETU600 LSIG upgrade ready , colordisplay, bluetooth and USB interface, Protection LT, ST, INST, GFx, N-protection required an external N-sensor, incl. trip alarm switch (1xCO), rear connection flange, guide frame with shutter and w/o position signalling switch, with internal voltage tap on lower stab of circuit breaker, with voltage tap module VTM680 and power supply of ETU600, able to communication, integrated metering type PMF-2 Basic Power Monitoring, Voltage, Energy, Power, Power factor, Frequency, Unbalance, Temperature, Manual operating mechanism with mechanical closing, without Spring charging motor, Ready-to-close signal. switch, Auxiliary switches 2NO+2NC, without Closing coil (CC), manual operating mechanism with mechanical closing, without Remote trip alarm reset coil (RR), without 2nd shunt trip, without 1st Shunt trip | 459700 | 1 | Z\ | 1
3WA1340-5FF41-0AA0 |  | Withdrawable circuit breaker with guide frame, IEC 60947-2, frame size 3, 4-poles, N-pole left, In=4000A up to 690V AC 50/60Hz, breaking capacity H Icu=100/85kA at 500/690V, Trip unit ETU600 LSIG upgrade ready , colordisplay, bluetooth and USB interface, Protection LT, ST, INST, GFx, include N-protection, (internal N-sensor available), incl. trip alarm switch (1xCO), rear connection vertical, guide frame with shutter and w/o position signalling switch, with internal voltage tap on lower stab of circuit breaker, with voltage tap module VTM680 and power supply of ETU600, able to communication, integrated metering type PMF-2 Basic Power Monitoring, Voltage, Energy, Power, Power factor, Frequency, Unbalance, Temperature, Manual operating mechanism with mechanical closing, without Spring charging motor, Ready-to-close signal. switch, Auxiliary switches 2NO+2NC, without Closing coil (CC), manual operating mechanism with mechanical closing, without Remote trip alarm reset coil (RR), without 2nd shunt trip, without 1st Shunt trip | 612700 | 1 | Z\ | 1
3WA1340-5FF42-0AA0 |  | Withdrawable circuit breaker with guide frame, IEC 60947-2, frame size 3, 4-poles, N-pole left, In=4000A up to 690V AC 50/60Hz, breaking capacity H Icu=100/85kA at 500/690V, Trip unit ETU600 LSIG upgrade ready , colordisplay, bluetooth and USB interface, Protection LT, ST, INST, GFx, include N-protection, (internal N-sensor available), incl. trip alarm switch (1xCO), rear connection horizontal, guide frame with shutter and w/o position signalling switch, with internal voltage tap on lower stab of circuit breaker, with voltage tap module VTM680 and power supply of ETU600, able to communication, integrated metering type PMF-2 Basic Power Monitoring, Voltage, Energy, Power, Power factor, Frequency, Unbalance, Temperature, Manual operating mechanism with mechanical closing, without Spring charging motor, Ready-to-close signal. switch, Auxiliary switches 2NO+2NC, without Closing coil (CC), manual operating mechanism with mechanical closing, without Remote trip alarm reset coil (RR), without 2nd shunt trip, without 1st Shunt trip | 598700 | 1 | Z\ | 1
3WA1340-5FF43-0AA0 |  | Withdrawable circuit breaker with guide frame, IEC 60947-2, frame size 3, 4-poles, N-pole left, In=4000A up to 690V AC 50/60Hz, breaking capacity H Icu=100/85kA at 500/690V, Trip unit ETU600 LSIG upgrade ready , colordisplay, bluetooth and USB interface, Protection LT, ST, INST, GFx, include N-protection, (internal N-sensor available), incl. trip alarm switch (1xCO), front connection double hole, guide frame with shutter and w/o position signalling switch, with internal voltage tap on lower stab of circuit breaker, with voltage tap module VTM680 and power supply of ETU600, able to communication, integrated metering type PMF-2 Basic Power Monitoring, Voltage, Energy, Power, Power factor, Frequency, Unbalance, Temperature, Manual operating mechanism with mechanical closing, without Spring charging motor, Ready-to-close signal. switch, Auxiliary switches 2NO+2NC, without Closing coil (CC), manual operating mechanism with mechanical closing, without Remote trip alarm reset coil (RR), without 2nd shunt trip, without 1st Shunt trip | 626700 | 1 | Z\ | 1
3WA1340-5FF44-0AA0 |  | Withdrawable circuit breaker with guide frame, IEC 60947-2, frame size 3, 4-poles, N-pole left, In=4000A up to 690V AC 50/60Hz, breaking capacity H Icu=100/85kA at 500/690V, Trip unit ETU600 LSIG upgrade ready , colordisplay, bluetooth and USB interface, Protection LT, ST, INST, GFx, include N-protection, (internal N-sensor available), incl. trip alarm switch (1xCO), rear connection flange, guide frame with shutter and w/o position signalling switch, with internal voltage tap on lower stab of circuit breaker, with voltage tap module VTM680 and power supply of ETU600, able to communication, integrated metering type PMF-2 Basic Power Monitoring, Voltage, Energy, Power, Power factor, Frequency, Unbalance, Temperature, Manual operating mechanism with mechanical closing, without Spring charging motor, Ready-to-close signal. switch, Auxiliary switches 2NO+2NC, without Closing coil (CC), manual operating mechanism with mechanical closing, without Remote trip alarm reset coil (RR), without 2nd shunt trip, without 1st Shunt trip | 598700 | 1 | Z\ | 1
3WA1340-5FG01-0AA0 |  | Fixed-mounted circuit breaker IEC 60947-2, frame size 3, 3-poles, In=4000A up to 690V AC 50/60Hz, breaking capacity H Icu=100/85kA at 500/690V, Trip unit ETU600 LSIG Hi-Z upgrade ready , colordisplay, bluetooth and USB interface, Protection LT, ST, INST, GFx, with GF highimpedance-input N-protection required an external N-sensor, incl. trip alarm switch (1xCO), rear connection vertical, with internal voltage tap on lower stab of circuit breaker, with voltage tap module VTM680 and power supply of ETU600, able to communication, integrated metering type PMF-2 Basic Power Monitoring, Voltage, Energy, Power, Power factor, Frequency, Unbalance, Temperature, Manual operating mechanism with mechanical closing, without Spring charging motor, Ready-to-close signal. switch, Auxiliary switches 2NO+2NC, without Closing coil (CC), manual operating mechanism with mechanical closing, without Remote trip alarm reset coil (RR), without 2nd shunt trip, without 1st Shunt trip | 412700 | 1 | Z\ | 1
3WA1340-5FG02-0AA0 |  | Fixed-mounted circuit breaker IEC 60947-2, frame size 3, 3-poles, In=4000A up to 690V AC 50/60Hz, breaking capacity H Icu=100/85kA at 500/690V, Trip unit ETU600 LSIG Hi-Z upgrade ready , colordisplay, bluetooth and USB interface, Protection LT, ST, INST, GFx, with GF highimpedance-input N-protection required an external N-sensor, incl. trip alarm switch (1xCO), rear connection horizontal, with internal voltage tap on lower stab of circuit breaker, with voltage tap module VTM680 and power supply of ETU600, able to communication, integrated metering type PMF-2 Basic Power Monitoring, Voltage, Energy, Power, Power factor, Frequency, Unbalance, Temperature, Manual operating mechanism with mechanical closing, without Spring charging motor, Ready-to-close signal. switch, Auxiliary switches 2NO+2NC, without Closing coil (CC), manual operating mechanism with mechanical closing, without Remote trip alarm reset coil (RR), without 2nd shunt trip, without 1st Shunt trip | 402700 | 1 | Z\ | 1
3WA1340-5FG03-0AA0 |  | Fixed-mounted circuit breaker IEC 60947-2, frame size 3, 3-poles, In=4000A up to 690V AC 50/60Hz, breaking capacity H Icu=100/85kA at 500/690V, Trip unit ETU600 LSIG Hi-Z upgrade ready , colordisplay, bluetooth and USB interface, Protection LT, ST, INST, GFx, with GF highimpedance-input N-protection required an external N-sensor, incl. trip alarm switch (1xCO), front connection double hole, with internal voltage tap on lower stab of circuit breaker, with voltage tap module VTM680 and power supply of ETU600, able to communication, integrated metering type PMF-2 Basic Power Monitoring, Voltage, Energy, Power, Power factor, Frequency, Unbalance, Temperature, Manual operating mechanism with mechanical closing, without Spring charging motor, Ready-to-close signal. switch, Auxiliary switches 2NO+2NC, without Closing coil (CC), manual operating mechanism with mechanical closing, without Remote trip alarm reset coil (RR), without 2nd shunt trip, without 1st Shunt trip | 423700 | 1 | Z\ | 1
3WA1340-5FG11-0AA0 |  | Fixed-mounted circuit breaker IEC 60947-2, frame size 3, 4-poles, N-pole left, In=4000A up to 690V AC 50/60Hz, breaking capacity H Icu=100/85kA at 500/690V, Trip unit ETU600 LSIG Hi-Z upgrade ready , colordisplay, bluetooth and USB interface, Protection LT, ST, INST, GFx, with GF highimpedance-input include N-protection, (internal N-sensor available), incl. trip alarm switch (1xCO), rear connection vertical, with internal voltage tap on lower stab of circuit breaker, with voltage tap module VTM680 and power supply of ETU600, able to communication, integrated metering type PMF-2 Basic Power Monitoring, Voltage, Energy, Power, Power factor, Frequency, Unbalance, Temperature, Manual operating mechanism with mechanical closing, without Spring charging motor, Ready-to-close signal. switch, Auxiliary switches 2NO+2NC, without Closing coil (CC), manual operating mechanism with mechanical closing, without Remote trip alarm reset coil (RR), without 2nd shunt trip, without 1st Shunt trip | 529700 | 1 | Z\ | 1
3WA1340-5FG12-0AA0 |  | Fixed-mounted circuit breaker IEC 60947-2, frame size 3, 4-poles, N-pole left, In=4000A up to 690V AC 50/60Hz, breaking capacity H Icu=100/85kA at 500/690V, Trip unit ETU600 LSIG Hi-Z upgrade ready , colordisplay, bluetooth and USB interface, Protection LT, ST, INST, GFx, with GF highimpedance-input include N-protection, (internal N-sensor available), incl. trip alarm switch (1xCO), rear connection horizontal, with internal voltage tap on lower stab of circuit breaker, with voltage tap module VTM680 and power supply of ETU600, able to communication, integrated metering type PMF-2 Basic Power Monitoring, Voltage, Energy, Power, Power factor, Frequency, Unbalance, Temperature, Manual operating mechanism with mechanical closing, without Spring charging motor, Ready-to-close signal. switch, Auxiliary switches 2NO+2NC, without Closing coil (CC), manual operating mechanism with mechanical closing, without Remote trip alarm reset coil (RR), without 2nd shunt trip, without 1st Shunt trip | 515700 | 1 | Z\ | 1
3WA1340-5FG21-0AA0 |  | fixed-mounted circuit breaker, IEC 60947-2, size 3, 4-pole, N pole on right, In=4000 A up to 690 V AC 50/60 Hz, breaking capacity H Icu=100/85 kA at 500/690 V, tripping unit ETU600 LSIG Hi-Z upgradeable, color display, Bluetooth, USB interface, basic protection LT, ST, INST, GFx, with GF high-impedance input, including protection of the N conductor (internal neutral point sensor available), trip alarm switch (1 x CO), connection at rear vertical, with internal voltage tap on lower stab of circuit breaker, with voltage tap module VTM680 and power supply of ETU600, able to communication, integrated metering type PMF-2 Basic Power Monitoring, Voltage, Energy, Power, Power factor, Frequency, Unbalance, Temperature, Manual operating mechanism with mechanical closing, without Spring charging motor, Ready-to-close signal. switch, Auxiliary switches 2NO+2NC, without Closing coil (CC), manual operating mechanism with mechanical closing, without Remote trip alarm reset coil (RR), without 2nd shunt trip, without 1st Shunt trip | 529700 | 1 | Z\ | 1
3WA1340-5FG22-0AA0 |  | fixed-mounted circuit breaker, IEC 60947-2, size 3, 4-pole, N pole on right, In=4000 A up to 690 V AC 50/60 Hz, breaking capacity H Icu=100/85 kA at 500/690 V, tripping unit ETU600 LSIG Hi-Z upgradeable, color display, Bluetooth, USB interface, basic protection LT, ST, INST, GFx, with GF high-impedance input, including protection of the N conductor (internal neutral point sensor available), trip alarm switch (1 x CO), connection at rear horizontal with internal voltage tap on lower stab of circuit breaker, with voltage tap module VTM680 and power supply of ETU600, able to communication, integrated metering type PMF-2 Basic Power Monitoring, Voltage, Energy, Power, Power factor, Frequency, Unbalance, Temperature, Manual operating mechanism with mechanical closing, without Spring charging motor, Ready-to-close signal. switch, Auxiliary switches 2NO+2NC, without Closing coil (CC), manual operating mechanism with mechanical closing, without Remote trip alarm reset coil (RR), without 2nd shunt trip, without 1st Shunt trip | 515700 | 1 | Z\ | 1
3WA1340-5FG23-0AA0 |  | fixed-mounted circuit breaker, IEC 60947-2, size 3, 4-pole, N pole on right, In=4000 A up to 690 V AC 50/60 Hz, breaking capacity H Icu=100/85 kA at 500/690 V, tripping unit ETU600 LSIG Hi-Z upgradeable, color display, Bluetooth, USB interface, basic protection LT, ST, INST, GFx, with GF high-impedance input, including protection of the N conductor (internal neutral point sensor available), trip alarm switch (1 x CO), front connection double hole, with internal voltage tap on lower stab of circuit breaker, with voltage tap module VTM680 and power supply of ETU600, able to communication, integrated metering type PMF-2 Basic Power Monitoring, Voltage, Energy, Power, Power factor, Frequency, Unbalance, Temperature, Manual operating mechanism with mechanical closing, without Spring charging motor, Ready-to-close signal. switch, Auxiliary switches 2NO+2NC, without Closing coil (CC), manual operating mechanism with mechanical closing, without Remote trip alarm reset coil (RR), without 2nd shunt trip, without 1st Shunt trip | 543700 | 1 | Z\ | 1
3WA1340-5FG31-0AA0 |  | Withdrawable circuit breaker with guide frame, IEC 60947-2, frame size 3, 3-poles, In=4000A up to 690V AC 50/60Hz, breaking capacity H Icu=100/85kA at 500/690V, Trip unit ETU600 LSIG Hi-Z upgrade ready , colordisplay, bluetooth and USB interface, Protection LT, ST, INST, GFx, with GF highimpedance-input N-protection required an external N-sensor, incl. trip alarm switch (1xCO), rear connection vertical, guide frame with shutter and w/o position signalling switch, with internal voltage tap on lower stab of circuit breaker, with voltage tap module VTM680 and power supply of ETU600, able to communication, integrated metering type PMF-2 Basic Power Monitoring, Voltage, Energy, Power, Power factor, Frequency, Unbalance, Temperature, Manual operating mechanism with mechanical closing, without Spring charging motor, Ready-to-close signal. switch, Auxiliary switches 2NO+2NC, without Closing coil (CC), manual operating mechanism with mechanical closing, without Remote trip alarm reset coil (RR), without 2nd shunt trip, without 1st Shunt trip | 491700 | 1 | Z\ | 1
3WA1340-5FG32-0AA0 |  | Withdrawable circuit breaker with guide frame, IEC 60947-2, frame size 3, 3-poles, In=4000A up to 690V AC 50/60Hz, breaking capacity H Icu=100/85kA at 500/690V, Trip unit ETU600 LSIG Hi-Z upgrade ready , colordisplay, bluetooth and USB interface, Protection LT, ST, INST, GFx, with GF highimpedance-input N-protection required an external N-sensor, incl. trip alarm switch (1xCO), rear connection horizontal, guide frame with shutter and w/o position signalling switch, with internal voltage tap on lower stab of circuit breaker, with voltage tap module VTM680 and power supply of ETU600, able to communication, integrated metering type PMF-2 Basic Power Monitoring, Voltage, Energy, Power, Power factor, Frequency, Unbalance, Temperature, Manual operating mechanism with mechanical closing, without Spring charging motor, Ready-to-close signal. switch, Auxiliary switches 2NO+2NC, without Closing coil (CC), manual operating mechanism with mechanical closing, without Remote trip alarm reset coil (RR), without 2nd shunt trip, without 1st Shunt trip | 481700 | 1 | Z\ | 1
3WA1340-5FG33-0AA0 |  | Withdrawable circuit breaker with guide frame, IEC 60947-2, frame size 3, 3-poles, In=4000A up to 690V AC 50/60Hz, breaking capacity H Icu=100/85kA at 500/690V, Trip unit ETU600 LSIG Hi-Z upgrade ready , colordisplay, bluetooth and USB interface, Protection LT, ST, INST, GFx, with GF highimpedance-input N-protection required an external N-sensor, incl. trip alarm switch (1xCO), front connection double hole, guide frame with shutter and w/o position signalling switch, with internal voltage tap on lower stab of circuit breaker, with voltage tap module VTM680 and power supply of ETU600, able to communication, integrated metering type PMF-2 Basic Power Monitoring, Voltage, Energy, Power, Power factor, Frequency, Unbalance, Temperature, Manual operating mechanism with mechanical closing, without Spring charging motor, Ready-to-close signal. switch, Auxiliary switches 2NO+2NC, without Closing coil (CC), manual operating mechanism with mechanical closing, without Remote trip alarm reset coil (RR), without 2nd shunt trip, without 1st Shunt trip | 502700 | 1 | Z\ | 1
3WA1340-5FG34-0AA0 |  | Withdrawable circuit breaker with guide frame, IEC 60947-2, frame size 3, 3-poles, In=4000A up to 690V AC 50/60Hz, breaking capacity H Icu=100/85kA at 500/690V, Trip unit ETU600 LSIG Hi-Z upgrade ready , colordisplay, bluetooth and USB interface, Protection LT, ST, INST, GFx, with GF highimpedance-input N-protection required an external N-sensor, incl. trip alarm switch (1xCO), rear connection flange, guide frame with shutter and w/o position signalling switch, with internal voltage tap on lower stab of circuit breaker, with voltage tap module VTM680 and power supply of ETU600, able to communication, integrated metering type PMF-2 Basic Power Monitoring, Voltage, Energy, Power, Power factor, Frequency, Unbalance, Temperature, Manual operating mechanism with mechanical closing, without Spring charging motor, Ready-to-close signal. switch, Auxiliary switches 2NO+2NC, without Closing coil (CC), manual operating mechanism with mechanical closing, without Remote trip alarm reset coil (RR), without 2nd shunt trip, without 1st Shunt trip | 481700 | 1 | Z\ | 1
3WA1340-5FG41-0AA0 |  | Withdrawable circuit breaker with guide frame, IEC 60947-2, frame size 3, 4-poles, N-pole left, In=4000A up to 690V AC 50/60Hz, breaking capacity H Icu=100/85kA at 500/690V, Trip unit ETU600 LSIG Hi-Z upgrade ready , colordisplay, bluetooth and USB interface, Protection LT, ST, INST, GFx, with GF highimpedance-input include N-protection, (internal N-sensor available), incl. trip alarm switch (1xCO), rear connection vertical, guide frame with shutter and w/o position signalling switch, with internal voltage tap on lower stab of circuit breaker, with voltage tap module VTM680 and power supply of ETU600, able to communication, integrated metering type PMF-2 Basic Power Monitoring, Voltage, Energy, Power, Power factor, Frequency, Unbalance, Temperature, Manual operating mechanism with mechanical closing, without Spring charging motor, Ready-to-close signal. switch, Auxiliary switches 2NO+2NC, without Closing coil (CC), manual operating mechanism with mechanical closing, without Remote trip alarm reset coil (RR), without 2nd shunt trip, without 1st Shunt trip | 633700 | 1 | Z\ | 1
3WA1340-5FG42-0AA0 |  | Withdrawable circuit breaker with guide frame, IEC 60947-2, frame size 3, 4-poles, N-pole left, In=4000A up to 690V AC 50/60Hz, breaking capacity H Icu=100/85kA at 500/690V, Trip unit ETU600 LSIG Hi-Z upgrade ready , colordisplay, bluetooth and USB interface, Protection LT, ST, INST, GFx, with GF highimpedance-input include N-protection, (internal N-sensor available), incl. trip alarm switch (1xCO), rear connection horizontal, guide frame with shutter and w/o position signalling switch, with internal voltage tap on lower stab of circuit breaker, with voltage tap module VTM680 and power supply of ETU600, able to communication, integrated metering type PMF-2 Basic Power Monitoring, Voltage, Energy, Power, Power factor, Frequency, Unbalance, Temperature, Manual operating mechanism with mechanical closing, without Spring charging motor, Ready-to-close signal. switch, Auxiliary switches 2NO+2NC, without Closing coil (CC), manual operating mechanism with mechanical closing, without Remote trip alarm reset coil (RR), without 2nd shunt trip, without 1st Shunt trip | 619700 | 1 | Z\ | 1
3WA1340-5FG43-0AA0 |  | Withdrawable circuit breaker with guide frame, IEC 60947-2, frame size 3, 4-poles, N-pole left, In=4000A up to 690V AC 50/60Hz, breaking capacity H Icu=100/85kA at 500/690V, Trip unit ETU600 LSIG Hi-Z upgrade ready , colordisplay, bluetooth and USB interface, Protection LT, ST, INST, GFx, with GF highimpedance-input include N-protection, (internal N-sensor available), incl. trip alarm switch (1xCO), front connection double hole, guide frame with shutter and w/o position signalling switch, with internal voltage tap on lower stab of circuit breaker, with voltage tap module VTM680 and power supply of ETU600, able to communication, integrated metering type PMF-2 Basic Power Monitoring, Voltage, Energy, Power, Power factor, Frequency, Unbalance, Temperature, Manual operating mechanism with mechanical closing, without Spring charging motor, Ready-to-close signal. switch, Auxiliary switches 2NO+2NC, without Closing coil (CC), manual operating mechanism with mechanical closing, without Remote trip alarm reset coil (RR), without 2nd shunt trip, without 1st Shunt trip | 647700 | 1 | Z\ | 1
3WA1340-5FG44-0AA0 |  | Withdrawable circuit breaker with guide frame, IEC 60947-2, frame size 3, 4-poles, N-pole left, In=4000A up to 690V AC 50/60Hz, breaking capacity H Icu=100/85kA at 500/690V, Trip unit ETU600 LSIG Hi-Z upgrade ready , colordisplay, bluetooth and USB interface, Protection LT, ST, INST, GFx, with GF highimpedance-input include N-protection, (internal N-sensor available), incl. trip alarm switch (1xCO), rear connection flange, guide frame with shutter and w/o position signalling switch, with internal voltage tap on lower stab of circuit breaker, with voltage tap module VTM680 and power supply of ETU600, able to communication, integrated metering type PMF-2 Basic Power Monitoring, Voltage, Energy, Power, Power factor, Frequency, Unbalance, Temperature, Manual operating mechanism with mechanical closing, without Spring charging motor, Ready-to-close signal. switch, Auxiliary switches 2NO+2NC, without Closing coil (CC), manual operating mechanism with mechanical closing, without Remote trip alarm reset coil (RR), without 2nd shunt trip, without 1st Shunt trip | 619700 | 1 | Z\ | 1
3WA1340-5GE01-0AA0 |  | Fixed-mounted circuit breaker IEC 60947-2, frame size 3, 3-poles, In=4000A up to 690V AC 50/60Hz, breaking capacity H Icu=100/85kA at 500/690V, Trip unit ETU600 LSI upgrade ready , colordisplay, bluetooth and USB interface, Protection LT, ST, INST, N-protection required an external N-sensor, incl. trip alarm switch (1xCO), rear connection vertical, with internal voltage tap on lower stab of circuit breaker, with voltage tap module VTM680 and power supply of ETU600, able to communication, integrated metering type PMF-3 Advanced Power Monitor., Voltage, Energy, Power, Power factor, Frequency, Unbalance, Temperature, Power quality, Manual operating mechanism with mechanical closing, without Spring charging motor, Ready-to-close signal. switch, Auxiliary switches 2NO+2NC, without Closing coil (CC), manual operating mechanism with mechanical closing, without Remote trip alarm reset coil (RR), without 2nd shunt trip, without 1st Shunt trip | 387100 | 1 | Z\ | 1
3WA1340-5GE02-0AA0 |  | Fixed-mounted circuit breaker IEC 60947-2, frame size 3, 3-poles, In=4000A up to 690V AC 50/60Hz, breaking capacity H Icu=100/85kA at 500/690V, Trip unit ETU600 LSI upgrade ready , colordisplay, bluetooth and USB interface, Protection LT, ST, INST, N-protection required an external N-sensor, incl. trip alarm switch (1xCO), rear connection horizontal, with internal voltage tap on lower stab of circuit breaker, with voltage tap module VTM680 and power supply of ETU600, able to communication, integrated metering type PMF-3 Advanced Power Monitor., Voltage, Energy, Power, Power factor, Frequency, Unbalance, Temperature, Power quality, Manual operating mechanism with mechanical closing, without Spring charging motor, Ready-to-close signal. switch, Auxiliary switches 2NO+2NC, without Closing coil (CC), manual operating mechanism with mechanical closing, without Remote trip alarm reset coil (RR), without 2nd shunt trip, without 1st Shunt trip | 377100 | 1 | Z\ | 1
3WA1340-5GE03-0AA0 |  | Fixed-mounted circuit breaker IEC 60947-2, frame size 3, 3-poles, In=4000A up to 690V AC 50/60Hz, breaking capacity H Icu=100/85kA at 500/690V, Trip unit ETU600 LSI upgrade ready , colordisplay, bluetooth and USB interface, Protection LT, ST, INST, N-protection required an external N-sensor, incl. trip alarm switch (1xCO), front connection double hole, with internal voltage tap on lower stab of circuit breaker, with voltage tap module VTM680 and power supply of ETU600, able to communication, integrated metering type PMF-3 Advanced Power Monitor., Voltage, Energy, Power, Power factor, Frequency, Unbalance, Temperature, Power quality, Manual operating mechanism with mechanical closing, without Spring charging motor, Ready-to-close signal. switch, Auxiliary switches 2NO+2NC, without Closing coil (CC), manual operating mechanism with mechanical closing, without Remote trip alarm reset coil (RR), without 2nd shunt trip, without 1st Shunt trip | 398100 | 1 | Z\ | 1
3WA1340-5GE11-0AA0 |  | Fixed-mounted circuit breaker IEC 60947-2, frame size 3, 4-poles, N-pole left, In=4000A up to 690V AC 50/60Hz, breaking capacity H Icu=100/85kA at 500/690V, Trip unit ETU600 LSI upgrade ready , colordisplay, bluetooth and USB interface, Protection LT, ST, INST, include N-protection, (internal N-sensor available), incl. trip alarm switch (1xCO), rear connection vertical, with internal voltage tap on lower stab of circuit breaker, with voltage tap module VTM680 and power supply of ETU600, able to communication, integrated metering type PMF-3 Advanced Power Monitor., Voltage, Energy, Power, Power factor, Frequency, Unbalance, Temperature, Power quality, Manual operating mechanism with mechanical closing, without Spring charging motor, Ready-to-close signal. switch, Auxiliary switches 2NO+2NC, without Closing coil (CC), manual operating mechanism with mechanical closing, without Remote trip alarm reset coil (RR), without 2nd shunt trip, without 1st Shunt trip | 504100 | 1 | Z\ | 1
3WA1340-5GE12-0AA0 |  | Fixed-mounted circuit breaker IEC 60947-2, frame size 3, 4-poles, N-pole left, In=4000A up to 690V AC 50/60Hz, breaking capacity H Icu=100/85kA at 500/690V, Trip unit ETU600 LSI upgrade ready , colordisplay, bluetooth and USB interface, Protection LT, ST, INST, include N-protection, (internal N-sensor available), incl. trip alarm switch (1xCO), rear connection horizontal, with internal voltage tap on lower stab of circuit breaker, with voltage tap module VTM680 and power supply of ETU600, able to communication, integrated metering type PMF-3 Advanced Power Monitor., Voltage, Energy, Power, Power factor, Frequency, Unbalance, Temperature, Power quality, Manual operating mechanism with mechanical closing, without Spring charging motor, Ready-to-close signal. switch, Auxiliary switches 2NO+2NC, without Closing coil (CC), manual operating mechanism with mechanical closing, without Remote trip alarm reset coil (RR), without 2nd shunt trip, without 1st Shunt trip | 490100 | 1 | Z\ | 1
3WA1340-5GE21-0AA0 |  | fixed-mounted circuit breaker, IEC 60947-2, size 3, 4-pole, N pole on right, In=4000 A up to 690 V AC 50/60 Hz, breaking capacity H Icu=100/85 kA at 500/690 V, tripping unit ETU600 LSI upgradeable, color display, Bluetooth, USB interface, basic protection LT, ST, INST, including protection of the N conductor (internal neutral point sensor available), trip alarm switch (1 x CO), connection at rear vertical, with internal voltage tap on lower stab of circuit breaker, with voltage tap module VTM680 and power supply of ETU600, able to communication, integrated metering type PMF-3 Advanced Power Monitor., Voltage, Energy, Power, Power factor, Frequency, Unbalance, Temperature, Power quality, Manual operating mechanism with mechanical closing, without Spring charging motor, Ready-to-close signal. switch, Auxiliary switches 2NO+2NC, without Closing coil (CC), manual operating mechanism with mechanical closing, without Remote trip alarm reset coil (RR), without 2nd shunt trip, without 1st Shunt trip | 504100 | 1 | Z\ | 1
3WA1340-5GE22-0AA0 |  | fixed-mounted circuit breaker, IEC 60947-2, size 3, 4-pole, N pole on right, In=4000 A up to 690 V AC 50/60 Hz, breaking capacity H Icu=100/85 kA at 500/690 V, tripping unit ETU600 LSI upgradeable, color display, Bluetooth, USB interface, basic protection LT, ST, INST, including protection of the N conductor (internal neutral point sensor available), trip alarm switch (1 x CO), connection at rear horizontal with internal voltage tap on lower stab of circuit breaker, with voltage tap module VTM680 and power supply of ETU600, able to communication, integrated metering type PMF-3 Advanced Power Monitor., Voltage, Energy, Power, Power factor, Frequency, Unbalance, Temperature, Power quality, Manual operating mechanism with mechanical closing, without Spring charging motor, Ready-to-close signal. switch, Auxiliary switches 2NO+2NC, without Closing coil (CC), manual operating mechanism with mechanical closing, without Remote trip alarm reset coil (RR), without 2nd shunt trip, without 1st Shunt trip | 490100 | 1 | Z\ | 1
3WA1340-5GE23-0AA0 |  | fixed-mounted circuit breaker, IEC 60947-2, size 3, 4-pole, N pole on right, In=4000 A up to 690 V AC 50/60 Hz, breaking capacity H Icu=100/85 kA at 500/690 V, tripping unit ETU600 LSI upgradeable, color display, Bluetooth, USB interface, basic protection LT, ST, INST, including protection of the N conductor (internal neutral point sensor available), trip alarm switch (1 x CO), front connection double hole, with internal voltage tap on lower stab of circuit breaker, with voltage tap module VTM680 and power supply of ETU600, able to communication, integrated metering type PMF-3 Advanced Power Monitor., Voltage, Energy, Power, Power factor, Frequency, Unbalance, Temperature, Power quality, Manual operating mechanism with mechanical closing, without Spring charging motor, Ready-to-close signal. switch, Auxiliary switches 2NO+2NC, without Closing coil (CC), manual operating mechanism with mechanical closing, without Remote trip alarm reset coil (RR), without 2nd shunt trip, without 1st Shunt trip | 518100 | 1 | Z\ | 1
3WA1340-5GE31-0AA0 |  | Withdrawable circuit breaker with guide frame, IEC 60947-2, frame size 3, 3-poles, In=4000A up to 690V AC 50/60Hz, breaking capacity H Icu=100/85kA at 500/690V, Trip unit ETU600 LSI upgrade ready , colordisplay, bluetooth and USB interface, Protection LT, ST, INST, N-protection required an external N-sensor, incl. trip alarm switch (1xCO), rear connection vertical, guide frame with shutter and w/o position signalling switch, with internal voltage tap on lower stab of circuit breaker, with voltage tap module VTM680 and power supply of ETU600, able to communication, integrated metering type PMF-3 Advanced Power Monitor., Voltage, Energy, Power, Power factor, Frequency, Unbalance, Temperature, Power quality, Manual operating mechanism with mechanical closing, without Spring charging motor, Ready-to-close signal. switch, Auxiliary switches 2NO+2NC, without Closing coil (CC), manual operating mechanism with mechanical closing, without Remote trip alarm reset coil (RR), without 2nd shunt trip, without 1st Shunt trip | 466100 | 1 | Z\ | 1
3WA1340-5GE32-0AA0 |  | Withdrawable circuit breaker with guide frame, IEC 60947-2, frame size 3, 3-poles, In=4000A up to 690V AC 50/60Hz, breaking capacity H Icu=100/85kA at 500/690V, Trip unit ETU600 LSI upgrade ready , colordisplay, bluetooth and USB interface, Protection LT, ST, INST, N-protection required an external N-sensor, incl. trip alarm switch (1xCO), rear connection horizontal, guide frame with shutter and w/o position signalling switch, with internal voltage tap on lower stab of circuit breaker, with voltage tap module VTM680 and power supply of ETU600, able to communication, integrated metering type PMF-3 Advanced Power Monitor., Voltage, Energy, Power, Power factor, Frequency, Unbalance, Temperature, Power quality, Manual operating mechanism with mechanical closing, without Spring charging motor, Ready-to-close signal. switch, Auxiliary switches 2NO+2NC, without Closing coil (CC), manual operating mechanism with mechanical closing, without Remote trip alarm reset coil (RR), without 2nd shunt trip, without 1st Shunt trip | 456100 | 1 | Z\ | 1
3WA1340-5GE33-0AA0 |  | Withdrawable circuit breaker with guide frame, IEC 60947-2, frame size 3, 3-poles, In=4000A up to 690V AC 50/60Hz, breaking capacity H Icu=100/85kA at 500/690V, Trip unit ETU600 LSI upgrade ready , colordisplay, bluetooth and USB interface, Protection LT, ST, INST, N-protection required an external N-sensor, incl. trip alarm switch (1xCO), front connection double hole, guide frame with shutter and w/o position signalling switch, with internal voltage tap on lower stab of circuit breaker, with voltage tap module VTM680 and power supply of ETU600, able to communication, integrated metering type PMF-3 Advanced Power Monitor., Voltage, Energy, Power, Power factor, Frequency, Unbalance, Temperature, Power quality, Manual operating mechanism with mechanical closing, without Spring charging motor, Ready-to-close signal. switch, Auxiliary switches 2NO+2NC, without Closing coil (CC), manual operating mechanism with mechanical closing, without Remote trip alarm reset coil (RR), without 2nd shunt trip, without 1st Shunt trip | 477100 | 1 | Z\ | 1
3WA1340-5GE34-0AA0 |  | Withdrawable circuit breaker with guide frame, IEC 60947-2, frame size 3, 3-poles, In=4000A up to 690V AC 50/60Hz, breaking capacity H Icu=100/85kA at 500/690V, Trip unit ETU600 LSI upgrade ready , colordisplay, bluetooth and USB interface, Protection LT, ST, INST, N-protection required an external N-sensor, incl. trip alarm switch (1xCO), rear connection flange, guide frame with shutter and w/o position signalling switch, with internal voltage tap on lower stab of circuit breaker, with voltage tap module VTM680 and power supply of ETU600, able to communication, integrated metering type PMF-3 Advanced Power Monitor., Voltage, Energy, Power, Power factor, Frequency, Unbalance, Temperature, Power quality, Manual operating mechanism with mechanical closing, without Spring charging motor, Ready-to-close signal. switch, Auxiliary switches 2NO+2NC, without Closing coil (CC), manual operating mechanism with mechanical closing, without Remote trip alarm reset coil (RR), without 2nd shunt trip, without 1st Shunt trip | 456100 | 1 | Z\ | 1
3WA1340-5GE41-0AA0 |  | Withdrawable circuit breaker with guide frame, IEC 60947-2, frame size 3, 4-poles, N-pole left, In=4000A up to 690V AC 50/60Hz, breaking capacity H Icu=100/85kA at 500/690V, Trip unit ETU600 LSI upgrade ready , colordisplay, bluetooth and USB interface, Protection LT, ST, INST, include N-protection, (internal N-sensor available), incl. trip alarm switch (1xCO), rear connection vertical, guide frame with shutter and w/o position signalling switch, with internal voltage tap on lower stab of circuit breaker, with voltage tap module VTM680 and power supply of ETU600, able to communication, integrated metering type PMF-3 Advanced Power Monitor., Voltage, Energy, Power, Power factor, Frequency, Unbalance, Temperature, Power quality, Manual operating mechanism with mechanical closing, without Spring charging motor, Ready-to-close signal. switch, Auxiliary switches 2NO+2NC, without Closing coil (CC), manual operating mechanism with mechanical closing, without Remote trip alarm reset coil (RR), without 2nd shunt trip, without 1st Shunt trip | 608100 | 1 | Z\ | 1
3WA1340-5GE42-0AA0 |  | Withdrawable circuit breaker with guide frame, IEC 60947-2, frame size 3, 4-poles, N-pole left, In=4000A up to 690V AC 50/60Hz, breaking capacity H Icu=100/85kA at 500/690V, Trip unit ETU600 LSI upgrade ready , colordisplay, bluetooth and USB interface, Protection LT, ST, INST, include N-protection, (internal N-sensor available), incl. trip alarm switch (1xCO), rear connection horizontal, guide frame with shutter and w/o position signalling switch, with internal voltage tap on lower stab of circuit breaker, with voltage tap module VTM680 and power supply of ETU600, able to communication, integrated metering type PMF-3 Advanced Power Monitor., Voltage, Energy, Power, Power factor, Frequency, Unbalance, Temperature, Power quality, Manual operating mechanism with mechanical closing, without Spring charging motor, Ready-to-close signal. switch, Auxiliary switches 2NO+2NC, without Closing coil (CC), manual operating mechanism with mechanical closing, without Remote trip alarm reset coil (RR), without 2nd shunt trip, without 1st Shunt trip | 594100 | 1 | Z\ | 1
3WA1340-5GE43-0AA0 |  | Withdrawable circuit breaker with guide frame, IEC 60947-2, frame size 3, 4-poles, N-pole left, In=4000A up to 690V AC 50/60Hz, breaking capacity H Icu=100/85kA at 500/690V, Trip unit ETU600 LSI upgrade ready , colordisplay, bluetooth and USB interface, Protection LT, ST, INST, include N-protection, (internal N-sensor available), incl. trip alarm switch (1xCO), front connection double hole, guide frame with shutter and w/o position signalling switch, with internal voltage tap on lower stab of circuit breaker, with voltage tap module VTM680 and power supply of ETU600, able to communication, integrated metering type PMF-3 Advanced Power Monitor., Voltage, Energy, Power, Power factor, Frequency, Unbalance, Temperature, Power quality, Manual operating mechanism with mechanical closing, without Spring charging motor, Ready-to-close signal. switch, Auxiliary switches 2NO+2NC, without Closing coil (CC), manual operating mechanism with mechanical closing, without Remote trip alarm reset coil (RR), without 2nd shunt trip, without 1st Shunt trip | 622100 | 1 | Z\ | 1
3WA1340-5GE44-0AA0 |  | Withdrawable circuit breaker with guide frame, IEC 60947-2, frame size 3, 4-poles, N-pole left, In=4000A up to 690V AC 50/60Hz, breaking capacity H Icu=100/85kA at 500/690V, Trip unit ETU600 LSI upgrade ready , colordisplay, bluetooth and USB interface, Protection LT, ST, INST, include N-protection, (internal N-sensor available), incl. trip alarm switch (1xCO), rear connection flange, guide frame with shutter and w/o position signalling switch, with internal voltage tap on lower stab of circuit breaker, with voltage tap module VTM680 and power supply of ETU600, able to communication, integrated metering type PMF-3 Advanced Power Monitor., Voltage, Energy, Power, Power factor, Frequency, Unbalance, Temperature, Power quality, Manual operating mechanism with mechanical closing, without Spring charging motor, Ready-to-close signal. switch, Auxiliary switches 2NO+2NC, without Closing coil (CC), manual operating mechanism with mechanical closing, without Remote trip alarm reset coil (RR), without 2nd shunt trip, without 1st Shunt trip | 594100 | 1 | Z\ | 1
3WA1340-5GF01-0AA0 |  | Fixed-mounted circuit breaker IEC 60947-2, frame size 3, 3-poles, In=4000A up to 690V AC 50/60Hz, breaking capacity H Icu=100/85kA at 500/690V, Trip unit ETU600 LSIG upgrade ready , colordisplay, bluetooth and USB interface, Protection LT, ST, INST, GFx, N-protection required an external N-sensor, incl. trip alarm switch (1xCO), rear connection vertical, with internal voltage tap on lower stab of circuit breaker, with voltage tap module VTM680 and power supply of ETU600, able to communication, integrated metering type PMF-3 Advanced Power Monitor., Voltage, Energy, Power, Power factor, Frequency, Unbalance, Temperature, Power quality, Manual operating mechanism with mechanical closing, without Spring charging motor, Ready-to-close signal. switch, Auxiliary switches 2NO+2NC, without Closing coil (CC), manual operating mechanism with mechanical closing, without Remote trip alarm reset coil (RR), without 2nd shunt trip, without 1st Shunt trip | 398100 | 1 | Z\ | 1
3WA1340-5GF02-0AA0 |  | Fixed-mounted circuit breaker IEC 60947-2, frame size 3, 3-poles, In=4000A up to 690V AC 50/60Hz, breaking capacity H Icu=100/85kA at 500/690V, Trip unit ETU600 LSIG upgrade ready , colordisplay, bluetooth and USB interface, Protection LT, ST, INST, GFx, N-protection required an external N-sensor, incl. trip alarm switch (1xCO), rear connection horizontal, with internal voltage tap on lower stab of circuit breaker, with voltage tap module VTM680 and power supply of ETU600, able to communication, integrated metering type PMF-3 Advanced Power Monitor., Voltage, Energy, Power, Power factor, Frequency, Unbalance, Temperature, Power quality, Manual operating mechanism with mechanical closing, without Spring charging motor, Ready-to-close signal. switch, Auxiliary switches 2NO+2NC, without Closing coil (CC), manual operating mechanism with mechanical closing, without Remote trip alarm reset coil (RR), without 2nd shunt trip, without 1st Shunt trip | 387100 | 1 | Z\ | 1
3WA1340-5GF03-0AA0 |  | Fixed-mounted circuit breaker IEC 60947-2, frame size 3, 3-poles, In=4000A up to 690V AC 50/60Hz, breaking capacity H Icu=100/85kA at 500/690V, Trip unit ETU600 LSIG upgrade ready , colordisplay, bluetooth and USB interface, Protection LT, ST, INST, GFx, N-protection required an external N-sensor, incl. trip alarm switch (1xCO), front connection double hole, with internal voltage tap on lower stab of circuit breaker, with voltage tap module VTM680 and power supply of ETU600, able to communication, integrated metering type PMF-3 Advanced Power Monitor., Voltage, Energy, Power, Power factor, Frequency, Unbalance, Temperature, Power quality, Manual operating mechanism with mechanical closing, without Spring charging motor, Ready-to-close signal. switch, Auxiliary switches 2NO+2NC, without Closing coil (CC), manual operating mechanism with mechanical closing, without Remote trip alarm reset coil (RR), without 2nd shunt trip, without 1st Shunt trip | 409100 | 1 | Z\ | 1
3WA1340-5GF11-0AA0 |  | Fixed-mounted circuit breaker IEC 60947-2, frame size 3, 4-poles, N-pole left, In=4000A up to 690V AC 50/60Hz, breaking capacity H Icu=100/85kA at 500/690V, Trip unit ETU600 LSIG upgrade ready , colordisplay, bluetooth and USB interface, Protection LT, ST, INST, GFx, include N-protection, (internal N-sensor available), incl. trip alarm switch (1xCO), rear connection vertical, with internal voltage tap on lower stab of circuit breaker, with voltage tap module VTM680 and power supply of ETU600, able to communication, integrated metering type PMF-3 Advanced Power Monitor., Voltage, Energy, Power, Power factor, Frequency, Unbalance, Temperature, Power quality, Manual operating mechanism with mechanical closing, without Spring charging motor, Ready-to-close signal. switch, Auxiliary switches 2NO+2NC, without Closing coil (CC), manual operating mechanism with mechanical closing, without Remote trip alarm reset coil (RR), without 2nd shunt trip, without 1st Shunt trip | 514100 | 1 | Z\ | 1
3WA1340-5GF12-0AA0 |  | Fixed-mounted circuit breaker IEC 60947-2, frame size 3, 4-poles, N-pole left, In=4000A up to 690V AC 50/60Hz, breaking capacity H Icu=100/85kA at 500/690V, Trip unit ETU600 LSIG upgrade ready , colordisplay, bluetooth and USB interface, Protection LT, ST, INST, GFx, include N-protection, (internal N-sensor available), incl. trip alarm switch (1xCO), rear connection horizontal, with internal voltage tap on lower stab of circuit breaker, with voltage tap module VTM680 and power supply of ETU600, able to communication, integrated metering type PMF-3 Advanced Power Monitor., Voltage, Energy, Power, Power factor, Frequency, Unbalance, Temperature, Power quality, Manual operating mechanism with mechanical closing, without Spring charging motor, Ready-to-close signal. switch, Auxiliary switches 2NO+2NC, without Closing coil (CC), manual operating mechanism with mechanical closing, without Remote trip alarm reset coil (RR), without 2nd shunt trip, without 1st Shunt trip | 500100 | 1 | Z\ | 1
3WA1340-5GF21-0AA0 |  | fixed-mounted circuit breaker, IEC 60947-2, size 3, 4-pole, N pole on right, In=4000 A up to 690 V AC 50/60 Hz, breaking capacity H Icu=100/85 kA at 500/690 V, tripping unit ETU600 LSIG upgradeable, color display, Bluetooth, USB interface, basic protection LT, ST, INST, GFx, including protection of the N conductor (internal neutral point sensor available), trip alarm switch (1 x CO), connection at rear vertical, with internal voltage tap on lower stab of circuit breaker, with voltage tap module VTM680 and power supply of ETU600, able to communication, integrated metering type PMF-3 Advanced Power Monitor., Voltage, Energy, Power, Power factor, Frequency, Unbalance, Temperature, Power quality, Manual operating mechanism with mechanical closing, without Spring charging motor, Ready-to-close signal. switch, Auxiliary switches 2NO+2NC, without Closing coil (CC), manual operating mechanism with mechanical closing, without Remote trip alarm reset coil (RR), without 2nd shunt trip, without 1st Shunt trip | 514100 | 1 | Z\ | 1
3WA1340-5GF22-0AA0 |  | fixed-mounted circuit breaker, IEC 60947-2, size 3, 4-pole, N pole on right, In=4000 A up to 690 V AC 50/60 Hz, breaking capacity H Icu=100/85 kA at 500/690 V, tripping unit ETU600 LSIG upgradeable, color display, Bluetooth, USB interface, basic protection LT, ST, INST, GFx, including protection of the N conductor (internal neutral point sensor available), trip alarm switch (1 x CO), connection at rear horizontal with internal voltage tap on lower stab of circuit breaker, with voltage tap module VTM680 and power supply of ETU600, able to communication, integrated metering type PMF-3 Advanced Power Monitor., Voltage, Energy, Power, Power factor, Frequency, Unbalance, Temperature, Power quality, Manual operating mechanism with mechanical closing, without Spring charging motor, Ready-to-close signal. switch, Auxiliary switches 2NO+2NC, without Closing coil (CC), manual operating mechanism with mechanical closing, without Remote trip alarm reset coil (RR), without 2nd shunt trip, without 1st Shunt trip | 500100 | 1 | Z\ | 1
3WA1340-5GF23-0AA0 |  | fixed-mounted circuit breaker, IEC 60947-2, size 3, 4-pole, N pole on right, In=4000 A up to 690 V AC 50/60 Hz, breaking capacity H Icu=100/85 kA at 500/690 V, tripping unit ETU600 LSIG upgradeable, color display, Bluetooth, USB interface, basic protection LT, ST, INST, GFx, including protection of the N conductor (internal neutral point sensor available), trip alarm switch (1 x CO), front connection double hole, with internal voltage tap on lower stab of circuit breaker, with voltage tap module VTM680 and power supply of ETU600, able to communication, integrated metering type PMF-3 Advanced Power Monitor., Voltage, Energy, Power, Power factor, Frequency, Unbalance, Temperature, Power quality, Manual operating mechanism with mechanical closing, without Spring charging motor, Ready-to-close signal. switch, Auxiliary switches 2NO+2NC, without Closing coil (CC), manual operating mechanism with mechanical closing, without Remote trip alarm reset coil (RR), without 2nd shunt trip, without 1st Shunt trip | 529100 | 1 | Z\ | 1
3WA1340-5GF31-0AA0 |  | Withdrawable circuit breaker with guide frame, IEC 60947-2, frame size 3, 3-poles, In=4000A up to 690V AC 50/60Hz, breaking capacity H Icu=100/85kA at 500/690V, Trip unit ETU600 LSIG upgrade ready , colordisplay, bluetooth and USB interface, Protection LT, ST, INST, GFx, N-protection required an external N-sensor, incl. trip alarm switch (1xCO), rear connection vertical, guide frame with shutter and w/o position signalling switch, with internal voltage tap on lower stab of circuit breaker, with voltage tap module VTM680 and power supply of ETU600, able to communication, integrated metering type PMF-3 Advanced Power Monitor., Voltage, Energy, Power, Power factor, Frequency, Unbalance, Temperature, Power quality, Manual operating mechanism with mechanical closing, without Spring charging motor, Ready-to-close signal. switch, Auxiliary switches 2NO+2NC, without Closing coil (CC), manual operating mechanism with mechanical closing, without Remote trip alarm reset coil (RR), without 2nd shunt trip, without 1st Shunt trip | 477100 | 1 | Z\ | 1
3WA1340-5GF32-0AA0 |  | Withdrawable circuit breaker with guide frame, IEC 60947-2, frame size 3, 3-poles, In=4000A up to 690V AC 50/60Hz, breaking capacity H Icu=100/85kA at 500/690V, Trip unit ETU600 LSIG upgrade ready , colordisplay, bluetooth and USB interface, Protection LT, ST, INST, GFx, N-protection required an external N-sensor, incl. trip alarm switch (1xCO), rear connection horizontal, guide frame with shutter and w/o position signalling switch, with internal voltage tap on lower stab of circuit breaker, with voltage tap module VTM680 and power supply of ETU600, able to communication, integrated metering type PMF-3 Advanced Power Monitor., Voltage, Energy, Power, Power factor, Frequency, Unbalance, Temperature, Power quality, Manual operating mechanism with mechanical closing, without Spring charging motor, Ready-to-close signal. switch, Auxiliary switches 2NO+2NC, without Closing coil (CC), manual operating mechanism with mechanical closing, without Remote trip alarm reset coil (RR), without 2nd shunt trip, without 1st Shunt trip | 466100 | 1 | Z\ | 1
3WA1340-5GF33-0AA0 |  | Withdrawable circuit breaker with guide frame, IEC 60947-2, frame size 3, 3-poles, In=4000A up to 690V AC 50/60Hz, breaking capacity H Icu=100/85kA at 500/690V, Trip unit ETU600 LSIG upgrade ready , colordisplay, bluetooth and USB interface, Protection LT, ST, INST, GFx, N-protection required an external N-sensor, incl. trip alarm switch (1xCO), front connection double hole, guide frame with shutter and w/o position signalling switch, with internal voltage tap on lower stab of circuit breaker, with voltage tap module VTM680 and power supply of ETU600, able to communication, integrated metering type PMF-3 Advanced Power Monitor., Voltage, Energy, Power, Power factor, Frequency, Unbalance, Temperature, Power quality, Manual operating mechanism with mechanical closing, without Spring charging motor, Ready-to-close signal. switch, Auxiliary switches 2NO+2NC, without Closing coil (CC), manual operating mechanism with mechanical closing, without Remote trip alarm reset coil (RR), without 2nd shunt trip, without 1st Shunt trip | 488100 | 1 | Z\ | 1
3WA1340-5GF34-0AA0 |  | Withdrawable circuit breaker with guide frame, IEC 60947-2, frame size 3, 3-poles, In=4000A up to 690V AC 50/60Hz, breaking capacity H Icu=100/85kA at 500/690V, Trip unit ETU600 LSIG upgrade ready , colordisplay, bluetooth and USB interface, Protection LT, ST, INST, GFx, N-protection required an external N-sensor, incl. trip alarm switch (1xCO), rear connection flange, guide frame with shutter and w/o position signalling switch, with internal voltage tap on lower stab of circuit breaker, with voltage tap module VTM680 and power supply of ETU600, able to communication, integrated metering type PMF-3 Advanced Power Monitor., Voltage, Energy, Power, Power factor, Frequency, Unbalance, Temperature, Power quality, Manual operating mechanism with mechanical closing, without Spring charging motor, Ready-to-close signal. switch, Auxiliary switches 2NO+2NC, without Closing coil (CC), manual operating mechanism with mechanical closing, without Remote trip alarm reset coil (RR), without 2nd shunt trip, without 1st Shunt trip | 466100 | 1 | Z\ | 1
3WA1340-5GF41-0AA0 |  | Withdrawable circuit breaker with guide frame, IEC 60947-2, frame size 3, 4-poles, N-pole left, In=4000A up to 690V AC 50/60Hz, breaking capacity H Icu=100/85kA at 500/690V, Trip unit ETU600 LSIG upgrade ready , colordisplay, bluetooth and USB interface, Protection LT, ST, INST, GFx, include N-protection, (internal N-sensor available), incl. trip alarm switch (1xCO), rear connection vertical, guide frame with shutter and w/o position signalling switch, with internal voltage tap on lower stab of circuit breaker, with voltage tap module VTM680 and power supply of ETU600, able to communication, integrated metering type PMF-3 Advanced Power Monitor., Voltage, Energy, Power, Power factor, Frequency, Unbalance, Temperature, Power quality, Manual operating mechanism with mechanical closing, without Spring charging motor, Ready-to-close signal. switch, Auxiliary switches 2NO+2NC, without Closing coil (CC), manual operating mechanism with mechanical closing, without Remote trip alarm reset coil (RR), without 2nd shunt trip, without 1st Shunt trip | 619100 | 1 | Z\ | 1
3WA1340-5GF42-0AA0 |  | Withdrawable circuit breaker with guide frame, IEC 60947-2, frame size 3, 4-poles, N-pole left, In=4000A up to 690V AC 50/60Hz, breaking capacity H Icu=100/85kA at 500/690V, Trip unit ETU600 LSIG upgrade ready , colordisplay, bluetooth and USB interface, Protection LT, ST, INST, GFx, include N-protection, (internal N-sensor available), incl. trip alarm switch (1xCO), rear connection horizontal, guide frame with shutter and w/o position signalling switch, with internal voltage tap on lower stab of circuit breaker, with voltage tap module VTM680 and power supply of ETU600, able to communication, integrated metering type PMF-3 Advanced Power Monitor., Voltage, Energy, Power, Power factor, Frequency, Unbalance, Temperature, Power quality, Manual operating mechanism with mechanical closing, without Spring charging motor, Ready-to-close signal. switch, Auxiliary switches 2NO+2NC, without Closing coil (CC), manual operating mechanism with mechanical closing, without Remote trip alarm reset coil (RR), without 2nd shunt trip, without 1st Shunt trip | 605100 | 1 | Z\ | 1
3WA1340-5GF43-0AA0 |  | Withdrawable circuit breaker with guide frame, IEC 60947-2, frame size 3, 4-poles, N-pole left, In=4000A up to 690V AC 50/60Hz, breaking capacity H Icu=100/85kA at 500/690V, Trip unit ETU600 LSIG upgrade ready , colordisplay, bluetooth and USB interface, Protection LT, ST, INST, GFx, include N-protection, (internal N-sensor available), incl. trip alarm switch (1xCO), front connection double hole, guide frame with shutter and w/o position signalling switch, with internal voltage tap on lower stab of circuit breaker, with voltage tap module VTM680 and power supply of ETU600, able to communication, integrated metering type PMF-3 Advanced Power Monitor., Voltage, Energy, Power, Power factor, Frequency, Unbalance, Temperature, Power quality, Manual operating mechanism with mechanical closing, without Spring charging motor, Ready-to-close signal. switch, Auxiliary switches 2NO+2NC, without Closing coil (CC), manual operating mechanism with mechanical closing, without Remote trip alarm reset coil (RR), without 2nd shunt trip, without 1st Shunt trip | 633100 | 1 | Z\ | 1
3WA1340-5GF44-0AA0 |  | Withdrawable circuit breaker with guide frame, IEC 60947-2, frame size 3, 4-poles, N-pole left, In=4000A up to 690V AC 50/60Hz, breaking capacity H Icu=100/85kA at 500/690V, Trip unit ETU600 LSIG upgrade ready , colordisplay, bluetooth and USB interface, Protection LT, ST, INST, GFx, include N-protection, (internal N-sensor available), incl. trip alarm switch (1xCO), rear connection flange, guide frame with shutter and w/o position signalling switch, with internal voltage tap on lower stab of circuit breaker, with voltage tap module VTM680 and power supply of ETU600, able to communication, integrated metering type PMF-3 Advanced Power Monitor., Voltage, Energy, Power, Power factor, Frequency, Unbalance, Temperature, Power quality, Manual operating mechanism with mechanical closing, without Spring charging motor, Ready-to-close signal. switch, Auxiliary switches 2NO+2NC, without Closing coil (CC), manual operating mechanism with mechanical closing, without Remote trip alarm reset coil (RR), without 2nd shunt trip, without 1st Shunt trip | 605100 | 1 | Z\ | 1
3WA1340-5GG01-0AA0 |  | Fixed-mounted circuit breaker IEC 60947-2, frame size 3, 3-poles, In=4000A up to 690V AC 50/60Hz, breaking capacity H Icu=100/85kA at 500/690V, Trip unit ETU600 LSIG Hi-Z upgrade ready , colordisplay, bluetooth and USB interface, Protection LT, ST, INST, GFx, with GF highimpedance-input N-protection required an external N-sensor, incl. trip alarm switch (1xCO), rear connection vertical, with internal voltage tap on lower stab of circuit breaker, with voltage tap module VTM680 and power supply of ETU600, able to communication, integrated metering type PMF-3 Advanced Power Monitor., Voltage, Energy, Power, Power factor, Frequency, Unbalance, Temperature, Power quality, Manual operating mechanism with mechanical closing, without Spring charging motor, Ready-to-close signal. switch, Auxiliary switches 2NO+2NC, without Closing coil (CC), manual operating mechanism with mechanical closing, without Remote trip alarm reset coil (RR), without 2nd shunt trip, without 1st Shunt trip | 419100 | 1 | Z\ | 1
3WA1340-5GG02-0AA0 |  | Fixed-mounted circuit breaker IEC 60947-2, frame size 3, 3-poles, In=4000A up to 690V AC 50/60Hz, breaking capacity H Icu=100/85kA at 500/690V, Trip unit ETU600 LSIG Hi-Z upgrade ready , colordisplay, bluetooth and USB interface, Protection LT, ST, INST, GFx, with GF highimpedance-input N-protection required an external N-sensor, incl. trip alarm switch (1xCO), rear connection horizontal, with internal voltage tap on lower stab of circuit breaker, with voltage tap module VTM680 and power supply of ETU600, able to communication, integrated metering type PMF-3 Advanced Power Monitor., Voltage, Energy, Power, Power factor, Frequency, Unbalance, Temperature, Power quality, Manual operating mechanism with mechanical closing, without Spring charging motor, Ready-to-close signal. switch, Auxiliary switches 2NO+2NC, without Closing coil (CC), manual operating mechanism with mechanical closing, without Remote trip alarm reset coil (RR), without 2nd shunt trip, without 1st Shunt trip | 409100 | 1 | Z\ | 1
3WA1340-5GG03-0AA0 |  | Fixed-mounted circuit breaker IEC 60947-2, frame size 3, 3-poles, In=4000A up to 690V AC 50/60Hz, breaking capacity H Icu=100/85kA at 500/690V, Trip unit ETU600 LSIG Hi-Z upgrade ready , colordisplay, bluetooth and USB interface, Protection LT, ST, INST, GFx, with GF highimpedance-input N-protection required an external N-sensor, incl. trip alarm switch (1xCO), front connection double hole, with internal voltage tap on lower stab of circuit breaker, with voltage tap module VTM680 and power supply of ETU600, able to communication, integrated metering type PMF-3 Advanced Power Monitor., Voltage, Energy, Power, Power factor, Frequency, Unbalance, Temperature, Power quality, Manual operating mechanism with mechanical closing, without Spring charging motor, Ready-to-close signal. switch, Auxiliary switches 2NO+2NC, without Closing coil (CC), manual operating mechanism with mechanical closing, without Remote trip alarm reset coil (RR), without 2nd shunt trip, without 1st Shunt trip | 430100 | 1 | Z\ | 1
3WA1340-5GG11-0AA0 |  | Fixed-mounted circuit breaker IEC 60947-2, frame size 3, 4-poles, N-pole left, In=4000A up to 690V AC 50/60Hz, breaking capacity H Icu=100/85kA at 500/690V, Trip unit ETU600 LSIG Hi-Z upgrade ready , colordisplay, bluetooth and USB interface, Protection LT, ST, INST, GFx, with GF highimpedance-input include N-protection, (internal N-sensor available), incl. trip alarm switch (1xCO), rear connection vertical, with internal voltage tap on lower stab of circuit breaker, with voltage tap module VTM680 and power supply of ETU600, able to communication, integrated metering type PMF-3 Advanced Power Monitor., Voltage, Energy, Power, Power factor, Frequency, Unbalance, Temperature, Power quality, Manual operating mechanism with mechanical closing, without Spring charging motor, Ready-to-close signal. switch, Auxiliary switches 2NO+2NC, without Closing coil (CC), manual operating mechanism with mechanical closing, without Remote trip alarm reset coil (RR), without 2nd shunt trip, without 1st Shunt trip | 536100 | 1 | Z\ | 1
3WA1340-5GG12-0AA0 |  | Fixed-mounted circuit breaker IEC 60947-2, frame size 3, 4-poles, N-pole left, In=4000A up to 690V AC 50/60Hz, breaking capacity H Icu=100/85kA at 500/690V, Trip unit ETU600 LSIG Hi-Z upgrade ready , colordisplay, bluetooth and USB interface, Protection LT, ST, INST, GFx, with GF highimpedance-input include N-protection, (internal N-sensor available), incl. trip alarm switch (1xCO), rear connection horizontal, with internal voltage tap on lower stab of circuit breaker, with voltage tap module VTM680 and power supply of ETU600, able to communication, integrated metering type PMF-3 Advanced Power Monitor., Voltage, Energy, Power, Power factor, Frequency, Unbalance, Temperature, Power quality, Manual operating mechanism with mechanical closing, without Spring charging motor, Ready-to-close signal. switch, Auxiliary switches 2NO+2NC, without Closing coil (CC), manual operating mechanism with mechanical closing, without Remote trip alarm reset coil (RR), without 2nd shunt trip, without 1st Shunt trip | 522100 | 1 | Z\ | 1
3WA1340-5GG21-0AA0 |  | fixed-mounted circuit breaker, IEC 60947-2, size 3, 4-pole, N pole on right, In=4000 A up to 690 V AC 50/60 Hz, breaking capacity H Icu=100/85 kA at 500/690 V, tripping unit ETU600 LSIG Hi-Z upgradeable, color display, Bluetooth, USB interface, basic protection LT, ST, INST, GFx, with GF high-impedance input, including protection of the N conductor (internal neutral point sensor available), trip alarm switch (1 x CO), connection at rear vertical, with internal voltage tap on lower stab of circuit breaker, with voltage tap module VTM680 and power supply of ETU600, able to communication, integrated metering type PMF-3 Advanced Power Monitor., Voltage, Energy, Power, Power factor, Frequency, Unbalance, Temperature, Power quality, Manual operating mechanism with mechanical closing, without Spring charging motor, Ready-to-close signal. switch, Auxiliary switches 2NO+2NC, without Closing coil (CC), manual operating mechanism with mechanical closing, without Remote trip alarm reset coil (RR), without 2nd shunt trip, without 1st Shunt trip | 536100 | 1 | Z\ | 1
3WA1340-5GG22-0AA0 |  | fixed-mounted circuit breaker, IEC 60947-2, size 3, 4-pole, N pole on right, In=4000 A up to 690 V AC 50/60 Hz, breaking capacity H Icu=100/85 kA at 500/690 V, tripping unit ETU600 LSIG Hi-Z upgradeable, color display, Bluetooth, USB interface, basic protection LT, ST, INST, GFx, with GF high-impedance input, including protection of the N conductor (internal neutral point sensor available), trip alarm switch (1 x CO), connection at rear horizontal with internal voltage tap on lower stab of circuit breaker, with voltage tap module VTM680 and power supply of ETU600, able to communication, integrated metering type PMF-3 Advanced Power Monitor., Voltage, Energy, Power, Power factor, Frequency, Unbalance, Temperature, Power quality, Manual operating mechanism with mechanical closing, without Spring charging motor, Ready-to-close signal. switch, Auxiliary switches 2NO+2NC, without Closing coil (CC), manual operating mechanism with mechanical closing, without Remote trip alarm reset coil (RR), without 2nd shunt trip, without 1st Shunt trip | 522100 | 1 | Z\ | 1
3WA1340-5GG23-0AA0 |  | fixed-mounted circuit breaker, IEC 60947-2, size 3, 4-pole, N pole on right, In=4000 A up to 690 V AC 50/60 Hz, breaking capacity H Icu=100/85 kA at 500/690 V, tripping unit ETU600 LSIG Hi-Z upgradeable, color display, Bluetooth, USB interface, basic protection LT, ST, INST, GFx, with GF high-impedance input, including protection of the N conductor (internal neutral point sensor available), trip alarm switch (1 x CO), front connection double hole, with internal voltage tap on lower stab of circuit breaker, with voltage tap module VTM680 and power supply of ETU600, able to communication, integrated metering type PMF-3 Advanced Power Monitor., Voltage, Energy, Power, Power factor, Frequency, Unbalance, Temperature, Power quality, Manual operating mechanism with mechanical closing, without Spring charging motor, Ready-to-close signal. switch, Auxiliary switches 2NO+2NC, without Closing coil (CC), manual operating mechanism with mechanical closing, without Remote trip alarm reset coil (RR), without 2nd shunt trip, without 1st Shunt trip | 550100 | 1 | Z\ | 1
3WA1340-5GG31-0AA0 |  | Withdrawable circuit breaker with guide frame, IEC 60947-2, frame size 3, 3-poles, In=4000A up to 690V AC 50/60Hz, breaking capacity H Icu=100/85kA at 500/690V, Trip unit ETU600 LSIG Hi-Z upgrade ready , colordisplay, bluetooth and USB interface, Protection LT, ST, INST, GFx, with GF highimpedance-input N-protection required an external N-sensor, incl. trip alarm switch (1xCO), rear connection vertical, guide frame with shutter and w/o position signalling switch, with internal voltage tap on lower stab of circuit breaker, with voltage tap module VTM680 and power supply of ETU600, able to communication, integrated metering type PMF-3 Advanced Power Monitor., Voltage, Energy, Power, Power factor, Frequency, Unbalance, Temperature, Power quality, Manual operating mechanism with mechanical closing, without Spring charging motor, Ready-to-close signal. switch, Auxiliary switches 2NO+2NC, without Closing coil (CC), manual operating mechanism with mechanical closing, without Remote trip alarm reset coil (RR), without 2nd shunt trip, without 1st Shunt trip | 498100 | 1 | Z\ | 1
3WA1340-5GG32-0AA0 |  | Withdrawable circuit breaker with guide frame, IEC 60947-2, frame size 3, 3-poles, In=4000A up to 690V AC 50/60Hz, breaking capacity H Icu=100/85kA at 500/690V, Trip unit ETU600 LSIG Hi-Z upgrade ready , colordisplay, bluetooth and USB interface, Protection LT, ST, INST, GFx, with GF highimpedance-input N-protection required an external N-sensor, incl. trip alarm switch (1xCO), rear connection horizontal, guide frame with shutter and w/o position signalling switch, with internal voltage tap on lower stab of circuit breaker, with voltage tap module VTM680 and power supply of ETU600, able to communication, integrated metering type PMF-3 Advanced Power Monitor., Voltage, Energy, Power, Power factor, Frequency, Unbalance, Temperature, Power quality, Manual operating mechanism with mechanical closing, without Spring charging motor, Ready-to-close signal. switch, Auxiliary switches 2NO+2NC, without Closing coil (CC), manual operating mechanism with mechanical closing, without Remote trip alarm reset coil (RR), without 2nd shunt trip, without 1st Shunt trip | 488100 | 1 | Z\ | 1
3WA1340-5GG33-0AA0 |  | Withdrawable circuit breaker with guide frame, IEC 60947-2, frame size 3, 3-poles, In=4000A up to 690V AC 50/60Hz, breaking capacity H Icu=100/85kA at 500/690V, Trip unit ETU600 LSIG Hi-Z upgrade ready , colordisplay, bluetooth and USB interface, Protection LT, ST, INST, GFx, with GF highimpedance-input N-protection required an external N-sensor, incl. trip alarm switch (1xCO), front connection double hole, guide frame with shutter and w/o position signalling switch, with internal voltage tap on lower stab of circuit breaker, with voltage tap module VTM680 and power supply of ETU600, able to communication, integrated metering type PMF-3 Advanced Power Monitor., Voltage, Energy, Power, Power factor, Frequency, Unbalance, Temperature, Power quality, Manual operating mechanism with mechanical closing, without Spring charging motor, Ready-to-close signal. switch, Auxiliary switches 2NO+2NC, without Closing coil (CC), manual operating mechanism with mechanical closing, without Remote trip alarm reset coil (RR), without 2nd shunt trip, without 1st Shunt trip | 509100 | 1 | Z\ | 1
3WA1340-5GG34-0AA0 |  | Withdrawable circuit breaker with guide frame, IEC 60947-2, frame size 3, 3-poles, In=4000A up to 690V AC 50/60Hz, breaking capacity H Icu=100/85kA at 500/690V, Trip unit ETU600 LSIG Hi-Z upgrade ready , colordisplay, bluetooth and USB interface, Protection LT, ST, INST, GFx, with GF highimpedance-input N-protection required an external N-sensor, incl. trip alarm switch (1xCO), rear connection flange, guide frame with shutter and w/o position signalling switch, with internal voltage tap on lower stab of circuit breaker, with voltage tap module VTM680 and power supply of ETU600, able to communication, integrated metering type PMF-3 Advanced Power Monitor., Voltage, Energy, Power, Power factor, Frequency, Unbalance, Temperature, Power quality, Manual operating mechanism with mechanical closing, without Spring charging motor, Ready-to-close signal. switch, Auxiliary switches 2NO+2NC, without Closing coil (CC), manual operating mechanism with mechanical closing, without Remote trip alarm reset coil (RR), without 2nd shunt trip, without 1st Shunt trip | 488100 | 1 | Z\ | 1
3WA1340-5GG41-0AA0 |  | Withdrawable circuit breaker with guide frame, IEC 60947-2, frame size 3, 4-poles, N-pole left, In=4000A up to 690V AC 50/60Hz, breaking capacity H Icu=100/85kA at 500/690V, Trip unit ETU600 LSIG Hi-Z upgrade ready , colordisplay, bluetooth and USB interface, Protection LT, ST, INST, GFx, with GF highimpedance-input include N-protection, (internal N-sensor available), incl. trip alarm switch (1xCO), rear connection vertical, guide frame with shutter and w/o position signalling switch, with internal voltage tap on lower stab of circuit breaker, with voltage tap module VTM680 and power supply of ETU600, able to communication, integrated metering type PMF-3 Advanced Power Monitor., Voltage, Energy, Power, Power factor, Frequency, Unbalance, Temperature, Power quality, Manual operating mechanism with mechanical closing, without Spring charging motor, Ready-to-close signal. switch, Auxiliary switches 2NO+2NC, without Closing coil (CC), manual operating mechanism with mechanical closing, without Remote trip alarm reset coil (RR), without 2nd shunt trip, without 1st Shunt trip | 640100 | 1 | Z\ | 1
3WA1340-5GG42-0AA0 |  | Withdrawable circuit breaker with guide frame, IEC 60947-2, frame size 3, 4-poles, N-pole left, In=4000A up to 690V AC 50/60Hz, breaking capacity H Icu=100/85kA at 500/690V, Trip unit ETU600 LSIG Hi-Z upgrade ready , colordisplay, bluetooth and USB interface, Protection LT, ST, INST, GFx, with GF highimpedance-input include N-protection, (internal N-sensor available), incl. trip alarm switch (1xCO), rear connection horizontal, guide frame with shutter and w/o position signalling switch, with internal voltage tap on lower stab of circuit breaker, with voltage tap module VTM680 and power supply of ETU600, able to communication, integrated metering type PMF-3 Advanced Power Monitor., Voltage, Energy, Power, Power factor, Frequency, Unbalance, Temperature, Power quality, Manual operating mechanism with mechanical closing, without Spring charging motor, Ready-to-close signal. switch, Auxiliary switches 2NO+2NC, without Closing coil (CC), manual operating mechanism with mechanical closing, without Remote trip alarm reset coil (RR), without 2nd shunt trip, without 1st Shunt trip | 626100 | 1 | Z\ | 1
3WA1340-5GG43-0AA0 |  | Withdrawable circuit breaker with guide frame, IEC 60947-2, frame size 3, 4-poles, N-pole left, In=4000A up to 690V AC 50/60Hz, breaking capacity H Icu=100/85kA at 500/690V, Trip unit ETU600 LSIG Hi-Z upgrade ready , colordisplay, bluetooth and USB interface, Protection LT, ST, INST, GFx, with GF highimpedance-input include N-protection, (internal N-sensor available), incl. trip alarm switch (1xCO), front connection double hole, guide frame with shutter and w/o position signalling switch, with internal voltage tap on lower stab of circuit breaker, with voltage tap module VTM680 and power supply of ETU600, able to communication, integrated metering type PMF-3 Advanced Power Monitor., Voltage, Energy, Power, Power factor, Frequency, Unbalance, Temperature, Power quality, Manual operating mechanism with mechanical closing, without Spring charging motor, Ready-to-close signal. switch, Auxiliary switches 2NO+2NC, without Closing coil (CC), manual operating mechanism with mechanical closing, without Remote trip alarm reset coil (RR), without 2nd shunt trip, without 1st Shunt trip | 654100 | 1 | Z\ | 1
3WA1340-5GG44-0AA0 |  | Withdrawable circuit breaker with guide frame, IEC 60947-2, frame size 3, 4-poles, N-pole left, In=4000A up to 690V AC 50/60Hz, breaking capacity H Icu=100/85kA at 500/690V, Trip unit ETU600 LSIG Hi-Z upgrade ready , colordisplay, bluetooth and USB interface, Protection LT, ST, INST, GFx, with GF highimpedance-input include N-protection, (internal N-sensor available), incl. trip alarm switch (1xCO), rear connection flange, guide frame with shutter and w/o position signalling switch, with internal voltage tap on lower stab of circuit breaker, with voltage tap module VTM680 and power supply of ETU600, able to communication, integrated metering type PMF-3 Advanced Power Monitor., Voltage, Energy, Power, Power factor, Frequency, Unbalance, Temperature, Power quality, Manual operating mechanism with mechanical closing, without Spring charging motor, Ready-to-close signal. switch, Auxiliary switches 2NO+2NC, without Closing coil (CC), manual operating mechanism with mechanical closing, without Remote trip alarm reset coil (RR), without 2nd shunt trip, without 1st Shunt trip | 626100 | 1 | Z\ | 1
3WA1340-5LE01-0AA0 |  | Fixed-mounted circuit breaker IEC 60947-2, frame size 3, 3-poles, In=4000A up to 690V AC 50/60Hz, breaking capacity H Icu=100/85kA at 500/690V, Trip unit ETU600 LSI upgrade ready , colordisplay, bluetooth and USB interface, Protection LT, ST, INST, N-protection required an external N-sensor, incl. trip alarm switch (1xCO), rear connection vertical, with internal voltage tap on upper stab of circuit breaker, with voltage tap module VTM680 and power supply of ETU600, able to communication, integrated metering type PMF-1 Energy Efficiency, Voltage, Active energy Ea Manual operating mechanism with mechanical closing, without Spring charging motor, Ready-to-close signal. switch, Auxiliary switches 2NO+2NC, without Closing coil (CC), manual operating mechanism with mechanical closing, without Remote trip alarm reset coil (RR), without 2nd shunt trip, without 1st Shunt trip | 371870 | 1 | Z\ | 1
3WA1340-5LE02-0AA0 |  | Fixed-mounted circuit breaker IEC 60947-2, frame size 3, 3-poles, In=4000A up to 690V AC 50/60Hz, breaking capacity H Icu=100/85kA at 500/690V, Trip unit ETU600 LSI upgrade ready , colordisplay, bluetooth and USB interface, Protection LT, ST, INST, N-protection required an external N-sensor, incl. trip alarm switch (1xCO), rear connection horizontal, with internal voltage tap on upper stab of circuit breaker, with voltage tap module VTM680 and power supply of ETU600, able to communication, integrated metering type PMF-1 Energy Efficiency, Voltage, Active energy Ea Manual operating mechanism with mechanical closing, without Spring charging motor, Ready-to-close signal. switch, Auxiliary switches 2NO+2NC, without Closing coil (CC), manual operating mechanism with mechanical closing, without Remote trip alarm reset coil (RR), without 2nd shunt trip, without 1st Shunt trip | 361870 | 1 | Z\ | 1
3WA1340-5LE03-0AA0 |  | Fixed-mounted circuit breaker IEC 60947-2, frame size 3, 3-poles, In=4000A up to 690V AC 50/60Hz, breaking capacity H Icu=100/85kA at 500/690V, Trip unit ETU600 LSI upgrade ready , colordisplay, bluetooth and USB interface, Protection LT, ST, INST, N-protection required an external N-sensor, incl. trip alarm switch (1xCO), front connection double hole, with internal voltage tap on upper stab of circuit breaker, with voltage tap module VTM680 and power supply of ETU600, able to communication, integrated metering type PMF-1 Energy Efficiency, Voltage, Active energy Ea Manual operating mechanism with mechanical closing, without Spring charging motor, Ready-to-close signal. switch, Auxiliary switches 2NO+2NC, without Closing coil (CC), manual operating mechanism with mechanical closing, without Remote trip alarm reset coil (RR), without 2nd shunt trip, without 1st Shunt trip | 382870 | 1 | Z\ | 1
3WA1340-5LE11-0AA0 |  | Fixed-mounted circuit breaker IEC 60947-2, frame size 3, 4-poles, N-pole left, In=4000A up to 690V AC 50/60Hz, breaking capacity H Icu=100/85kA at 500/690V, Trip unit ETU600 LSI upgrade ready , colordisplay, bluetooth and USB interface, Protection LT, ST, INST, include N-protection, (internal N-sensor available), incl. trip alarm switch (1xCO), rear connection vertical, with internal voltage tap on upper stab of circuit breaker, with voltage tap module VTM680 and power supply of ETU600, able to communication, integrated metering type PMF-1 Energy Efficiency, Voltage, Active energy Ea Manual operating mechanism with mechanical closing, without Spring charging motor, Ready-to-close signal. switch, Auxiliary switches 2NO+2NC, without Closing coil (CC), manual operating mechanism with mechanical closing, without Remote trip alarm reset coil (RR), without 2nd shunt trip, without 1st Shunt trip | 488870 | 1 | Z\ | 1
3WA1340-5LE12-0AA0 |  | Fixed-mounted circuit breaker IEC 60947-2, frame size 3, 4-poles, N-pole left, In=4000A up to 690V AC 50/60Hz, breaking capacity H Icu=100/85kA at 500/690V, Trip unit ETU600 LSI upgrade ready , colordisplay, bluetooth and USB interface, Protection LT, ST, INST, include N-protection, (internal N-sensor available), incl. trip alarm switch (1xCO), rear connection horizontal, with internal voltage tap on upper stab of circuit breaker, with voltage tap module VTM680 and power supply of ETU600, able to communication, integrated metering type PMF-1 Energy Efficiency, Voltage, Active energy Ea Manual operating mechanism with mechanical closing, without Spring charging motor, Ready-to-close signal. switch, Auxiliary switches 2NO+2NC, without Closing coil (CC), manual operating mechanism with mechanical closing, without Remote trip alarm reset coil (RR), without 2nd shunt trip, without 1st Shunt trip | 474870 | 1 | Z\ | 1
3WA1340-5LE21-0AA0 |  | fixed-mounted circuit breaker, IEC 60947-2, size 3, 4-pole, N pole on right, In=4000 A up to 690 V AC 50/60 Hz, breaking capacity H Icu=100/85 kA at 500/690 V, tripping unit ETU600 LSI upgradeable, color display, Bluetooth, USB interface, basic protection LT, ST, INST, including protection of the N conductor (internal neutral point sensor available), trip alarm switch (1 x CO), connection at rear vertical, with internal voltage tap on upper stab of circuit breaker, with voltage tap module VTM680 and power supply of ETU600, able to communication, integrated metering type PMF-1 Energy Efficiency, Voltage, Active energy Ea Manual operating mechanism with mechanical closing, without Spring charging motor, Ready-to-close signal. switch, Auxiliary switches 2NO+2NC, without Closing coil (CC), manual operating mechanism with mechanical closing, without Remote trip alarm reset coil (RR), without 2nd shunt trip, without 1st Shunt trip | 488870 | 1 | Z\ | 1
3WA1340-5LE22-0AA0 |  | fixed-mounted circuit breaker, IEC 60947-2, size 3, 4-pole, N pole on right, In=4000 A up to 690 V AC 50/60 Hz, breaking capacity H Icu=100/85 kA at 500/690 V, tripping unit ETU600 LSI upgradeable, color display, Bluetooth, USB interface, basic protection LT, ST, INST, including protection of the N conductor (internal neutral point sensor available), trip alarm switch (1 x CO), connection at rear horizontal with internal voltage tap on upper stab of circuit breaker, with voltage tap module VTM680 and power supply of ETU600, able to communication, integrated metering type PMF-1 Energy Efficiency, Voltage, Active energy Ea Manual operating mechanism with mechanical closing, without Spring charging motor, Ready-to-close signal. switch, Auxiliary switches 2NO+2NC, without Closing coil (CC), manual operating mechanism with mechanical closing, without Remote trip alarm reset coil (RR), without 2nd shunt trip, without 1st Shunt trip | 474870 | 1 | Z\ | 1
3WA1340-5LE23-0AA0 |  | fixed-mounted circuit breaker, IEC 60947-2, size 3, 4-pole, N pole on right, In=4000 A up to 690 V AC 50/60 Hz, breaking capacity H Icu=100/85 kA at 500/690 V, tripping unit ETU600 LSI upgradeable, color display, Bluetooth, USB interface, basic protection LT, ST, INST, including protection of the N conductor (internal neutral point sensor available), trip alarm switch (1 x CO), front connection double hole, with internal voltage tap on upper stab of circuit breaker, with voltage tap module VTM680 and power supply of ETU600, able to communication, integrated metering type PMF-1 Energy Efficiency, Voltage, Active energy Ea Manual operating mechanism with mechanical closing, without Spring charging motor, Ready-to-close signal. switch, Auxiliary switches 2NO+2NC, without Closing coil (CC), manual operating mechanism with mechanical closing, without Remote trip alarm reset coil (RR), without 2nd shunt trip, without 1st Shunt trip | 502870 | 1 | Z\ | 1
3WA1340-5LE31-0AA0 |  | Withdrawable circuit breaker with guide frame, IEC 60947-2, frame size 3, 3-poles, In=4000A up to 690V AC 50/60Hz, breaking capacity H Icu=100/85kA at 500/690V, Trip unit ETU600 LSI upgrade ready , colordisplay, bluetooth and USB interface, Protection LT, ST, INST, N-protection required an external N-sensor, incl. trip alarm switch (1xCO), rear connection vertical, guide frame with shutter and w/o position signalling switch, with internal voltage tap on upper stab of circuit breaker, with voltage tap module VTM680 and power supply of ETU600, able to communication, integrated metering type PMF-1 Energy Efficiency, Voltage, Active energy Ea Manual operating mechanism with mechanical closing, without Spring charging motor, Ready-to-close signal. switch, Auxiliary switches 2NO+2NC, without Closing coil (CC), manual operating mechanism with mechanical closing, without Remote trip alarm reset coil (RR), without 2nd shunt trip, without 1st Shunt trip | 450870 | 1 | Z\ | 1
3WA1340-5LE32-0AA0 |  | Withdrawable circuit breaker with guide frame, IEC 60947-2, frame size 3, 3-poles, In=4000A up to 690V AC 50/60Hz, breaking capacity H Icu=100/85kA at 500/690V, Trip unit ETU600 LSI upgrade ready , colordisplay, bluetooth and USB interface, Protection LT, ST, INST, N-protection required an external N-sensor, incl. trip alarm switch (1xCO), rear connection horizontal, guide frame with shutter and w/o position signalling switch, with internal voltage tap on upper stab of circuit breaker, with voltage tap module VTM680 and power supply of ETU600, able to communication, integrated metering type PMF-1 Energy Efficiency, Voltage, Active energy Ea Manual operating mechanism with mechanical closing, without Spring charging motor, Ready-to-close signal. switch, Auxiliary switches 2NO+2NC, without Closing coil (CC), manual operating mechanism with mechanical closing, without Remote trip alarm reset coil (RR), without 2nd shunt trip, without 1st Shunt trip | 440870 | 1 | Z\ | 1
3WA1340-5LE33-0AA0 |  | Withdrawable circuit breaker with guide frame, IEC 60947-2, frame size 3, 3-poles, In=4000A up to 690V AC 50/60Hz, breaking capacity H Icu=100/85kA at 500/690V, Trip unit ETU600 LSI upgrade ready , colordisplay, bluetooth and USB interface, Protection LT, ST, INST, N-protection required an external N-sensor, incl. trip alarm switch (1xCO), front connection double hole, guide frame with shutter and w/o position signalling switch, with internal voltage tap on upper stab of circuit breaker, with voltage tap module VTM680 and power supply of ETU600, able to communication, integrated metering type PMF-1 Energy Efficiency, Voltage, Active energy Ea Manual operating mechanism with mechanical closing, without Spring charging motor, Ready-to-close signal. switch, Auxiliary switches 2NO+2NC, without Closing coil (CC), manual operating mechanism with mechanical closing, without Remote trip alarm reset coil (RR), without 2nd shunt trip, without 1st Shunt trip | 461870 | 1 | Z\ | 1
3WA1340-5LE34-0AA0 |  | Withdrawable circuit breaker with guide frame, IEC 60947-2, frame size 3, 3-poles, In=4000A up to 690V AC 50/60Hz, breaking capacity H Icu=100/85kA at 500/690V, Trip unit ETU600 LSI upgrade ready , colordisplay, bluetooth and USB interface, Protection LT, ST, INST, N-protection required an external N-sensor, incl. trip alarm switch (1xCO), rear connection flange, guide frame with shutter and w/o position signalling switch, with internal voltage tap on upper stab of circuit breaker, with voltage tap module VTM680 and power supply of ETU600, able to communication, integrated metering type PMF-1 Energy Efficiency, Voltage, Active energy Ea Manual operating mechanism with mechanical closing, without Spring charging motor, Ready-to-close signal. switch, Auxiliary switches 2NO+2NC, without Closing coil (CC), manual operating mechanism with mechanical closing, without Remote trip alarm reset coil (RR), without 2nd shunt trip, without 1st Shunt trip | 440870 | 1 | Z\ | 1
3WA1340-5LE41-0AA0 |  | Withdrawable circuit breaker with guide frame, IEC 60947-2, frame size 3, 4-poles, N-pole left, In=4000A up to 690V AC 50/60Hz, breaking capacity H Icu=100/85kA at 500/690V, Trip unit ETU600 LSI upgrade ready , colordisplay, bluetooth and USB interface, Protection LT, ST, INST, include N-protection, (internal N-sensor available), incl. trip alarm switch (1xCO), rear connection vertical, guide frame with shutter and w/o position signalling switch, with internal voltage tap on upper stab of circuit breaker, with voltage tap module VTM680 and power supply of ETU600, able to communication, integrated metering type PMF-1 Energy Efficiency, Voltage, Active energy Ea Manual operating mechanism with mechanical closing, without Spring charging motor, Ready-to-close signal. switch, Auxiliary switches 2NO+2NC, without Closing coil (CC), manual operating mechanism with mechanical closing, without Remote trip alarm reset coil (RR), without 2nd shunt trip, without 1st Shunt trip | 592870 | 1 | Z\ | 1
3WA1340-5LE42-0AA0 |  | Withdrawable circuit breaker with guide frame, IEC 60947-2, frame size 3, 4-poles, N-pole left, In=4000A up to 690V AC 50/60Hz, breaking capacity H Icu=100/85kA at 500/690V, Trip unit ETU600 LSI upgrade ready , colordisplay, bluetooth and USB interface, Protection LT, ST, INST, include N-protection, (internal N-sensor available), incl. trip alarm switch (1xCO), rear connection horizontal, guide frame with shutter and w/o position signalling switch, with internal voltage tap on upper stab of circuit breaker, with voltage tap module VTM680 and power supply of ETU600, able to communication, integrated metering type PMF-1 Energy Efficiency, Voltage, Active energy Ea Manual operating mechanism with mechanical closing, without Spring charging motor, Ready-to-close signal. switch, Auxiliary switches 2NO+2NC, without Closing coil (CC), manual operating mechanism with mechanical closing, without Remote trip alarm reset coil (RR), without 2nd shunt trip, without 1st Shunt trip | 578870 | 1 | Z\ | 1
3WA1340-5LE43-0AA0 |  | Withdrawable circuit breaker with guide frame, IEC 60947-2, frame size 3, 4-poles, N-pole left, In=4000A up to 690V AC 50/60Hz, breaking capacity H Icu=100/85kA at 500/690V, Trip unit ETU600 LSI upgrade ready , colordisplay, bluetooth and USB interface, Protection LT, ST, INST, include N-protection, (internal N-sensor available), incl. trip alarm switch (1xCO), front connection double hole, guide frame with shutter and w/o position signalling switch, with internal voltage tap on upper stab of circuit breaker, with voltage tap module VTM680 and power supply of ETU600, able to communication, integrated metering type PMF-1 Energy Efficiency, Voltage, Active energy Ea Manual operating mechanism with mechanical closing, without Spring charging motor, Ready-to-close signal. switch, Auxiliary switches 2NO+2NC, without Closing coil (CC), manual operating mechanism with mechanical closing, without Remote trip alarm reset coil (RR), without 2nd shunt trip, without 1st Shunt trip | 606870 | 1 | Z\ | 1
3WA1340-5LE44-0AA0 |  | Withdrawable circuit breaker with guide frame, IEC 60947-2, frame size 3, 4-poles, N-pole left, In=4000A up to 690V AC 50/60Hz, breaking capacity H Icu=100/85kA at 500/690V, Trip unit ETU600 LSI upgrade ready , colordisplay, bluetooth and USB interface, Protection LT, ST, INST, include N-protection, (internal N-sensor available), incl. trip alarm switch (1xCO), rear connection flange, guide frame with shutter and w/o position signalling switch, with internal voltage tap on upper stab of circuit breaker, with voltage tap module VTM680 and power supply of ETU600, able to communication, integrated metering type PMF-1 Energy Efficiency, Voltage, Active energy Ea Manual operating mechanism with mechanical closing, without Spring charging motor, Ready-to-close signal. switch, Auxiliary switches 2NO+2NC, without Closing coil (CC), manual operating mechanism with mechanical closing, without Remote trip alarm reset coil (RR), without 2nd shunt trip, without 1st Shunt trip | 578870 | 1 | Z\ | 1
3WA1340-5LF01-0AA0 |  | Fixed-mounted circuit breaker IEC 60947-2, frame size 3, 3-poles, In=4000A up to 690V AC 50/60Hz, breaking capacity H Icu=100/85kA at 500/690V, Trip unit ETU600 LSIG upgrade ready , colordisplay, bluetooth and USB interface, Protection LT, ST, INST, GFx, N-protection required an external N-sensor, incl. trip alarm switch (1xCO), rear connection vertical, with internal voltage tap on upper stab of circuit breaker, with voltage tap module VTM680 and power supply of ETU600, able to communication, integrated metering type PMF-1 Energy Efficiency, Voltage, Active energy Ea Manual operating mechanism with mechanical closing, without Spring charging motor, Ready-to-close signal. switch, Auxiliary switches 2NO+2NC, without Closing coil (CC), manual operating mechanism with mechanical closing, without Remote trip alarm reset coil (RR), without 2nd shunt trip, without 1st Shunt trip | 382870 | 1 | Z\ | 1
3WA1340-5LF02-0AA0 |  | Fixed-mounted circuit breaker IEC 60947-2, frame size 3, 3-poles, In=4000A up to 690V AC 50/60Hz, breaking capacity H Icu=100/85kA at 500/690V, Trip unit ETU600 LSIG upgrade ready , colordisplay, bluetooth and USB interface, Protection LT, ST, INST, GFx, N-protection required an external N-sensor, incl. trip alarm switch (1xCO), rear connection horizontal, with internal voltage tap on upper stab of circuit breaker, with voltage tap module VTM680 and power supply of ETU600, able to communication, integrated metering type PMF-1 Energy Efficiency, Voltage, Active energy Ea Manual operating mechanism with mechanical closing, without Spring charging motor, Ready-to-close signal. switch, Auxiliary switches 2NO+2NC, without Closing coil (CC), manual operating mechanism with mechanical closing, without Remote trip alarm reset coil (RR), without 2nd shunt trip, without 1st Shunt trip | 371870 | 1 | Z\ | 1
3WA1340-5LF03-0AA0 |  | Fixed-mounted circuit breaker IEC 60947-2, frame size 3, 3-poles, In=4000A up to 690V AC 50/60Hz, breaking capacity H Icu=100/85kA at 500/690V, Trip unit ETU600 LSIG upgrade ready , colordisplay, bluetooth and USB interface, Protection LT, ST, INST, GFx, N-protection required an external N-sensor, incl. trip alarm switch (1xCO), front connection double hole, with internal voltage tap on upper stab of circuit breaker, with voltage tap module VTM680 and power supply of ETU600, able to communication, integrated metering type PMF-1 Energy Efficiency, Voltage, Active energy Ea Manual operating mechanism with mechanical closing, without Spring charging motor, Ready-to-close signal. switch, Auxiliary switches 2NO+2NC, without Closing coil (CC), manual operating mechanism with mechanical closing, without Remote trip alarm reset coil (RR), without 2nd shunt trip, without 1st Shunt trip | 393870 | 1 | Z\ | 1
3WA1340-5LF11-0AA0 |  | Fixed-mounted circuit breaker IEC 60947-2, frame size 3, 4-poles, N-pole left, In=4000A up to 690V AC 50/60Hz, breaking capacity H Icu=100/85kA at 500/690V, Trip unit ETU600 LSIG upgrade ready , colordisplay, bluetooth and USB interface, Protection LT, ST, INST, GFx, include N-protection, (internal N-sensor available), incl. trip alarm switch (1xCO), rear connection vertical, with internal voltage tap on upper stab of circuit breaker, with voltage tap module VTM680 and power supply of ETU600, able to communication, integrated metering type PMF-1 Energy Efficiency, Voltage, Active energy Ea Manual operating mechanism with mechanical closing, without Spring charging motor, Ready-to-close signal. switch, Auxiliary switches 2NO+2NC, without Closing coil (CC), manual operating mechanism with mechanical closing, without Remote trip alarm reset coil (RR), without 2nd shunt trip, without 1st Shunt trip | 498870 | 1 | Z\ | 1
3WA1340-5LF12-0AA0 |  | Fixed-mounted circuit breaker IEC 60947-2, frame size 3, 4-poles, N-pole left, In=4000A up to 690V AC 50/60Hz, breaking capacity H Icu=100/85kA at 500/690V, Trip unit ETU600 LSIG upgrade ready , colordisplay, bluetooth and USB interface, Protection LT, ST, INST, GFx, include N-protection, (internal N-sensor available), incl. trip alarm switch (1xCO), rear connection horizontal, with internal voltage tap on upper stab of circuit breaker, with voltage tap module VTM680 and power supply of ETU600, able to communication, integrated metering type PMF-1 Energy Efficiency, Voltage, Active energy Ea Manual operating mechanism with mechanical closing, without Spring charging motor, Ready-to-close signal. switch, Auxiliary switches 2NO+2NC, without Closing coil (CC), manual operating mechanism with mechanical closing, without Remote trip alarm reset coil (RR), without 2nd shunt trip, without 1st Shunt trip | 484870 | 1 | Z\ | 1
3WA1340-5LF21-0AA0 |  | fixed-mounted circuit breaker, IEC 60947-2, size 3, 4-pole, N pole on right, In=4000 A up to 690 V AC 50/60 Hz, breaking capacity H Icu=100/85 kA at 500/690 V, tripping unit ETU600 LSIG upgradeable, color display, Bluetooth, USB interface, basic protection LT, ST, INST, GFx, including protection of the N conductor (internal neutral point sensor available), trip alarm switch (1 x CO), connection at rear vertical, with internal voltage tap on upper stab of circuit breaker, with voltage tap module VTM680 and power supply of ETU600, able to communication, integrated metering type PMF-1 Energy Efficiency, Voltage, Active energy Ea Manual operating mechanism with mechanical closing, without Spring charging motor, Ready-to-close signal. switch, Auxiliary switches 2NO+2NC, without Closing coil (CC), manual operating mechanism with mechanical closing, without Remote trip alarm reset coil (RR), without 2nd shunt trip, without 1st Shunt trip | 498870 | 1 | Z\ | 1
3WA1340-5LF22-0AA0 |  | fixed-mounted circuit breaker, IEC 60947-2, size 3, 4-pole, N pole on right, In=4000 A up to 690 V AC 50/60 Hz, breaking capacity H Icu=100/85 kA at 500/690 V, tripping unit ETU600 LSIG upgradeable, color display, Bluetooth, USB interface, basic protection LT, ST, INST, GFx, including protection of the N conductor (internal neutral point sensor available), trip alarm switch (1 x CO), connection at rear horizontal with internal voltage tap on upper stab of circuit breaker, with voltage tap module VTM680 and power supply of ETU600, able to communication, integrated metering type PMF-1 Energy Efficiency, Voltage, Active energy Ea Manual operating mechanism with mechanical closing, without Spring charging motor, Ready-to-close signal. switch, Auxiliary switches 2NO+2NC, without Closing coil (CC), manual operating mechanism with mechanical closing, without Remote trip alarm reset coil (RR), without 2nd shunt trip, without 1st Shunt trip | 484870 | 1 | Z\ | 1
3WA1340-5LF23-0AA0 |  | fixed-mounted circuit breaker, IEC 60947-2, size 3, 4-pole, N pole on right, In=4000 A up to 690 V AC 50/60 Hz, breaking capacity H Icu=100/85 kA at 500/690 V, tripping unit ETU600 LSIG upgradeable, color display, Bluetooth, USB interface, basic protection LT, ST, INST, GFx, including protection of the N conductor (internal neutral point sensor available), trip alarm switch (1 x CO), front connection double hole, with internal voltage tap on upper stab of circuit breaker, with voltage tap module VTM680 and power supply of ETU600, able to communication, integrated metering type PMF-1 Energy Efficiency, Voltage, Active energy Ea Manual operating mechanism with mechanical closing, without Spring charging motor, Ready-to-close signal. switch, Auxiliary switches 2NO+2NC, without Closing coil (CC), manual operating mechanism with mechanical closing, without Remote trip alarm reset coil (RR), without 2nd shunt trip, without 1st Shunt trip | 513870 | 1 | Z\ | 1
3WA1340-5LF31-0AA0 |  | Withdrawable circuit breaker with guide frame, IEC 60947-2, frame size 3, 3-poles, In=4000A up to 690V AC 50/60Hz, breaking capacity H Icu=100/85kA at 500/690V, Trip unit ETU600 LSIG upgrade ready , colordisplay, bluetooth and USB interface, Protection LT, ST, INST, GFx, N-protection required an external N-sensor, incl. trip alarm switch (1xCO), rear connection vertical, guide frame with shutter and w/o position signalling switch, with internal voltage tap on upper stab of circuit breaker, with voltage tap module VTM680 and power supply of ETU600, able to communication, integrated metering type PMF-1 Energy Efficiency, Voltage, Active energy Ea Manual operating mechanism with mechanical closing, without Spring charging motor, Ready-to-close signal. switch, Auxiliary switches 2NO+2NC, without Closing coil (CC), manual operating mechanism with mechanical closing, without Remote trip alarm reset coil (RR), without 2nd shunt trip, without 1st Shunt trip | 461870 | 1 | Z\ | 1
3WA1340-5LF32-0AA0 |  | Withdrawable circuit breaker with guide frame, IEC 60947-2, frame size 3, 3-poles, In=4000A up to 690V AC 50/60Hz, breaking capacity H Icu=100/85kA at 500/690V, Trip unit ETU600 LSIG upgrade ready , colordisplay, bluetooth and USB interface, Protection LT, ST, INST, GFx, N-protection required an external N-sensor, incl. trip alarm switch (1xCO), rear connection horizontal, guide frame with shutter and w/o position signalling switch, with internal voltage tap on upper stab of circuit breaker, with voltage tap module VTM680 and power supply of ETU600, able to communication, integrated metering type PMF-1 Energy Efficiency, Voltage, Active energy Ea Manual operating mechanism with mechanical closing, without Spring charging motor, Ready-to-close signal. switch, Auxiliary switches 2NO+2NC, without Closing coil (CC), manual operating mechanism with mechanical closing, without Remote trip alarm reset coil (RR), without 2nd shunt trip, without 1st Shunt trip | 450870 | 1 | Z\ | 1
3WA1340-5LF32-8EA4-Z | C01D80F19F23M71S08T40 | Withdrawable circuit breaker with guide frame, IEC 60947-2, frame size 3, 3-poles, In=4000A up to 690V AC 50/60Hz, breaking capacity H Icu=100/85kA at 500/690V, Trip unit ETU600 LSIG upgrade ready , colordisplay, bluetooth and USB interface, Protection LT, ST, INST, GFx, N-protection required an external N-sensor, incl. trip alarm switch (1xCO), rear connection horizontal, guide frame with shutter and w/o position signalling switch, with internal voltage tap on upper stab of circuit breaker, with voltage tap module VTM680 and power supply of ETU600, able to communication, integrated metering type PMF-1 Energy Efficiency, Voltage, Active energy Ea with manual and motorized operating mechanism (M) 208-240 V AC / 220-250 V DC, Storage status and ready-to- close signaling switches, Auxiliary switches 4NO+4NC, Closing coil (CC) 100% OP 208-240 V AC / 220-250 V DC, applicable for continuous duty, without Remote trip alarm reset coil (RR), without 2nd shunt trip, Shunt trip (ST) 100% OP 208-240 V AC / 220-250 V DC, suitable for continuous duty, Option C01 = Operations counter for circuit breaker Option D80 = Circuit breaker without Bluetooth functionality Option F19 = COM190 COM module PROFINET IO Modbus TCP 2 switched Ethernet ports circuit breaker internal Option F23 = Digital Input/Output module IOM230 (2x IN, 3x OUT), include adapter for secondary disconnect mounting, connection wires and CubicleBus terminating resistor. option M71 = changeover to CC/ST without communication capability Option S08 = Locking provision against unauthorized closing Secured Open; for with Ronis lock Option T40 = Door sealing frame IP41 | 511430 | 1 | Z\ | 1
3WA1340-5LF32-8EA4-Z | C01D80F19F23S08T40 | Withdrawable circuit breaker with guide frame, IEC 60947-2, frame size 3, 3-poles, In=4000A up to 690V AC 50/60Hz, breaking capacity H Icu=100/85kA at 500/690V, Trip unit ETU600 LSIG upgrade ready , colordisplay, bluetooth and USB interface, Protection LT, ST, INST, GFx, N-protection required an external N-sensor, incl. trip alarm switch (1xCO), rear connection horizontal, guide frame with shutter and w/o position signalling switch, with internal voltage tap on upper stab of circuit breaker, with voltage tap module VTM680 and power supply of ETU600, able to communication, integrated metering type PMF-1 Energy Efficiency, Voltage, Active energy Ea with manual and motorized operating mechanism (M) 208-240 V AC / 220-250 V DC, Storage status and ready-to- close signaling switches, Auxiliary switches 4NO+4NC, Closing coil (CC) 100% OP 208-240 V AC / 220-250 V DC, applicable for continuous duty, without Remote trip alarm reset coil (RR), without 2nd shunt trip, Shunt trip (ST) 100% OP 208-240 V AC / 220-250 V DC, suitable for continuous duty, Option C01 = Operations counter for circuit breaker Option D80 = Circuit breaker without Bluetooth functionality Option F19 = COM190 COM module PROFINET IO Modbus TCP 2 switched Ethernet ports circuit breaker internal Option F23 = Digital Input/Output module IOM230 (2x IN, 3x OUT), include adapter for secondary disconnect mounting, connection wires and CubicleBus terminating resistor. Option S08 = Locking provision against unauthorized closing Secured Open; for with Ronis lock Option T40 = Door sealing frame IP41 | 511430 | 1 | Z\ | 1
3WA1340-5LF33-0AA0 |  | Withdrawable circuit breaker with guide frame, IEC 60947-2, frame size 3, 3-poles, In=4000A up to 690V AC 50/60Hz, breaking capacity H Icu=100/85kA at 500/690V, Trip unit ETU600 LSIG upgrade ready , colordisplay, bluetooth and USB interface, Protection LT, ST, INST, GFx, N-protection required an external N-sensor, incl. trip alarm switch (1xCO), front connection double hole, guide frame with shutter and w/o position signalling switch, with internal voltage tap on upper stab of circuit breaker, with voltage tap module VTM680 and power supply of ETU600, able to communication, integrated metering type PMF-1 Energy Efficiency, Voltage, Active energy Ea Manual operating mechanism with mechanical closing, without Spring charging motor, Ready-to-close signal. switch, Auxiliary switches 2NO+2NC, without Closing coil (CC), manual operating mechanism with mechanical closing, without Remote trip alarm reset coil (RR), without 2nd shunt trip, without 1st Shunt trip | 472870 | 1 | Z\ | 1
3WA1340-5LF34-0AA0 |  | Withdrawable circuit breaker with guide frame, IEC 60947-2, frame size 3, 3-poles, In=4000A up to 690V AC 50/60Hz, breaking capacity H Icu=100/85kA at 500/690V, Trip unit ETU600 LSIG upgrade ready , colordisplay, bluetooth and USB interface, Protection LT, ST, INST, GFx, N-protection required an external N-sensor, incl. trip alarm switch (1xCO), rear connection flange, guide frame with shutter and w/o position signalling switch, with internal voltage tap on upper stab of circuit breaker, with voltage tap module VTM680 and power supply of ETU600, able to communication, integrated metering type PMF-1 Energy Efficiency, Voltage, Active energy Ea Manual operating mechanism with mechanical closing, without Spring charging motor, Ready-to-close signal. switch, Auxiliary switches 2NO+2NC, without Closing coil (CC), manual operating mechanism with mechanical closing, without Remote trip alarm reset coil (RR), without 2nd shunt trip, without 1st Shunt trip | 450870 | 1 | Z\ | 1
3WA1340-5LF41-0AA0 |  | Withdrawable circuit breaker with guide frame, IEC 60947-2, frame size 3, 4-poles, N-pole left, In=4000A up to 690V AC 50/60Hz, breaking capacity H Icu=100/85kA at 500/690V, Trip unit ETU600 LSIG upgrade ready , colordisplay, bluetooth and USB interface, Protection LT, ST, INST, GFx, include N-protection, (internal N-sensor available), incl. trip alarm switch (1xCO), rear connection vertical, guide frame with shutter and w/o position signalling switch, with internal voltage tap on upper stab of circuit breaker, with voltage tap module VTM680 and power supply of ETU600, able to communication, integrated metering type PMF-1 Energy Efficiency, Voltage, Active energy Ea Manual operating mechanism with mechanical closing, without Spring charging motor, Ready-to-close signal. switch, Auxiliary switches 2NO+2NC, without Closing coil (CC), manual operating mechanism with mechanical closing, without Remote trip alarm reset coil (RR), without 2nd shunt trip, without 1st Shunt trip | 603870 | 1 | Z\ | 1
3WA1340-5LF42-0AA0 |  | Withdrawable circuit breaker with guide frame, IEC 60947-2, frame size 3, 4-poles, N-pole left, In=4000A up to 690V AC 50/60Hz, breaking capacity H Icu=100/85kA at 500/690V, Trip unit ETU600 LSIG upgrade ready , colordisplay, bluetooth and USB interface, Protection LT, ST, INST, GFx, include N-protection, (internal N-sensor available), incl. trip alarm switch (1xCO), rear connection horizontal, guide frame with shutter and w/o position signalling switch, with internal voltage tap on upper stab of circuit breaker, with voltage tap module VTM680 and power supply of ETU600, able to communication, integrated metering type PMF-1 Energy Efficiency, Voltage, Active energy Ea Manual operating mechanism with mechanical closing, without Spring charging motor, Ready-to-close signal. switch, Auxiliary switches 2NO+2NC, without Closing coil (CC), manual operating mechanism with mechanical closing, without Remote trip alarm reset coil (RR), without 2nd shunt trip, without 1st Shunt trip | 589870 | 1 | Z\ | 1
3WA1340-5LF43-0AA0 |  | Withdrawable circuit breaker with guide frame, IEC 60947-2, frame size 3, 4-poles, N-pole left, In=4000A up to 690V AC 50/60Hz, breaking capacity H Icu=100/85kA at 500/690V, Trip unit ETU600 LSIG upgrade ready , colordisplay, bluetooth and USB interface, Protection LT, ST, INST, GFx, include N-protection, (internal N-sensor available), incl. trip alarm switch (1xCO), front connection double hole, guide frame with shutter and w/o position signalling switch, with internal voltage tap on upper stab of circuit breaker, with voltage tap module VTM680 and power supply of ETU600, able to communication, integrated metering type PMF-1 Energy Efficiency, Voltage, Active energy Ea Manual operating mechanism with mechanical closing, without Spring charging motor, Ready-to-close signal. switch, Auxiliary switches 2NO+2NC, without Closing coil (CC), manual operating mechanism with mechanical closing, without Remote trip alarm reset coil (RR), without 2nd shunt trip, without 1st Shunt trip | 617870 | 1 | Z\ | 1
3WA1340-5LF44-0AA0 |  | Withdrawable circuit breaker with guide frame, IEC 60947-2, frame size 3, 4-poles, N-pole left, In=4000A up to 690V AC 50/60Hz, breaking capacity H Icu=100/85kA at 500/690V, Trip unit ETU600 LSIG upgrade ready , colordisplay, bluetooth and USB interface, Protection LT, ST, INST, GFx, include N-protection, (internal N-sensor available), incl. trip alarm switch (1xCO), rear connection flange, guide frame with shutter and w/o position signalling switch, with internal voltage tap on upper stab of circuit breaker, with voltage tap module VTM680 and power supply of ETU600, able to communication, integrated metering type PMF-1 Energy Efficiency, Voltage, Active energy Ea Manual operating mechanism with mechanical closing, without Spring charging motor, Ready-to-close signal. switch, Auxiliary switches 2NO+2NC, without Closing coil (CC), manual operating mechanism with mechanical closing, without Remote trip alarm reset coil (RR), without 2nd shunt trip, without 1st Shunt trip | 589870 | 1 | Z\ | 1
3WA1340-5LG01-0AA0 |  | Fixed-mounted circuit breaker IEC 60947-2, frame size 3, 3-poles, In=4000A up to 690V AC 50/60Hz, breaking capacity H Icu=100/85kA at 500/690V, Trip unit ETU600 LSIG Hi-Z upgrade ready , colordisplay, bluetooth and USB interface, Protection LT, ST, INST, GFx, with GF highimpedance-input N-protection required an external N-sensor, incl. trip alarm switch (1xCO), rear connection vertical, with internal voltage tap on upper stab of circuit breaker, with voltage tap module VTM680 and power supply of ETU600, able to communication, integrated metering type PMF-1 Energy Efficiency, Voltage, Active energy Ea Manual operating mechanism with mechanical closing, without Spring charging motor, Ready-to-close signal. switch, Auxiliary switches 2NO+2NC, without Closing coil (CC), manual operating mechanism with mechanical closing, without Remote trip alarm reset coil (RR), without 2nd shunt trip, without 1st Shunt trip | 403870 | 1 | Z\ | 1
3WA1340-5LG02-0AA0 |  | Fixed-mounted circuit breaker IEC 60947-2, frame size 3, 3-poles, In=4000A up to 690V AC 50/60Hz, breaking capacity H Icu=100/85kA at 500/690V, Trip unit ETU600 LSIG Hi-Z upgrade ready , colordisplay, bluetooth and USB interface, Protection LT, ST, INST, GFx, with GF highimpedance-input N-protection required an external N-sensor, incl. trip alarm switch (1xCO), rear connection horizontal, with internal voltage tap on upper stab of circuit breaker, with voltage tap module VTM680 and power supply of ETU600, able to communication, integrated metering type PMF-1 Energy Efficiency, Voltage, Active energy Ea Manual operating mechanism with mechanical closing, without Spring charging motor, Ready-to-close signal. switch, Auxiliary switches 2NO+2NC, without Closing coil (CC), manual operating mechanism with mechanical closing, without Remote trip alarm reset coil (RR), without 2nd shunt trip, without 1st Shunt trip | 393870 | 1 | Z\ | 1
3WA1340-5LG03-0AA0 |  | Fixed-mounted circuit breaker IEC 60947-2, frame size 3, 3-poles, In=4000A up to 690V AC 50/60Hz, breaking capacity H Icu=100/85kA at 500/690V, Trip unit ETU600 LSIG Hi-Z upgrade ready , colordisplay, bluetooth and USB interface, Protection LT, ST, INST, GFx, with GF highimpedance-input N-protection required an external N-sensor, incl. trip alarm switch (1xCO), front connection double hole, with internal voltage tap on upper stab of circuit breaker, with voltage tap module VTM680 and power supply of ETU600, able to communication, integrated metering type PMF-1 Energy Efficiency, Voltage, Active energy Ea Manual operating mechanism with mechanical closing, without Spring charging motor, Ready-to-close signal. switch, Auxiliary switches 2NO+2NC, without Closing coil (CC), manual operating mechanism with mechanical closing, without Remote trip alarm reset coil (RR), without 2nd shunt trip, without 1st Shunt trip | 414870 | 1 | Z\ | 1
3WA1340-5LG11-0AA0 |  | Fixed-mounted circuit breaker IEC 60947-2, frame size 3, 4-poles, N-pole left, In=4000A up to 690V AC 50/60Hz, breaking capacity H Icu=100/85kA at 500/690V, Trip unit ETU600 LSIG Hi-Z upgrade ready , colordisplay, bluetooth and USB interface, Protection LT, ST, INST, GFx, with GF highimpedance-input include N-protection, (internal N-sensor available), incl. trip alarm switch (1xCO), rear connection vertical, with internal voltage tap on upper stab of circuit breaker, with voltage tap module VTM680 and power supply of ETU600, able to communication, integrated metering type PMF-1 Energy Efficiency, Voltage, Active energy Ea Manual operating mechanism with mechanical closing, without Spring charging motor, Ready-to-close signal. switch, Auxiliary switches 2NO+2NC, without Closing coil (CC), manual operating mechanism with mechanical closing, without Remote trip alarm reset coil (RR), without 2nd shunt trip, without 1st Shunt trip | 520870 | 1 | Z\ | 1
3WA1340-5LG12-0AA0 |  | Fixed-mounted circuit breaker IEC 60947-2, frame size 3, 4-poles, N-pole left, In=4000A up to 690V AC 50/60Hz, breaking capacity H Icu=100/85kA at 500/690V, Trip unit ETU600 LSIG Hi-Z upgrade ready , colordisplay, bluetooth and USB interface, Protection LT, ST, INST, GFx, with GF highimpedance-input include N-protection, (internal N-sensor available), incl. trip alarm switch (1xCO), rear connection horizontal, with internal voltage tap on upper stab of circuit breaker, with voltage tap module VTM680 and power supply of ETU600, able to communication, integrated metering type PMF-1 Energy Efficiency, Voltage, Active energy Ea Manual operating mechanism with mechanical closing, without Spring charging motor, Ready-to-close signal. switch, Auxiliary switches 2NO+2NC, without Closing coil (CC), manual operating mechanism with mechanical closing, without Remote trip alarm reset coil (RR), without 2nd shunt trip, without 1st Shunt trip | 506870 | 1 | Z\ | 1
3WA1340-5LG21-0AA0 |  | fixed-mounted circuit breaker, IEC 60947-2, size 3, 4-pole, N pole on right, In=4000 A up to 690 V AC 50/60 Hz, breaking capacity H Icu=100/85 kA at 500/690 V, tripping unit ETU600 LSIG Hi-Z upgradeable, color display, Bluetooth, USB interface, basic protection LT, ST, INST, GFx, with GF high-impedance input, including protection of the N conductor (internal neutral point sensor available), trip alarm switch (1 x CO), connection at rear vertical, with internal voltage tap on upper stab of circuit breaker, with voltage tap module VTM680 and power supply of ETU600, able to communication, integrated metering type PMF-1 Energy Efficiency, Voltage, Active energy Ea Manual operating mechanism with mechanical closing, without Spring charging motor, Ready-to-close signal. switch, Auxiliary switches 2NO+2NC, without Closing coil (CC), manual operating mechanism with mechanical closing, without Remote trip alarm reset coil (RR), without 2nd shunt trip, without 1st Shunt trip | 520870 | 1 | Z\ | 1
3WA1340-5LG22-0AA0 |  | fixed-mounted circuit breaker, IEC 60947-2, size 3, 4-pole, N pole on right, In=4000 A up to 690 V AC 50/60 Hz, breaking capacity H Icu=100/85 kA at 500/690 V, tripping unit ETU600 LSIG Hi-Z upgradeable, color display, Bluetooth, USB interface, basic protection LT, ST, INST, GFx, with GF high-impedance input, including protection of the N conductor (internal neutral point sensor available), trip alarm switch (1 x CO), connection at rear horizontal with internal voltage tap on upper stab of circuit breaker, with voltage tap module VTM680 and power supply of ETU600, able to communication, integrated metering type PMF-1 Energy Efficiency, Voltage, Active energy Ea Manual operating mechanism with mechanical closing, without Spring charging motor, Ready-to-close signal. switch, Auxiliary switches 2NO+2NC, without Closing coil (CC), manual operating mechanism with mechanical closing, without Remote trip alarm reset coil (RR), without 2nd shunt trip, without 1st Shunt trip | 506870 | 1 | Z\ | 1
3WA1340-5LG23-0AA0 |  | fixed-mounted circuit breaker, IEC 60947-2, size 3, 4-pole, N pole on right, In=4000 A up to 690 V AC 50/60 Hz, breaking capacity H Icu=100/85 kA at 500/690 V, tripping unit ETU600 LSIG Hi-Z upgradeable, color display, Bluetooth, USB interface, basic protection LT, ST, INST, GFx, with GF high-impedance input, including protection of the N conductor (internal neutral point sensor available), trip alarm switch (1 x CO), front connection double hole, with internal voltage tap on upper stab of circuit breaker, with voltage tap module VTM680 and power supply of ETU600, able to communication, integrated metering type PMF-1 Energy Efficiency, Voltage, Active energy Ea Manual operating mechanism with mechanical closing, without Spring charging motor, Ready-to-close signal. switch, Auxiliary switches 2NO+2NC, without Closing coil (CC), manual operating mechanism with mechanical closing, without Remote trip alarm reset coil (RR), without 2nd shunt trip, without 1st Shunt trip | 534870 | 1 | Z\ | 1
3WA1340-5LG31-0AA0 |  | Withdrawable circuit breaker with guide frame, IEC 60947-2, frame size 3, 3-poles, In=4000A up to 690V AC 50/60Hz, breaking capacity H Icu=100/85kA at 500/690V, Trip unit ETU600 LSIG Hi-Z upgrade ready , colordisplay, bluetooth and USB interface, Protection LT, ST, INST, GFx, with GF highimpedance-input N-protection required an external N-sensor, incl. trip alarm switch (1xCO), rear connection vertical, guide frame with shutter and w/o position signalling switch, with internal voltage tap on upper stab of circuit breaker, with voltage tap module VTM680 and power supply of ETU600, able to communication, integrated metering type PMF-1 Energy Efficiency, Voltage, Active energy Ea Manual operating mechanism with mechanical closing, without Spring charging motor, Ready-to-close signal. switch, Auxiliary switches 2NO+2NC, without Closing coil (CC), manual operating mechanism with mechanical closing, without Remote trip alarm reset coil (RR), without 2nd shunt trip, without 1st Shunt trip | 482870 | 1 | Z\ | 1
3WA1340-5LG32-0AA0 |  | Withdrawable circuit breaker with guide frame, IEC 60947-2, frame size 3, 3-poles, In=4000A up to 690V AC 50/60Hz, breaking capacity H Icu=100/85kA at 500/690V, Trip unit ETU600 LSIG Hi-Z upgrade ready , colordisplay, bluetooth and USB interface, Protection LT, ST, INST, GFx, with GF highimpedance-input N-protection required an external N-sensor, incl. trip alarm switch (1xCO), rear connection horizontal, guide frame with shutter and w/o position signalling switch, with internal voltage tap on upper stab of circuit breaker, with voltage tap module VTM680 and power supply of ETU600, able to communication, integrated metering type PMF-1 Energy Efficiency, Voltage, Active energy Ea Manual operating mechanism with mechanical closing, without Spring charging motor, Ready-to-close signal. switch, Auxiliary switches 2NO+2NC, without Closing coil (CC), manual operating mechanism with mechanical closing, without Remote trip alarm reset coil (RR), without 2nd shunt trip, without 1st Shunt trip | 472870 | 1 | Z\ | 1
3WA1340-5LG33-0AA0 |  | Withdrawable circuit breaker with guide frame, IEC 60947-2, frame size 3, 3-poles, In=4000A up to 690V AC 50/60Hz, breaking capacity H Icu=100/85kA at 500/690V, Trip unit ETU600 LSIG Hi-Z upgrade ready , colordisplay, bluetooth and USB interface, Protection LT, ST, INST, GFx, with GF highimpedance-input N-protection required an external N-sensor, incl. trip alarm switch (1xCO), front connection double hole, guide frame with shutter and w/o position signalling switch, with internal voltage tap on upper stab of circuit breaker, with voltage tap module VTM680 and power supply of ETU600, able to communication, integrated metering type PMF-1 Energy Efficiency, Voltage, Active energy Ea Manual operating mechanism with mechanical closing, without Spring charging motor, Ready-to-close signal. switch, Auxiliary switches 2NO+2NC, without Closing coil (CC), manual operating mechanism with mechanical closing, without Remote trip alarm reset coil (RR), without 2nd shunt trip, without 1st Shunt trip | 493870 | 1 | Z\ | 1
3WA1340-5LG34-0AA0 |  | Withdrawable circuit breaker with guide frame, IEC 60947-2, frame size 3, 3-poles, In=4000A up to 690V AC 50/60Hz, breaking capacity H Icu=100/85kA at 500/690V, Trip unit ETU600 LSIG Hi-Z upgrade ready , colordisplay, bluetooth and USB interface, Protection LT, ST, INST, GFx, with GF highimpedance-input N-protection required an external N-sensor, incl. trip alarm switch (1xCO), rear connection flange, guide frame with shutter and w/o position signalling switch, with internal voltage tap on upper stab of circuit breaker, with voltage tap module VTM680 and power supply of ETU600, able to communication, integrated metering type PMF-1 Energy Efficiency, Voltage, Active energy Ea Manual operating mechanism with mechanical closing, without Spring charging motor, Ready-to-close signal. switch, Auxiliary switches 2NO+2NC, without Closing coil (CC), manual operating mechanism with mechanical closing, without Remote trip alarm reset coil (RR), without 2nd shunt trip, without 1st Shunt trip | 472870 | 1 | Z\ | 1
3WA1340-5LG41-0AA0 |  | Withdrawable circuit breaker with guide frame, IEC 60947-2, frame size 3, 4-poles, N-pole left, In=4000A up to 690V AC 50/60Hz, breaking capacity H Icu=100/85kA at 500/690V, Trip unit ETU600 LSIG Hi-Z upgrade ready , colordisplay, bluetooth and USB interface, Protection LT, ST, INST, GFx, with GF highimpedance-input include N-protection, (internal N-sensor available), incl. trip alarm switch (1xCO), rear connection vertical, guide frame with shutter and w/o position signalling switch, with internal voltage tap on upper stab of circuit breaker, with voltage tap module VTM680 and power supply of ETU600, able to communication, integrated metering type PMF-1 Energy Efficiency, Voltage, Active energy Ea Manual operating mechanism with mechanical closing, without Spring charging motor, Ready-to-close signal. switch, Auxiliary switches 2NO+2NC, without Closing coil (CC), manual operating mechanism with mechanical closing, without Remote trip alarm reset coil (RR), without 2nd shunt trip, without 1st Shunt trip | 624870 | 1 | Z\ | 1
3WA1340-5LG42-0AA0 |  | Withdrawable circuit breaker with guide frame, IEC 60947-2, frame size 3, 4-poles, N-pole left, In=4000A up to 690V AC 50/60Hz, breaking capacity H Icu=100/85kA at 500/690V, Trip unit ETU600 LSIG Hi-Z upgrade ready , colordisplay, bluetooth and USB interface, Protection LT, ST, INST, GFx, with GF highimpedance-input include N-protection, (internal N-sensor available), incl. trip alarm switch (1xCO), rear connection horizontal, guide frame with shutter and w/o position signalling switch, with internal voltage tap on upper stab of circuit breaker, with voltage tap module VTM680 and power supply of ETU600, able to communication, integrated metering type PMF-1 Energy Efficiency, Voltage, Active energy Ea Manual operating mechanism with mechanical closing, without Spring charging motor, Ready-to-close signal. switch, Auxiliary switches 2NO+2NC, without Closing coil (CC), manual operating mechanism with mechanical closing, without Remote trip alarm reset coil (RR), without 2nd shunt trip, without 1st Shunt trip | 610870 | 1 | Z\ | 1
3WA1340-5LG43-0AA0 |  | Withdrawable circuit breaker with guide frame, IEC 60947-2, frame size 3, 4-poles, N-pole left, In=4000A up to 690V AC 50/60Hz, breaking capacity H Icu=100/85kA at 500/690V, Trip unit ETU600 LSIG Hi-Z upgrade ready , colordisplay, bluetooth and USB interface, Protection LT, ST, INST, GFx, with GF highimpedance-input include N-protection, (internal N-sensor available), incl. trip alarm switch (1xCO), front connection double hole, guide frame with shutter and w/o position signalling switch, with internal voltage tap on upper stab of circuit breaker, with voltage tap module VTM680 and power supply of ETU600, able to communication, integrated metering type PMF-1 Energy Efficiency, Voltage, Active energy Ea Manual operating mechanism with mechanical closing, without Spring charging motor, Ready-to-close signal. switch, Auxiliary switches 2NO+2NC, without Closing coil (CC), manual operating mechanism with mechanical closing, without Remote trip alarm reset coil (RR), without 2nd shunt trip, without 1st Shunt trip | 638870 | 1 | Z\ | 1
3WA1340-5LG44-0AA0 |  | Withdrawable circuit breaker with guide frame, IEC 60947-2, frame size 3, 4-poles, N-pole left, In=4000A up to 690V AC 50/60Hz, breaking capacity H Icu=100/85kA at 500/690V, Trip unit ETU600 LSIG Hi-Z upgrade ready , colordisplay, bluetooth and USB interface, Protection LT, ST, INST, GFx, with GF highimpedance-input include N-protection, (internal N-sensor available), incl. trip alarm switch (1xCO), rear connection flange, guide frame with shutter and w/o position signalling switch, with internal voltage tap on upper stab of circuit breaker, with voltage tap module VTM680 and power supply of ETU600, able to communication, integrated metering type PMF-1 Energy Efficiency, Voltage, Active energy Ea Manual operating mechanism with mechanical closing, without Spring charging motor, Ready-to-close signal. switch, Auxiliary switches 2NO+2NC, without Closing coil (CC), manual operating mechanism with mechanical closing, without Remote trip alarm reset coil (RR), without 2nd shunt trip, without 1st Shunt trip | 610870 | 1 | Z\ | 1
3WA1340-5ME01-0AA0 |  | Fixed-mounted circuit breaker IEC 60947-2, frame size 3, 3-poles, In=4000A up to 690V AC 50/60Hz, breaking capacity H Icu=100/85kA at 500/690V, Trip unit ETU600 LSI upgrade ready , colordisplay, bluetooth and USB interface, Protection LT, ST, INST, N-protection required an external N-sensor, incl. trip alarm switch (1xCO), rear connection vertical, with internal voltage tap on upper stab of circuit breaker, with voltage tap module VTM680 and power supply of ETU600, able to communication, integrated metering type PMF-2 Basic Power Monitoring, Voltage, Energy, Power, Power factor, Frequency, Unbalance, Temperature, Manual operating mechanism with mechanical closing, without Spring charging motor, Ready-to-close signal. switch, Auxiliary switches 2NO+2NC, without Closing coil (CC), manual operating mechanism with mechanical closing, without Remote trip alarm reset coil (RR), without 2nd shunt trip, without 1st Shunt trip | 380700 | 1 | Z\ | 1
3WA1340-5ME02-0AA0 |  | Fixed-mounted circuit breaker IEC 60947-2, frame size 3, 3-poles, In=4000A up to 690V AC 50/60Hz, breaking capacity H Icu=100/85kA at 500/690V, Trip unit ETU600 LSI upgrade ready , colordisplay, bluetooth and USB interface, Protection LT, ST, INST, N-protection required an external N-sensor, incl. trip alarm switch (1xCO), rear connection horizontal, with internal voltage tap on upper stab of circuit breaker, with voltage tap module VTM680 and power supply of ETU600, able to communication, integrated metering type PMF-2 Basic Power Monitoring, Voltage, Energy, Power, Power factor, Frequency, Unbalance, Temperature, Manual operating mechanism with mechanical closing, without Spring charging motor, Ready-to-close signal. switch, Auxiliary switches 2NO+2NC, without Closing coil (CC), manual operating mechanism with mechanical closing, without Remote trip alarm reset coil (RR), without 2nd shunt trip, without 1st Shunt trip | 370700 | 1 | Z\ | 1
3WA1340-5ME03-0AA0 |  | Fixed-mounted circuit breaker IEC 60947-2, frame size 3, 3-poles, In=4000A up to 690V AC 50/60Hz, breaking capacity H Icu=100/85kA at 500/690V, Trip unit ETU600 LSI upgrade ready , colordisplay, bluetooth and USB interface, Protection LT, ST, INST, N-protection required an external N-sensor, incl. trip alarm switch (1xCO), front connection double hole, with internal voltage tap on upper stab of circuit breaker, with voltage tap module VTM680 and power supply of ETU600, able to communication, integrated metering type PMF-2 Basic Power Monitoring, Voltage, Energy, Power, Power factor, Frequency, Unbalance, Temperature, Manual operating mechanism with mechanical closing, without Spring charging motor, Ready-to-close signal. switch, Auxiliary switches 2NO+2NC, without Closing coil (CC), manual operating mechanism with mechanical closing, without Remote trip alarm reset coil (RR), without 2nd shunt trip, without 1st Shunt trip | 391700 | 1 | Z\ | 1
3WA1340-5ME11-0AA0 |  | Fixed-mounted circuit breaker IEC 60947-2, frame size 3, 4-poles, N-pole left, In=4000A up to 690V AC 50/60Hz, breaking capacity H Icu=100/85kA at 500/690V, Trip unit ETU600 LSI upgrade ready , colordisplay, bluetooth and USB interface, Protection LT, ST, INST, include N-protection, (internal N-sensor available), incl. trip alarm switch (1xCO), rear connection vertical, with internal voltage tap on upper stab of circuit breaker, with voltage tap module VTM680 and power supply of ETU600, able to communication, integrated metering type PMF-2 Basic Power Monitoring, Voltage, Energy, Power, Power factor, Frequency, Unbalance, Temperature, Manual operating mechanism with mechanical closing, without Spring charging motor, Ready-to-close signal. switch, Auxiliary switches 2NO+2NC, without Closing coil (CC), manual operating mechanism with mechanical closing, without Remote trip alarm reset coil (RR), without 2nd shunt trip, without 1st Shunt trip | 497700 | 1 | Z\ | 1
3WA1340-5ME12-0AA0 |  | Fixed-mounted circuit breaker IEC 60947-2, frame size 3, 4-poles, N-pole left, In=4000A up to 690V AC 50/60Hz, breaking capacity H Icu=100/85kA at 500/690V, Trip unit ETU600 LSI upgrade ready , colordisplay, bluetooth and USB interface, Protection LT, ST, INST, include N-protection, (internal N-sensor available), incl. trip alarm switch (1xCO), rear connection horizontal, with internal voltage tap on upper stab of circuit breaker, with voltage tap module VTM680 and power supply of ETU600, able to communication, integrated metering type PMF-2 Basic Power Monitoring, Voltage, Energy, Power, Power factor, Frequency, Unbalance, Temperature, Manual operating mechanism with mechanical closing, without Spring charging motor, Ready-to-close signal. switch, Auxiliary switches 2NO+2NC, without Closing coil (CC), manual operating mechanism with mechanical closing, without Remote trip alarm reset coil (RR), without 2nd shunt trip, without 1st Shunt trip | 483700 | 1 | Z\ | 1
3WA1340-5ME21-0AA0 |  | fixed-mounted circuit breaker, IEC 60947-2, size 3, 4-pole, N pole on right, In=4000 A up to 690 V AC 50/60 Hz, breaking capacity H Icu=100/85 kA at 500/690 V, tripping unit ETU600 LSI upgradeable, color display, Bluetooth, USB interface, basic protection LT, ST, INST, including protection of the N conductor (internal neutral point sensor available), trip alarm switch (1 x CO), connection at rear vertical, with internal voltage tap on upper stab of circuit breaker, with voltage tap module VTM680 and power supply of ETU600, able to communication, integrated metering type PMF-2 Basic Power Monitoring, Voltage, Energy, Power, Power factor, Frequency, Unbalance, Temperature, Manual operating mechanism with mechanical closing, without Spring charging motor, Ready-to-close signal. switch, Auxiliary switches 2NO+2NC, without Closing coil (CC), manual operating mechanism with mechanical closing, without Remote trip alarm reset coil (RR), without 2nd shunt trip, without 1st Shunt trip | 497700 | 1 | Z\ | 1
3WA1340-5ME22-0AA0 |  | fixed-mounted circuit breaker, IEC 60947-2, size 3, 4-pole, N pole on right, In=4000 A up to 690 V AC 50/60 Hz, breaking capacity H Icu=100/85 kA at 500/690 V, tripping unit ETU600 LSI upgradeable, color display, Bluetooth, USB interface, basic protection LT, ST, INST, including protection of the N conductor (internal neutral point sensor available), trip alarm switch (1 x CO), connection at rear horizontal with internal voltage tap on upper stab of circuit breaker, with voltage tap module VTM680 and power supply of ETU600, able to communication, integrated metering type PMF-2 Basic Power Monitoring, Voltage, Energy, Power, Power factor, Frequency, Unbalance, Temperature, Manual operating mechanism with mechanical closing, without Spring charging motor, Ready-to-close signal. switch, Auxiliary switches 2NO+2NC, without Closing coil (CC), manual operating mechanism with mechanical closing, without Remote trip alarm reset coil (RR), without 2nd shunt trip, without 1st Shunt trip | 483700 | 1 | Z\ | 1
3WA1340-5ME23-0AA0 |  | fixed-mounted circuit breaker, IEC 60947-2, size 3, 4-pole, N pole on right, In=4000 A up to 690 V AC 50/60 Hz, breaking capacity H Icu=100/85 kA at 500/690 V, tripping unit ETU600 LSI upgradeable, color display, Bluetooth, USB interface, basic protection LT, ST, INST, including protection of the N conductor (internal neutral point sensor available), trip alarm switch (1 x CO), front connection double hole, with internal voltage tap on upper stab of circuit breaker, with voltage tap module VTM680 and power supply of ETU600, able to communication, integrated metering type PMF-2 Basic Power Monitoring, Voltage, Energy, Power, Power factor, Frequency, Unbalance, Temperature, Manual operating mechanism with mechanical closing, without Spring charging motor, Ready-to-close signal. switch, Auxiliary switches 2NO+2NC, without Closing coil (CC), manual operating mechanism with mechanical closing, without Remote trip alarm reset coil (RR), without 2nd shunt trip, without 1st Shunt trip | 511700 | 1 | Z\ | 1
3WA1340-5ME31-0AA0 |  | Withdrawable circuit breaker with guide frame, IEC 60947-2, frame size 3, 3-poles, In=4000A up to 690V AC 50/60Hz, breaking capacity H Icu=100/85kA at 500/690V, Trip unit ETU600 LSI upgrade ready , colordisplay, bluetooth and USB interface, Protection LT, ST, INST, N-protection required an external N-sensor, incl. trip alarm switch (1xCO), rear connection vertical, guide frame with shutter and w/o position signalling switch, with internal voltage tap on upper stab of circuit breaker, with voltage tap module VTM680 and power supply of ETU600, able to communication, integrated metering type PMF-2 Basic Power Monitoring, Voltage, Energy, Power, Power factor, Frequency, Unbalance, Temperature, Manual operating mechanism with mechanical closing, without Spring charging motor, Ready-to-close signal. switch, Auxiliary switches 2NO+2NC, without Closing coil (CC), manual operating mechanism with mechanical closing, without Remote trip alarm reset coil (RR), without 2nd shunt trip, without 1st Shunt trip | 459700 | 1 | Z\ | 1
3WA1340-5ME32-0AA0 |  | Withdrawable circuit breaker with guide frame, IEC 60947-2, frame size 3, 3-poles, In=4000A up to 690V AC 50/60Hz, breaking capacity H Icu=100/85kA at 500/690V, Trip unit ETU600 LSI upgrade ready , colordisplay, bluetooth and USB interface, Protection LT, ST, INST, N-protection required an external N-sensor, incl. trip alarm switch (1xCO), rear connection horizontal, guide frame with shutter and w/o position signalling switch, with internal voltage tap on upper stab of circuit breaker, with voltage tap module VTM680 and power supply of ETU600, able to communication, integrated metering type PMF-2 Basic Power Monitoring, Voltage, Energy, Power, Power factor, Frequency, Unbalance, Temperature, Manual operating mechanism with mechanical closing, without Spring charging motor, Ready-to-close signal. switch, Auxiliary switches 2NO+2NC, without Closing coil (CC), manual operating mechanism with mechanical closing, without Remote trip alarm reset coil (RR), without 2nd shunt trip, without 1st Shunt trip | 449700 | 1 | Z\ | 1
3WA1340-5ME33-0AA0 |  | Withdrawable circuit breaker with guide frame, IEC 60947-2, frame size 3, 3-poles, In=4000A up to 690V AC 50/60Hz, breaking capacity H Icu=100/85kA at 500/690V, Trip unit ETU600 LSI upgrade ready , colordisplay, bluetooth and USB interface, Protection LT, ST, INST, N-protection required an external N-sensor, incl. trip alarm switch (1xCO), front connection double hole, guide frame with shutter and w/o position signalling switch, with internal voltage tap on upper stab of circuit breaker, with voltage tap module VTM680 and power supply of ETU600, able to communication, integrated metering type PMF-2 Basic Power Monitoring, Voltage, Energy, Power, Power factor, Frequency, Unbalance, Temperature, Manual operating mechanism with mechanical closing, without Spring charging motor, Ready-to-close signal. switch, Auxiliary switches 2NO+2NC, without Closing coil (CC), manual operating mechanism with mechanical closing, without Remote trip alarm reset coil (RR), without 2nd shunt trip, without 1st Shunt trip | 470700 | 1 | Z\ | 1
3WA1340-5ME34-0AA0 |  | Withdrawable circuit breaker with guide frame, IEC 60947-2, frame size 3, 3-poles, In=4000A up to 690V AC 50/60Hz, breaking capacity H Icu=100/85kA at 500/690V, Trip unit ETU600 LSI upgrade ready , colordisplay, bluetooth and USB interface, Protection LT, ST, INST, N-protection required an external N-sensor, incl. trip alarm switch (1xCO), rear connection flange, guide frame with shutter and w/o position signalling switch, with internal voltage tap on upper stab of circuit breaker, with voltage tap module VTM680 and power supply of ETU600, able to communication, integrated metering type PMF-2 Basic Power Monitoring, Voltage, Energy, Power, Power factor, Frequency, Unbalance, Temperature, Manual operating mechanism with mechanical closing, without Spring charging motor, Ready-to-close signal. switch, Auxiliary switches 2NO+2NC, without Closing coil (CC), manual operating mechanism with mechanical closing, without Remote trip alarm reset coil (RR), without 2nd shunt trip, without 1st Shunt trip | 449700 | 1 | Z\ | 1
3WA1340-5ME41-0AA0 |  | Withdrawable circuit breaker with guide frame, IEC 60947-2, frame size 3, 4-poles, N-pole left, In=4000A up to 690V AC 50/60Hz, breaking capacity H Icu=100/85kA at 500/690V, Trip unit ETU600 LSI upgrade ready , colordisplay, bluetooth and USB interface, Protection LT, ST, INST, include N-protection, (internal N-sensor available), incl. trip alarm switch (1xCO), rear connection vertical, guide frame with shutter and w/o position signalling switch, with internal voltage tap on upper stab of circuit breaker, with voltage tap module VTM680 and power supply of ETU600, able to communication, integrated metering type PMF-2 Basic Power Monitoring, Voltage, Energy, Power, Power factor, Frequency, Unbalance, Temperature, Manual operating mechanism with mechanical closing, without Spring charging motor, Ready-to-close signal. switch, Auxiliary switches 2NO+2NC, without Closing coil (CC), manual operating mechanism with mechanical closing, without Remote trip alarm reset coil (RR), without 2nd shunt trip, without 1st Shunt trip | 601700 | 1 | Z\ | 1
3WA1340-5ME42-0AA0 |  | Withdrawable circuit breaker with guide frame, IEC 60947-2, frame size 3, 4-poles, N-pole left, In=4000A up to 690V AC 50/60Hz, breaking capacity H Icu=100/85kA at 500/690V, Trip unit ETU600 LSI upgrade ready , colordisplay, bluetooth and USB interface, Protection LT, ST, INST, include N-protection, (internal N-sensor available), incl. trip alarm switch (1xCO), rear connection horizontal, guide frame with shutter and w/o position signalling switch, with internal voltage tap on upper stab of circuit breaker, with voltage tap module VTM680 and power supply of ETU600, able to communication, integrated metering type PMF-2 Basic Power Monitoring, Voltage, Energy, Power, Power factor, Frequency, Unbalance, Temperature, Manual operating mechanism with mechanical closing, without Spring charging motor, Ready-to-close signal. switch, Auxiliary switches 2NO+2NC, without Closing coil (CC), manual operating mechanism with mechanical closing, without Remote trip alarm reset coil (RR), without 2nd shunt trip, without 1st Shunt trip | 587700 | 1 | Z\ | 1
3WA1340-5ME43-0AA0 |  | Withdrawable circuit breaker with guide frame, IEC 60947-2, frame size 3, 4-poles, N-pole left, In=4000A up to 690V AC 50/60Hz, breaking capacity H Icu=100/85kA at 500/690V, Trip unit ETU600 LSI upgrade ready , colordisplay, bluetooth and USB interface, Protection LT, ST, INST, include N-protection, (internal N-sensor available), incl. trip alarm switch (1xCO), front connection double hole, guide frame with shutter and w/o position signalling switch, with internal voltage tap on upper stab of circuit breaker, with voltage tap module VTM680 and power supply of ETU600, able to communication, integrated metering type PMF-2 Basic Power Monitoring, Voltage, Energy, Power, Power factor, Frequency, Unbalance, Temperature, Manual operating mechanism with mechanical closing, without Spring charging motor, Ready-to-close signal. switch, Auxiliary switches 2NO+2NC, without Closing coil (CC), manual operating mechanism with mechanical closing, without Remote trip alarm reset coil (RR), without 2nd shunt trip, without 1st Shunt trip | 615700 | 1 | Z\ | 1
3WA1340-5ME44-0AA0 |  | Withdrawable circuit breaker with guide frame, IEC 60947-2, frame size 3, 4-poles, N-pole left, In=4000A up to 690V AC 50/60Hz, breaking capacity H Icu=100/85kA at 500/690V, Trip unit ETU600 LSI upgrade ready , colordisplay, bluetooth and USB interface, Protection LT, ST, INST, include N-protection, (internal N-sensor available), incl. trip alarm switch (1xCO), rear connection flange, guide frame with shutter and w/o position signalling switch, with internal voltage tap on upper stab of circuit breaker, with voltage tap module VTM680 and power supply of ETU600, able to communication, integrated metering type PMF-2 Basic Power Monitoring, Voltage, Energy, Power, Power factor, Frequency, Unbalance, Temperature, Manual operating mechanism with mechanical closing, without Spring charging motor, Ready-to-close signal. switch, Auxiliary switches 2NO+2NC, without Closing coil (CC), manual operating mechanism with mechanical closing, without Remote trip alarm reset coil (RR), without 2nd shunt trip, without 1st Shunt trip | 587700 | 1 | Z\ | 1
3WA1340-5MF01-0AA0 |  | Fixed-mounted circuit breaker IEC 60947-2, frame size 3, 3-poles, In=4000A up to 690V AC 50/60Hz, breaking capacity H Icu=100/85kA at 500/690V, Trip unit ETU600 LSIG upgrade ready , colordisplay, bluetooth and USB interface, Protection LT, ST, INST, GFx, N-protection required an external N-sensor, incl. trip alarm switch (1xCO), rear connection vertical, with internal voltage tap on upper stab of circuit breaker, with voltage tap module VTM680 and power supply of ETU600, able to communication, integrated metering type PMF-2 Basic Power Monitoring, Voltage, Energy, Power, Power factor, Frequency, Unbalance, Temperature, Manual operating mechanism with mechanical closing, without Spring charging motor, Ready-to-close signal. switch, Auxiliary switches 2NO+2NC, without Closing coil (CC), manual operating mechanism with mechanical closing, without Remote trip alarm reset coil (RR), without 2nd shunt trip, without 1st Shunt trip | 391700 | 1 | Z\ | 1
3WA1340-5MF02-0AA0 |  | Fixed-mounted circuit breaker IEC 60947-2, frame size 3, 3-poles, In=4000A up to 690V AC 50/60Hz, breaking capacity H Icu=100/85kA at 500/690V, Trip unit ETU600 LSIG upgrade ready , colordisplay, bluetooth and USB interface, Protection LT, ST, INST, GFx, N-protection required an external N-sensor, incl. trip alarm switch (1xCO), rear connection horizontal, with internal voltage tap on upper stab of circuit breaker, with voltage tap module VTM680 and power supply of ETU600, able to communication, integrated metering type PMF-2 Basic Power Monitoring, Voltage, Energy, Power, Power factor, Frequency, Unbalance, Temperature, Manual operating mechanism with mechanical closing, without Spring charging motor, Ready-to-close signal. switch, Auxiliary switches 2NO+2NC, without Closing coil (CC), manual operating mechanism with mechanical closing, without Remote trip alarm reset coil (RR), without 2nd shunt trip, without 1st Shunt trip | 380700 | 1 | Z\ | 1
3WA1340-5MF03-0AA0 |  | Fixed-mounted circuit breaker IEC 60947-2, frame size 3, 3-poles, In=4000A up to 690V AC 50/60Hz, breaking capacity H Icu=100/85kA at 500/690V, Trip unit ETU600 LSIG upgrade ready , colordisplay, bluetooth and USB interface, Protection LT, ST, INST, GFx, N-protection required an external N-sensor, incl. trip alarm switch (1xCO), front connection double hole, with internal voltage tap on upper stab of circuit breaker, with voltage tap module VTM680 and power supply of ETU600, able to communication, integrated metering type PMF-2 Basic Power Monitoring, Voltage, Energy, Power, Power factor, Frequency, Unbalance, Temperature, Manual operating mechanism with mechanical closing, without Spring charging motor, Ready-to-close signal. switch, Auxiliary switches 2NO+2NC, without Closing coil (CC), manual operating mechanism with mechanical closing, without Remote trip alarm reset coil (RR), without 2nd shunt trip, without 1st Shunt trip | 402700 | 1 | Z\ | 1
3WA1340-5MF11-0AA0 |  | Fixed-mounted circuit breaker IEC 60947-2, frame size 3, 4-poles, N-pole left, In=4000A up to 690V AC 50/60Hz, breaking capacity H Icu=100/85kA at 500/690V, Trip unit ETU600 LSIG upgrade ready , colordisplay, bluetooth and USB interface, Protection LT, ST, INST, GFx, include N-protection, (internal N-sensor available), incl. trip alarm switch (1xCO), rear connection vertical, with internal voltage tap on upper stab of circuit breaker, with voltage tap module VTM680 and power supply of ETU600, able to communication, integrated metering type PMF-2 Basic Power Monitoring, Voltage, Energy, Power, Power factor, Frequency, Unbalance, Temperature, Manual operating mechanism with mechanical closing, without Spring charging motor, Ready-to-close signal. switch, Auxiliary switches 2NO+2NC, without Closing coil (CC), manual operating mechanism with mechanical closing, without Remote trip alarm reset coil (RR), without 2nd shunt trip, without 1st Shunt trip | 507700 | 1 | Z\ | 1
3WA1340-5MF12-0AA0 |  | Fixed-mounted circuit breaker IEC 60947-2, frame size 3, 4-poles, N-pole left, In=4000A up to 690V AC 50/60Hz, breaking capacity H Icu=100/85kA at 500/690V, Trip unit ETU600 LSIG upgrade ready , colordisplay, bluetooth and USB interface, Protection LT, ST, INST, GFx, include N-protection, (internal N-sensor available), incl. trip alarm switch (1xCO), rear connection horizontal, with internal voltage tap on upper stab of circuit breaker, with voltage tap module VTM680 and power supply of ETU600, able to communication, integrated metering type PMF-2 Basic Power Monitoring, Voltage, Energy, Power, Power factor, Frequency, Unbalance, Temperature, Manual operating mechanism with mechanical closing, without Spring charging motor, Ready-to-close signal. switch, Auxiliary switches 2NO+2NC, without Closing coil (CC), manual operating mechanism with mechanical closing, without Remote trip alarm reset coil (RR), without 2nd shunt trip, without 1st Shunt trip | 493700 | 1 | Z\ | 1
3WA1340-5MF21-0AA0 |  | fixed-mounted circuit breaker, IEC 60947-2, size 3, 4-pole, N pole on right, In=4000 A up to 690 V AC 50/60 Hz, breaking capacity H Icu=100/85 kA at 500/690 V, tripping unit ETU600 LSIG upgradeable, color display, Bluetooth, USB interface, basic protection LT, ST, INST, GFx, including protection of the N conductor (internal neutral point sensor available), trip alarm switch (1 x CO), connection at rear vertical, with internal voltage tap on upper stab of circuit breaker, with voltage tap module VTM680 and power supply of ETU600, able to communication, integrated metering type PMF-2 Basic Power Monitoring, Voltage, Energy, Power, Power factor, Frequency, Unbalance, Temperature, Manual operating mechanism with mechanical closing, without Spring charging motor, Ready-to-close signal. switch, Auxiliary switches 2NO+2NC, without Closing coil (CC), manual operating mechanism with mechanical closing, without Remote trip alarm reset coil (RR), without 2nd shunt trip, without 1st Shunt trip | 507700 | 1 | Z\ | 1
3WA1340-5MF22-0AA0 |  | fixed-mounted circuit breaker, IEC 60947-2, size 3, 4-pole, N pole on right, In=4000 A up to 690 V AC 50/60 Hz, breaking capacity H Icu=100/85 kA at 500/690 V, tripping unit ETU600 LSIG upgradeable, color display, Bluetooth, USB interface, basic protection LT, ST, INST, GFx, including protection of the N conductor (internal neutral point sensor available), trip alarm switch (1 x CO), connection at rear horizontal with internal voltage tap on upper stab of circuit breaker, with voltage tap module VTM680 and power supply of ETU600, able to communication, integrated metering type PMF-2 Basic Power Monitoring, Voltage, Energy, Power, Power factor, Frequency, Unbalance, Temperature, Manual operating mechanism with mechanical closing, without Spring charging motor, Ready-to-close signal. switch, Auxiliary switches 2NO+2NC, without Closing coil (CC), manual operating mechanism with mechanical closing, without Remote trip alarm reset coil (RR), without 2nd shunt trip, without 1st Shunt trip | 493700 | 1 | Z\ | 1
3WA1340-5MF23-0AA0 |  | fixed-mounted circuit breaker, IEC 60947-2, size 3, 4-pole, N pole on right, In=4000 A up to 690 V AC 50/60 Hz, breaking capacity H Icu=100/85 kA at 500/690 V, tripping unit ETU600 LSIG upgradeable, color display, Bluetooth, USB interface, basic protection LT, ST, INST, GFx, including protection of the N conductor (internal neutral point sensor available), trip alarm switch (1 x CO), front connection double hole, with internal voltage tap on upper stab of circuit breaker, with voltage tap module VTM680 and power supply of ETU600, able to communication, integrated metering type PMF-2 Basic Power Monitoring, Voltage, Energy, Power, Power factor, Frequency, Unbalance, Temperature, Manual operating mechanism with mechanical closing, without Spring charging motor, Ready-to-close signal. switch, Auxiliary switches 2NO+2NC, without Closing coil (CC), manual operating mechanism with mechanical closing, without Remote trip alarm reset coil (RR), without 2nd shunt trip, without 1st Shunt trip | 522700 | 1 | Z\ | 1
3WA1340-5MF31-0AA0 |  | Withdrawable circuit breaker with guide frame, IEC 60947-2, frame size 3, 3-poles, In=4000A up to 690V AC 50/60Hz, breaking capacity H Icu=100/85kA at 500/690V, Trip unit ETU600 LSIG upgrade ready , colordisplay, bluetooth and USB interface, Protection LT, ST, INST, GFx, N-protection required an external N-sensor, incl. trip alarm switch (1xCO), rear connection vertical, guide frame with shutter and w/o position signalling switch, with internal voltage tap on upper stab of circuit breaker, with voltage tap module VTM680 and power supply of ETU600, able to communication, integrated metering type PMF-2 Basic Power Monitoring, Voltage, Energy, Power, Power factor, Frequency, Unbalance, Temperature, Manual operating mechanism with mechanical closing, without Spring charging motor, Ready-to-close signal. switch, Auxiliary switches 2NO+2NC, without Closing coil (CC), manual operating mechanism with mechanical closing, without Remote trip alarm reset coil (RR), without 2nd shunt trip, without 1st Shunt trip | 470700 | 1 | Z\ | 1
3WA1340-5MF32-0AA0 |  | Withdrawable circuit breaker with guide frame, IEC 60947-2, frame size 3, 3-poles, In=4000A up to 690V AC 50/60Hz, breaking capacity H Icu=100/85kA at 500/690V, Trip unit ETU600 LSIG upgrade ready , colordisplay, bluetooth and USB interface, Protection LT, ST, INST, GFx, N-protection required an external N-sensor, incl. trip alarm switch (1xCO), rear connection horizontal, guide frame with shutter and w/o position signalling switch, with internal voltage tap on upper stab of circuit breaker, with voltage tap module VTM680 and power supply of ETU600, able to communication, integrated metering type PMF-2 Basic Power Monitoring, Voltage, Energy, Power, Power factor, Frequency, Unbalance, Temperature, Manual operating mechanism with mechanical closing, without Spring charging motor, Ready-to-close signal. switch, Auxiliary switches 2NO+2NC, without Closing coil (CC), manual operating mechanism with mechanical closing, without Remote trip alarm reset coil (RR), without 2nd shunt trip, without 1st Shunt trip | 459700 | 1 | Z\ | 1
3WA1340-5MF33-0AA0 |  | Withdrawable circuit breaker with guide frame, IEC 60947-2, frame size 3, 3-poles, In=4000A up to 690V AC 50/60Hz, breaking capacity H Icu=100/85kA at 500/690V, Trip unit ETU600 LSIG upgrade ready , colordisplay, bluetooth and USB interface, Protection LT, ST, INST, GFx, N-protection required an external N-sensor, incl. trip alarm switch (1xCO), front connection double hole, guide frame with shutter and w/o position signalling switch, with internal voltage tap on upper stab of circuit breaker, with voltage tap module VTM680 and power supply of ETU600, able to communication, integrated metering type PMF-2 Basic Power Monitoring, Voltage, Energy, Power, Power factor, Frequency, Unbalance, Temperature, Manual operating mechanism with mechanical closing, without Spring charging motor, Ready-to-close signal. switch, Auxiliary switches 2NO+2NC, without Closing coil (CC), manual operating mechanism with mechanical closing, without Remote trip alarm reset coil (RR), without 2nd shunt trip, without 1st Shunt trip | 481700 | 1 | Z\ | 1
3WA1340-5MF34-0AA0 |  | Withdrawable circuit breaker with guide frame, IEC 60947-2, frame size 3, 3-poles, In=4000A up to 690V AC 50/60Hz, breaking capacity H Icu=100/85kA at 500/690V, Trip unit ETU600 LSIG upgrade ready , colordisplay, bluetooth and USB interface, Protection LT, ST, INST, GFx, N-protection required an external N-sensor, incl. trip alarm switch (1xCO), rear connection flange, guide frame with shutter and w/o position signalling switch, with internal voltage tap on upper stab of circuit breaker, with voltage tap module VTM680 and power supply of ETU600, able to communication, integrated metering type PMF-2 Basic Power Monitoring, Voltage, Energy, Power, Power factor, Frequency, Unbalance, Temperature, Manual operating mechanism with mechanical closing, without Spring charging motor, Ready-to-close signal. switch, Auxiliary switches 2NO+2NC, without Closing coil (CC), manual operating mechanism with mechanical closing, without Remote trip alarm reset coil (RR), without 2nd shunt trip, without 1st Shunt trip | 459700 | 1 | Z\ | 1
3WA1340-5MF41-0AA0 |  | Withdrawable circuit breaker with guide frame, IEC 60947-2, frame size 3, 4-poles, N-pole left, In=4000A up to 690V AC 50/60Hz, breaking capacity H Icu=100/85kA at 500/690V, Trip unit ETU600 LSIG upgrade ready , colordisplay, bluetooth and USB interface, Protection LT, ST, INST, GFx, include N-protection, (internal N-sensor available), incl. trip alarm switch (1xCO), rear connection vertical, guide frame with shutter and w/o position signalling switch, with internal voltage tap on upper stab of circuit breaker, with voltage tap module VTM680 and power supply of ETU600, able to communication, integrated metering type PMF-2 Basic Power Monitoring, Voltage, Energy, Power, Power factor, Frequency, Unbalance, Temperature, Manual operating mechanism with mechanical closing, without Spring charging motor, Ready-to-close signal. switch, Auxiliary switches 2NO+2NC, without Closing coil (CC), manual operating mechanism with mechanical closing, without Remote trip alarm reset coil (RR), without 2nd shunt trip, without 1st Shunt trip | 612700 | 1 | Z\ | 1
3WA1340-5MF42-0AA0 |  | Withdrawable circuit breaker with guide frame, IEC 60947-2, frame size 3, 4-poles, N-pole left, In=4000A up to 690V AC 50/60Hz, breaking capacity H Icu=100/85kA at 500/690V, Trip unit ETU600 LSIG upgrade ready , colordisplay, bluetooth and USB interface, Protection LT, ST, INST, GFx, include N-protection, (internal N-sensor available), incl. trip alarm switch (1xCO), rear connection horizontal, guide frame with shutter and w/o position signalling switch, with internal voltage tap on upper stab of circuit breaker, with voltage tap module VTM680 and power supply of ETU600, able to communication, integrated metering type PMF-2 Basic Power Monitoring, Voltage, Energy, Power, Power factor, Frequency, Unbalance, Temperature, Manual operating mechanism with mechanical closing, without Spring charging motor, Ready-to-close signal. switch, Auxiliary switches 2NO+2NC, without Closing coil (CC), manual operating mechanism with mechanical closing, without Remote trip alarm reset coil (RR), without 2nd shunt trip, without 1st Shunt trip | 598700 | 1 | Z\ | 1
3WA1340-5MF43-0AA0 |  | Withdrawable circuit breaker with guide frame, IEC 60947-2, frame size 3, 4-poles, N-pole left, In=4000A up to 690V AC 50/60Hz, breaking capacity H Icu=100/85kA at 500/690V, Trip unit ETU600 LSIG upgrade ready , colordisplay, bluetooth and USB interface, Protection LT, ST, INST, GFx, include N-protection, (internal N-sensor available), incl. trip alarm switch (1xCO), front connection double hole, guide frame with shutter and w/o position signalling switch, with internal voltage tap on upper stab of circuit breaker, with voltage tap module VTM680 and power supply of ETU600, able to communication, integrated metering type PMF-2 Basic Power Monitoring, Voltage, Energy, Power, Power factor, Frequency, Unbalance, Temperature, Manual operating mechanism with mechanical closing, without Spring charging motor, Ready-to-close signal. switch, Auxiliary switches 2NO+2NC, without Closing coil (CC), manual operating mechanism with mechanical closing, without Remote trip alarm reset coil (RR), without 2nd shunt trip, without 1st Shunt trip | 626700 | 1 | Z\ | 1
3WA1340-5MF44-0AA0 |  | Withdrawable circuit breaker with guide frame, IEC 60947-2, frame size 3, 4-poles, N-pole left, In=4000A up to 690V AC 50/60Hz, breaking capacity H Icu=100/85kA at 500/690V, Trip unit ETU600 LSIG upgrade ready , colordisplay, bluetooth and USB interface, Protection LT, ST, INST, GFx, include N-protection, (internal N-sensor available), incl. trip alarm switch (1xCO), rear connection flange, guide frame with shutter and w/o position signalling switch, with internal voltage tap on upper stab of circuit breaker, with voltage tap module VTM680 and power supply of ETU600, able to communication, integrated metering type PMF-2 Basic Power Monitoring, Voltage, Energy, Power, Power factor, Frequency, Unbalance, Temperature, Manual operating mechanism with mechanical closing, without Spring charging motor, Ready-to-close signal. switch, Auxiliary switches 2NO+2NC, without Closing coil (CC), manual operating mechanism with mechanical closing, without Remote trip alarm reset coil (RR), without 2nd shunt trip, without 1st Shunt trip | 598700 | 1 | Z\ | 1
3WA1340-5MG01-0AA0 |  | Fixed-mounted circuit breaker IEC 60947-2, frame size 3, 3-poles, In=4000A up to 690V AC 50/60Hz, breaking capacity H Icu=100/85kA at 500/690V, Trip unit ETU600 LSIG Hi-Z upgrade ready , colordisplay, bluetooth and USB interface, Protection LT, ST, INST, GFx, with GF highimpedance-input N-protection required an external N-sensor, incl. trip alarm switch (1xCO), rear connection vertical, with internal voltage tap on upper stab of circuit breaker, with voltage tap module VTM680 and power supply of ETU600, able to communication, integrated metering type PMF-2 Basic Power Monitoring, Voltage, Energy, Power, Power factor, Frequency, Unbalance, Temperature, Manual operating mechanism with mechanical closing, without Spring charging motor, Ready-to-close signal. switch, Auxiliary switches 2NO+2NC, without Closing coil (CC), manual operating mechanism with mechanical closing, without Remote trip alarm reset coil (RR), without 2nd shunt trip, without 1st Shunt trip | 412700 | 1 | Z\ | 1
3WA1340-5MG02-0AA0 |  | Fixed-mounted circuit breaker IEC 60947-2, frame size 3, 3-poles, In=4000A up to 690V AC 50/60Hz, breaking capacity H Icu=100/85kA at 500/690V, Trip unit ETU600 LSIG Hi-Z upgrade ready , colordisplay, bluetooth and USB interface, Protection LT, ST, INST, GFx, with GF highimpedance-input N-protection required an external N-sensor, incl. trip alarm switch (1xCO), rear connection horizontal, with internal voltage tap on upper stab of circuit breaker, with voltage tap module VTM680 and power supply of ETU600, able to communication, integrated metering type PMF-2 Basic Power Monitoring, Voltage, Energy, Power, Power factor, Frequency, Unbalance, Temperature, Manual operating mechanism with mechanical closing, without Spring charging motor, Ready-to-close signal. switch, Auxiliary switches 2NO+2NC, without Closing coil (CC), manual operating mechanism with mechanical closing, without Remote trip alarm reset coil (RR), without 2nd shunt trip, without 1st Shunt trip | 402700 | 1 | Z\ | 1
3WA1340-5MG03-0AA0 |  | Fixed-mounted circuit breaker IEC 60947-2, frame size 3, 3-poles, In=4000A up to 690V AC 50/60Hz, breaking capacity H Icu=100/85kA at 500/690V, Trip unit ETU600 LSIG Hi-Z upgrade ready , colordisplay, bluetooth and USB interface, Protection LT, ST, INST, GFx, with GF highimpedance-input N-protection required an external N-sensor, incl. trip alarm switch (1xCO), front connection double hole, with internal voltage tap on upper stab of circuit breaker, with voltage tap module VTM680 and power supply of ETU600, able to communication, integrated metering type PMF-2 Basic Power Monitoring, Voltage, Energy, Power, Power factor, Frequency, Unbalance, Temperature, Manual operating mechanism with mechanical closing, without Spring charging motor, Ready-to-close signal. switch, Auxiliary switches 2NO+2NC, without Closing coil (CC), manual operating mechanism with mechanical closing, without Remote trip alarm reset coil (RR), without 2nd shunt trip, without 1st Shunt trip | 423700 | 1 | Z\ | 1
3WA1340-5MG11-0AA0 |  | Fixed-mounted circuit breaker IEC 60947-2, frame size 3, 4-poles, N-pole left, In=4000A up to 690V AC 50/60Hz, breaking capacity H Icu=100/85kA at 500/690V, Trip unit ETU600 LSIG Hi-Z upgrade ready , colordisplay, bluetooth and USB interface, Protection LT, ST, INST, GFx, with GF highimpedance-input include N-protection, (internal N-sensor available), incl. trip alarm switch (1xCO), rear connection vertical, with internal voltage tap on upper stab of circuit breaker, with voltage tap module VTM680 and power supply of ETU600, able to communication, integrated metering type PMF-2 Basic Power Monitoring, Voltage, Energy, Power, Power factor, Frequency, Unbalance, Temperature, Manual operating mechanism with mechanical closing, without Spring charging motor, Ready-to-close signal. switch, Auxiliary switches 2NO+2NC, without Closing coil (CC), manual operating mechanism with mechanical closing, without Remote trip alarm reset coil (RR), without 2nd shunt trip, without 1st Shunt trip | 529700 | 1 | Z\ | 1
3WA1340-5MG12-0AA0 |  | Fixed-mounted circuit breaker IEC 60947-2, frame size 3, 4-poles, N-pole left, In=4000A up to 690V AC 50/60Hz, breaking capacity H Icu=100/85kA at 500/690V, Trip unit ETU600 LSIG Hi-Z upgrade ready , colordisplay, bluetooth and USB interface, Protection LT, ST, INST, GFx, with GF highimpedance-input include N-protection, (internal N-sensor available), incl. trip alarm switch (1xCO), rear connection horizontal, with internal voltage tap on upper stab of circuit breaker, with voltage tap module VTM680 and power supply of ETU600, able to communication, integrated metering type PMF-2 Basic Power Monitoring, Voltage, Energy, Power, Power factor, Frequency, Unbalance, Temperature, Manual operating mechanism with mechanical closing, without Spring charging motor, Ready-to-close signal. switch, Auxiliary switches 2NO+2NC, without Closing coil (CC), manual operating mechanism with mechanical closing, without Remote trip alarm reset coil (RR), without 2nd shunt trip, without 1st Shunt trip | 515700 | 1 | Z\ | 1
3WA1340-5MG21-0AA0 |  | fixed-mounted circuit breaker, IEC 60947-2, size 3, 4-pole, N pole on right, In=4000 A up to 690 V AC 50/60 Hz, breaking capacity H Icu=100/85 kA at 500/690 V, tripping unit ETU600 LSIG Hi-Z upgradeable, color display, Bluetooth, USB interface, basic protection LT, ST, INST, GFx, with GF high-impedance input, including protection of the N conductor (internal neutral point sensor available), trip alarm switch (1 x CO), connection at rear vertical, with internal voltage tap on upper stab of circuit breaker, with voltage tap module VTM680 and power supply of ETU600, able to communication, integrated metering type PMF-2 Basic Power Monitoring, Voltage, Energy, Power, Power factor, Frequency, Unbalance, Temperature, Manual operating mechanism with mechanical closing, without Spring charging motor, Ready-to-close signal. switch, Auxiliary switches 2NO+2NC, without Closing coil (CC), manual operating mechanism with mechanical closing, without Remote trip alarm reset coil (RR), without 2nd shunt trip, without 1st Shunt trip | 529700 | 1 | Z\ | 1
3WA1340-5MG22-0AA0 |  | fixed-mounted circuit breaker, IEC 60947-2, size 3, 4-pole, N pole on right, In=4000 A up to 690 V AC 50/60 Hz, breaking capacity H Icu=100/85 kA at 500/690 V, tripping unit ETU600 LSIG Hi-Z upgradeable, color display, Bluetooth, USB interface, basic protection LT, ST, INST, GFx, with GF high-impedance input, including protection of the N conductor (internal neutral point sensor available), trip alarm switch (1 x CO), connection at rear horizontal with internal voltage tap on upper stab of circuit breaker, with voltage tap module VTM680 and power supply of ETU600, able to communication, integrated metering type PMF-2 Basic Power Monitoring, Voltage, Energy, Power, Power factor, Frequency, Unbalance, Temperature, Manual operating mechanism with mechanical closing, without Spring charging motor, Ready-to-close signal. switch, Auxiliary switches 2NO+2NC, without Closing coil (CC), manual operating mechanism with mechanical closing, without Remote trip alarm reset coil (RR), without 2nd shunt trip, without 1st Shunt trip | 515700 | 1 | Z\ | 1
3WA1340-5MG23-0AA0 |  | fixed-mounted circuit breaker, IEC 60947-2, size 3, 4-pole, N pole on right, In=4000 A up to 690 V AC 50/60 Hz, breaking capacity H Icu=100/85 kA at 500/690 V, tripping unit ETU600 LSIG Hi-Z upgradeable, color display, Bluetooth, USB interface, basic protection LT, ST, INST, GFx, with GF high-impedance input, including protection of the N conductor (internal neutral point sensor available), trip alarm switch (1 x CO), front connection double hole, with internal voltage tap on upper stab of circuit breaker, with voltage tap module VTM680 and power supply of ETU600, able to communication, integrated metering type PMF-2 Basic Power Monitoring, Voltage, Energy, Power, Power factor, Frequency, Unbalance, Temperature, Manual operating mechanism with mechanical closing, without Spring charging motor, Ready-to-close signal. switch, Auxiliary switches 2NO+2NC, without Closing coil (CC), manual operating mechanism with mechanical closing, without Remote trip alarm reset coil (RR), without 2nd shunt trip, without 1st Shunt trip | 543700 | 1 | Z\ | 1
3WA1340-5MG31-0AA0 |  | Withdrawable circuit breaker with guide frame, IEC 60947-2, frame size 3, 3-poles, In=4000A up to 690V AC 50/60Hz, breaking capacity H Icu=100/85kA at 500/690V, Trip unit ETU600 LSIG Hi-Z upgrade ready , colordisplay, bluetooth and USB interface, Protection LT, ST, INST, GFx, with GF highimpedance-input N-protection required an external N-sensor, incl. trip alarm switch (1xCO), rear connection vertical, guide frame with shutter and w/o position signalling switch, with internal voltage tap on upper stab of circuit breaker, with voltage tap module VTM680 and power supply of ETU600, able to communication, integrated metering type PMF-2 Basic Power Monitoring, Voltage, Energy, Power, Power factor, Frequency, Unbalance, Temperature, Manual operating mechanism with mechanical closing, without Spring charging motor, Ready-to-close signal. switch, Auxiliary switches 2NO+2NC, without Closing coil (CC), manual operating mechanism with mechanical closing, without Remote trip alarm reset coil (RR), without 2nd shunt trip, without 1st Shunt trip | 491700 | 1 | Z\ | 1
3WA1340-5MG32-0AA0 |  | Withdrawable circuit breaker with guide frame, IEC 60947-2, frame size 3, 3-poles, In=4000A up to 690V AC 50/60Hz, breaking capacity H Icu=100/85kA at 500/690V, Trip unit ETU600 LSIG Hi-Z upgrade ready , colordisplay, bluetooth and USB interface, Protection LT, ST, INST, GFx, with GF highimpedance-input N-protection required an external N-sensor, incl. trip alarm switch (1xCO), rear connection horizontal, guide frame with shutter and w/o position signalling switch, with internal voltage tap on upper stab of circuit breaker, with voltage tap module VTM680 and power supply of ETU600, able to communication, integrated metering type PMF-2 Basic Power Monitoring, Voltage, Energy, Power, Power factor, Frequency, Unbalance, Temperature, Manual operating mechanism with mechanical closing, without Spring charging motor, Ready-to-close signal. switch, Auxiliary switches 2NO+2NC, without Closing coil (CC), manual operating mechanism with mechanical closing, without Remote trip alarm reset coil (RR), without 2nd shunt trip, without 1st Shunt trip | 481700 | 1 | Z\ | 1
3WA1340-5MG33-0AA0 |  | Withdrawable circuit breaker with guide frame, IEC 60947-2, frame size 3, 3-poles, In=4000A up to 690V AC 50/60Hz, breaking capacity H Icu=100/85kA at 500/690V, Trip unit ETU600 LSIG Hi-Z upgrade ready , colordisplay, bluetooth and USB interface, Protection LT, ST, INST, GFx, with GF highimpedance-input N-protection required an external N-sensor, incl. trip alarm switch (1xCO), front connection double hole, guide frame with shutter and w/o position signalling switch, with internal voltage tap on upper stab of circuit breaker, with voltage tap module VTM680 and power supply of ETU600, able to communication, integrated metering type PMF-2 Basic Power Monitoring, Voltage, Energy, Power, Power factor, Frequency, Unbalance, Temperature, Manual operating mechanism with mechanical closing, without Spring charging motor, Ready-to-close signal. switch, Auxiliary switches 2NO+2NC, without Closing coil (CC), manual operating mechanism with mechanical closing, without Remote trip alarm reset coil (RR), without 2nd shunt trip, without 1st Shunt trip | 502700 | 1 | Z\ | 1
3WA1340-5MG34-0AA0 |  | Withdrawable circuit breaker with guide frame, IEC 60947-2, frame size 3, 3-poles, In=4000A up to 690V AC 50/60Hz, breaking capacity H Icu=100/85kA at 500/690V, Trip unit ETU600 LSIG Hi-Z upgrade ready , colordisplay, bluetooth and USB interface, Protection LT, ST, INST, GFx, with GF highimpedance-input N-protection required an external N-sensor, incl. trip alarm switch (1xCO), rear connection flange, guide frame with shutter and w/o position signalling switch, with internal voltage tap on upper stab of circuit breaker, with voltage tap module VTM680 and power supply of ETU600, able to communication, integrated metering type PMF-2 Basic Power Monitoring, Voltage, Energy, Power, Power factor, Frequency, Unbalance, Temperature, Manual operating mechanism with mechanical closing, without Spring charging motor, Ready-to-close signal. switch, Auxiliary switches 2NO+2NC, without Closing coil (CC), manual operating mechanism with mechanical closing, without Remote trip alarm reset coil (RR), without 2nd shunt trip, without 1st Shunt trip | 481700 | 1 | Z\ | 1
3WA1340-5MG41-0AA0 |  | Withdrawable circuit breaker with guide frame, IEC 60947-2, frame size 3, 4-poles, N-pole left, In=4000A up to 690V AC 50/60Hz, breaking capacity H Icu=100/85kA at 500/690V, Trip unit ETU600 LSIG Hi-Z upgrade ready , colordisplay, bluetooth and USB interface, Protection LT, ST, INST, GFx, with GF highimpedance-input include N-protection, (internal N-sensor available), incl. trip alarm switch (1xCO), rear connection vertical, guide frame with shutter and w/o position signalling switch, with internal voltage tap on upper stab of circuit breaker, with voltage tap module VTM680 and power supply of ETU600, able to communication, integrated metering type PMF-2 Basic Power Monitoring, Voltage, Energy, Power, Power factor, Frequency, Unbalance, Temperature, Manual operating mechanism with mechanical closing, without Spring charging motor, Ready-to-close signal. switch, Auxiliary switches 2NO+2NC, without Closing coil (CC), manual operating mechanism with mechanical closing, without Remote trip alarm reset coil (RR), without 2nd shunt trip, without 1st Shunt trip | 633700 | 1 | Z\ | 1
3WA1340-5MG42-0AA0 |  | Withdrawable circuit breaker with guide frame, IEC 60947-2, frame size 3, 4-poles, N-pole left, In=4000A up to 690V AC 50/60Hz, breaking capacity H Icu=100/85kA at 500/690V, Trip unit ETU600 LSIG Hi-Z upgrade ready , colordisplay, bluetooth and USB interface, Protection LT, ST, INST, GFx, with GF highimpedance-input include N-protection, (internal N-sensor available), incl. trip alarm switch (1xCO), rear connection horizontal, guide frame with shutter and w/o position signalling switch, with internal voltage tap on upper stab of circuit breaker, with voltage tap module VTM680 and power supply of ETU600, able to communication, integrated metering type PMF-2 Basic Power Monitoring, Voltage, Energy, Power, Power factor, Frequency, Unbalance, Temperature, Manual operating mechanism with mechanical closing, without Spring charging motor, Ready-to-close signal. switch, Auxiliary switches 2NO+2NC, without Closing coil (CC), manual operating mechanism with mechanical closing, without Remote trip alarm reset coil (RR), without 2nd shunt trip, without 1st Shunt trip | 619700 | 1 | Z\ | 1
3WA1340-5MG43-0AA0 |  | Withdrawable circuit breaker with guide frame, IEC 60947-2, frame size 3, 4-poles, N-pole left, In=4000A up to 690V AC 50/60Hz, breaking capacity H Icu=100/85kA at 500/690V, Trip unit ETU600 LSIG Hi-Z upgrade ready , colordisplay, bluetooth and USB interface, Protection LT, ST, INST, GFx, with GF highimpedance-input include N-protection, (internal N-sensor available), incl. trip alarm switch (1xCO), front connection double hole, guide frame with shutter and w/o position signalling switch, with internal voltage tap on upper stab of circuit breaker, with voltage tap module VTM680 and power supply of ETU600, able to communication, integrated metering type PMF-2 Basic Power Monitoring, Voltage, Energy, Power, Power factor, Frequency, Unbalance, Temperature, Manual operating mechanism with mechanical closing, without Spring charging motor, Ready-to-close signal. switch, Auxiliary switches 2NO+2NC, without Closing coil (CC), manual operating mechanism with mechanical closing, without Remote trip alarm reset coil (RR), without 2nd shunt trip, without 1st Shunt trip | 647700 | 1 | Z\ | 1
3WA1340-5MG44-0AA0 |  | Withdrawable circuit breaker with guide frame, IEC 60947-2, frame size 3, 4-poles, N-pole left, In=4000A up to 690V AC 50/60Hz, breaking capacity H Icu=100/85kA at 500/690V, Trip unit ETU600 LSIG Hi-Z upgrade ready , colordisplay, bluetooth and USB interface, Protection LT, ST, INST, GFx, with GF highimpedance-input include N-protection, (internal N-sensor available), incl. trip alarm switch (1xCO), rear connection flange, guide frame with shutter and w/o position signalling switch, with internal voltage tap on upper stab of circuit breaker, with voltage tap module VTM680 and power supply of ETU600, able to communication, integrated metering type PMF-2 Basic Power Monitoring, Voltage, Energy, Power, Power factor, Frequency, Unbalance, Temperature, Manual operating mechanism with mechanical closing, without Spring charging motor, Ready-to-close signal. switch, Auxiliary switches 2NO+2NC, without Closing coil (CC), manual operating mechanism with mechanical closing, without Remote trip alarm reset coil (RR), without 2nd shunt trip, without 1st Shunt trip | 619700 | 1 | Z\ | 1
3WA1340-5NE01-0AA0 |  | Fixed-mounted circuit breaker IEC 60947-2, frame size 3, 3-poles, In=4000A up to 690V AC 50/60Hz, breaking capacity H Icu=100/85kA at 500/690V, Trip unit ETU600 LSI upgrade ready , colordisplay, bluetooth and USB interface, Protection LT, ST, INST, N-protection required an external N-sensor, incl. trip alarm switch (1xCO), rear connection vertical, with internal voltage tap on upper stab of circuit breaker, with voltage tap module VTM680 and power supply of ETU600, able to communication, integrated metering type PMF-3 Advanced Power Monitor., Voltage, Energy, Power, Power factor, Frequency, Unbalance, Temperature, Power quality, Manual operating mechanism with mechanical closing, without Spring charging motor, Ready-to-close signal. switch, Auxiliary switches 2NO+2NC, without Closing coil (CC), manual operating mechanism with mechanical closing, without Remote trip alarm reset coil (RR), without 2nd shunt trip, without 1st Shunt trip | 387100 | 1 | Z\ | 1
3WA1340-5NE02-0AA0 |  | Fixed-mounted circuit breaker IEC 60947-2, frame size 3, 3-poles, In=4000A up to 690V AC 50/60Hz, breaking capacity H Icu=100/85kA at 500/690V, Trip unit ETU600 LSI upgrade ready , colordisplay, bluetooth and USB interface, Protection LT, ST, INST, N-protection required an external N-sensor, incl. trip alarm switch (1xCO), rear connection horizontal, with internal voltage tap on upper stab of circuit breaker, with voltage tap module VTM680 and power supply of ETU600, able to communication, integrated metering type PMF-3 Advanced Power Monitor., Voltage, Energy, Power, Power factor, Frequency, Unbalance, Temperature, Power quality, Manual operating mechanism with mechanical closing, without Spring charging motor, Ready-to-close signal. switch, Auxiliary switches 2NO+2NC, without Closing coil (CC), manual operating mechanism with mechanical closing, without Remote trip alarm reset coil (RR), without 2nd shunt trip, without 1st Shunt trip | 377100 | 1 | Z\ | 1
3WA1340-5NE03-0AA0 |  | Fixed-mounted circuit breaker IEC 60947-2, frame size 3, 3-poles, In=4000A up to 690V AC 50/60Hz, breaking capacity H Icu=100/85kA at 500/690V, Trip unit ETU600 LSI upgrade ready , colordisplay, bluetooth and USB interface, Protection LT, ST, INST, N-protection required an external N-sensor, incl. trip alarm switch (1xCO), front connection double hole, with internal voltage tap on upper stab of circuit breaker, with voltage tap module VTM680 and power supply of ETU600, able to communication, integrated metering type PMF-3 Advanced Power Monitor., Voltage, Energy, Power, Power factor, Frequency, Unbalance, Temperature, Power quality, Manual operating mechanism with mechanical closing, without Spring charging motor, Ready-to-close signal. switch, Auxiliary switches 2NO+2NC, without Closing coil (CC), manual operating mechanism with mechanical closing, without Remote trip alarm reset coil (RR), without 2nd shunt trip, without 1st Shunt trip | 398100 | 1 | Z\ | 1
3WA1340-5NE11-0AA0 |  | Fixed-mounted circuit breaker IEC 60947-2, frame size 3, 4-poles, N-pole left, In=4000A up to 690V AC 50/60Hz, breaking capacity H Icu=100/85kA at 500/690V, Trip unit ETU600 LSI upgrade ready , colordisplay, bluetooth and USB interface, Protection LT, ST, INST, include N-protection, (internal N-sensor available), incl. trip alarm switch (1xCO), rear connection vertical, with internal voltage tap on upper stab of circuit breaker, with voltage tap module VTM680 and power supply of ETU600, able to communication, integrated metering type PMF-3 Advanced Power Monitor., Voltage, Energy, Power, Power factor, Frequency, Unbalance, Temperature, Power quality, Manual operating mechanism with mechanical closing, without Spring charging motor, Ready-to-close signal. switch, Auxiliary switches 2NO+2NC, without Closing coil (CC), manual operating mechanism with mechanical closing, without Remote trip alarm reset coil (RR), without 2nd shunt trip, without 1st Shunt trip | 504100 | 1 | Z\ | 1
3WA1340-5NE12-0AA0 |  | Fixed-mounted circuit breaker IEC 60947-2, frame size 3, 4-poles, N-pole left, In=4000A up to 690V AC 50/60Hz, breaking capacity H Icu=100/85kA at 500/690V, Trip unit ETU600 LSI upgrade ready , colordisplay, bluetooth and USB interface, Protection LT, ST, INST, include N-protection, (internal N-sensor available), incl. trip alarm switch (1xCO), rear connection horizontal, with internal voltage tap on upper stab of circuit breaker, with voltage tap module VTM680 and power supply of ETU600, able to communication, integrated metering type PMF-3 Advanced Power Monitor., Voltage, Energy, Power, Power factor, Frequency, Unbalance, Temperature, Power quality, Manual operating mechanism with mechanical closing, without Spring charging motor, Ready-to-close signal. switch, Auxiliary switches 2NO+2NC, without Closing coil (CC), manual operating mechanism with mechanical closing, without Remote trip alarm reset coil (RR), without 2nd shunt trip, without 1st Shunt trip | 490100 | 1 | Z\ | 1
3WA1340-5NE21-0AA0 |  | fixed-mounted circuit breaker, IEC 60947-2, size 3, 4-pole, N pole on right, In=4000 A up to 690 V AC 50/60 Hz, breaking capacity H Icu=100/85 kA at 500/690 V, tripping unit ETU600 LSI upgradeable, color display, Bluetooth, USB interface, basic protection LT, ST, INST, including protection of the N conductor (internal neutral point sensor available), trip alarm switch (1 x CO), connection at rear vertical, with internal voltage tap on upper stab of circuit breaker, with voltage tap module VTM680 and power supply of ETU600, able to communication, integrated metering type PMF-3 Advanced Power Monitor., Voltage, Energy, Power, Power factor, Frequency, Unbalance, Temperature, Power quality, Manual operating mechanism with mechanical closing, without Spring charging motor, Ready-to-close signal. switch, Auxiliary switches 2NO+2NC, without Closing coil (CC), manual operating mechanism with mechanical closing, without Remote trip alarm reset coil (RR), without 2nd shunt trip, without 1st Shunt trip | 504100 | 1 | Z\ | 1
3WA1340-5NE22-0AA0 |  | fixed-mounted circuit breaker, IEC 60947-2, size 3, 4-pole, N pole on right, In=4000 A up to 690 V AC 50/60 Hz, breaking capacity H Icu=100/85 kA at 500/690 V, tripping unit ETU600 LSI upgradeable, color display, Bluetooth, USB interface, basic protection LT, ST, INST, including protection of the N conductor (internal neutral point sensor available), trip alarm switch (1 x CO), connection at rear horizontal with internal voltage tap on upper stab of circuit breaker, with voltage tap module VTM680 and power supply of ETU600, able to communication, integrated metering type PMF-3 Advanced Power Monitor., Voltage, Energy, Power, Power factor, Frequency, Unbalance, Temperature, Power quality, Manual operating mechanism with mechanical closing, without Spring charging motor, Ready-to-close signal. switch, Auxiliary switches 2NO+2NC, without Closing coil (CC), manual operating mechanism with mechanical closing, without Remote trip alarm reset coil (RR), without 2nd shunt trip, without 1st Shunt trip | 490100 | 1 | Z\ | 1
3WA1340-5NE23-0AA0 |  | fixed-mounted circuit breaker, IEC 60947-2, size 3, 4-pole, N pole on right, In=4000 A up to 690 V AC 50/60 Hz, breaking capacity H Icu=100/85 kA at 500/690 V, tripping unit ETU600 LSI upgradeable, color display, Bluetooth, USB interface, basic protection LT, ST, INST, including protection of the N conductor (internal neutral point sensor available), trip alarm switch (1 x CO), front connection double hole, with internal voltage tap on upper stab of circuit breaker, with voltage tap module VTM680 and power supply of ETU600, able to communication, integrated metering type PMF-3 Advanced Power Monitor., Voltage, Energy, Power, Power factor, Frequency, Unbalance, Temperature, Power quality, Manual operating mechanism with mechanical closing, without Spring charging motor, Ready-to-close signal. switch, Auxiliary switches 2NO+2NC, without Closing coil (CC), manual operating mechanism with mechanical closing, without Remote trip alarm reset coil (RR), without 2nd shunt trip, without 1st Shunt trip | 518100 | 1 | Z\ | 1
3WA1340-5NE31-0AA0 |  | Withdrawable circuit breaker with guide frame, IEC 60947-2, frame size 3, 3-poles, In=4000A up to 690V AC 50/60Hz, breaking capacity H Icu=100/85kA at 500/690V, Trip unit ETU600 LSI upgrade ready , colordisplay, bluetooth and USB interface, Protection LT, ST, INST, N-protection required an external N-sensor, incl. trip alarm switch (1xCO), rear connection vertical, guide frame with shutter and w/o position signalling switch, with internal voltage tap on upper stab of circuit breaker, with voltage tap module VTM680 and power supply of ETU600, able to communication, integrated metering type PMF-3 Advanced Power Monitor., Voltage, Energy, Power, Power factor, Frequency, Unbalance, Temperature, Power quality, Manual operating mechanism with mechanical closing, without Spring charging motor, Ready-to-close signal. switch, Auxiliary switches 2NO+2NC, without Closing coil (CC), manual operating mechanism with mechanical closing, without Remote trip alarm reset coil (RR), without 2nd shunt trip, without 1st Shunt trip | 466100 | 1 | Z\ | 1
3WA1340-5NE32-0AA0 |  | Withdrawable circuit breaker with guide frame, IEC 60947-2, frame size 3, 3-poles, In=4000A up to 690V AC 50/60Hz, breaking capacity H Icu=100/85kA at 500/690V, Trip unit ETU600 LSI upgrade ready , colordisplay, bluetooth and USB interface, Protection LT, ST, INST, N-protection required an external N-sensor, incl. trip alarm switch (1xCO), rear connection horizontal, guide frame with shutter and w/o position signalling switch, with internal voltage tap on upper stab of circuit breaker, with voltage tap module VTM680 and power supply of ETU600, able to communication, integrated metering type PMF-3 Advanced Power Monitor., Voltage, Energy, Power, Power factor, Frequency, Unbalance, Temperature, Power quality, Manual operating mechanism with mechanical closing, without Spring charging motor, Ready-to-close signal. switch, Auxiliary switches 2NO+2NC, without Closing coil (CC), manual operating mechanism with mechanical closing, without Remote trip alarm reset coil (RR), without 2nd shunt trip, without 1st Shunt trip | 456100 | 1 | Z\ | 1
3WA1340-5NE33-0AA0 |  | Withdrawable circuit breaker with guide frame, IEC 60947-2, frame size 3, 3-poles, In=4000A up to 690V AC 50/60Hz, breaking capacity H Icu=100/85kA at 500/690V, Trip unit ETU600 LSI upgrade ready , colordisplay, bluetooth and USB interface, Protection LT, ST, INST, N-protection required an external N-sensor, incl. trip alarm switch (1xCO), front connection double hole, guide frame with shutter and w/o position signalling switch, with internal voltage tap on upper stab of circuit breaker, with voltage tap module VTM680 and power supply of ETU600, able to communication, integrated metering type PMF-3 Advanced Power Monitor., Voltage, Energy, Power, Power factor, Frequency, Unbalance, Temperature, Power quality, Manual operating mechanism with mechanical closing, without Spring charging motor, Ready-to-close signal. switch, Auxiliary switches 2NO+2NC, without Closing coil (CC), manual operating mechanism with mechanical closing, without Remote trip alarm reset coil (RR), without 2nd shunt trip, without 1st Shunt trip | 477100 | 1 | Z\ | 1
3WA1340-5NE34-0AA0 |  | Withdrawable circuit breaker with guide frame, IEC 60947-2, frame size 3, 3-poles, In=4000A up to 690V AC 50/60Hz, breaking capacity H Icu=100/85kA at 500/690V, Trip unit ETU600 LSI upgrade ready , colordisplay, bluetooth and USB interface, Protection LT, ST, INST, N-protection required an external N-sensor, incl. trip alarm switch (1xCO), rear connection flange, guide frame with shutter and w/o position signalling switch, with internal voltage tap on upper stab of circuit breaker, with voltage tap module VTM680 and power supply of ETU600, able to communication, integrated metering type PMF-3 Advanced Power Monitor., Voltage, Energy, Power, Power factor, Frequency, Unbalance, Temperature, Power quality, Manual operating mechanism with mechanical closing, without Spring charging motor, Ready-to-close signal. switch, Auxiliary switches 2NO+2NC, without Closing coil (CC), manual operating mechanism with mechanical closing, without Remote trip alarm reset coil (RR), without 2nd shunt trip, without 1st Shunt trip | 456100 | 1 | Z\ | 1
3WA1340-5NE41-0AA0 |  | Withdrawable circuit breaker with guide frame, IEC 60947-2, frame size 3, 4-poles, N-pole left, In=4000A up to 690V AC 50/60Hz, breaking capacity H Icu=100/85kA at 500/690V, Trip unit ETU600 LSI upgrade ready , colordisplay, bluetooth and USB interface, Protection LT, ST, INST, include N-protection, (internal N-sensor available), incl. trip alarm switch (1xCO), rear connection vertical, guide frame with shutter and w/o position signalling switch, with internal voltage tap on upper stab of circuit breaker, with voltage tap module VTM680 and power supply of ETU600, able to communication, integrated metering type PMF-3 Advanced Power Monitor., Voltage, Energy, Power, Power factor, Frequency, Unbalance, Temperature, Power quality, Manual operating mechanism with mechanical closing, without Spring charging motor, Ready-to-close signal. switch, Auxiliary switches 2NO+2NC, without Closing coil (CC), manual operating mechanism with mechanical closing, without Remote trip alarm reset coil (RR), without 2nd shunt trip, without 1st Shunt trip | 608100 | 1 | Z\ | 1
3WA1340-5NE42-0AA0 |  | Withdrawable circuit breaker with guide frame, IEC 60947-2, frame size 3, 4-poles, N-pole left, In=4000A up to 690V AC 50/60Hz, breaking capacity H Icu=100/85kA at 500/690V, Trip unit ETU600 LSI upgrade ready , colordisplay, bluetooth and USB interface, Protection LT, ST, INST, include N-protection, (internal N-sensor available), incl. trip alarm switch (1xCO), rear connection horizontal, guide frame with shutter and w/o position signalling switch, with internal voltage tap on upper stab of circuit breaker, with voltage tap module VTM680 and power supply of ETU600, able to communication, integrated metering type PMF-3 Advanced Power Monitor., Voltage, Energy, Power, Power factor, Frequency, Unbalance, Temperature, Power quality, Manual operating mechanism with mechanical closing, without Spring charging motor, Ready-to-close signal. switch, Auxiliary switches 2NO+2NC, without Closing coil (CC), manual operating mechanism with mechanical closing, without Remote trip alarm reset coil (RR), without 2nd shunt trip, without 1st Shunt trip | 594100 | 1 | Z\ | 1
3WA1340-5NE43-0AA0 |  | Withdrawable circuit breaker with guide frame, IEC 60947-2, frame size 3, 4-poles, N-pole left, In=4000A up to 690V AC 50/60Hz, breaking capacity H Icu=100/85kA at 500/690V, Trip unit ETU600 LSI upgrade ready , colordisplay, bluetooth and USB interface, Protection LT, ST, INST, include N-protection, (internal N-sensor available), incl. trip alarm switch (1xCO), front connection double hole, guide frame with shutter and w/o position signalling switch, with internal voltage tap on upper stab of circuit breaker, with voltage tap module VTM680 and power supply of ETU600, able to communication, integrated metering type PMF-3 Advanced Power Monitor., Voltage, Energy, Power, Power factor, Frequency, Unbalance, Temperature, Power quality, Manual operating mechanism with mechanical closing, without Spring charging motor, Ready-to-close signal. switch, Auxiliary switches 2NO+2NC, without Closing coil (CC), manual operating mechanism with mechanical closing, without Remote trip alarm reset coil (RR), without 2nd shunt trip, without 1st Shunt trip | 622100 | 1 | Z\ | 1
3WA1340-5NE44-0AA0 |  | Withdrawable circuit breaker with guide frame, IEC 60947-2, frame size 3, 4-poles, N-pole left, In=4000A up to 690V AC 50/60Hz, breaking capacity H Icu=100/85kA at 500/690V, Trip unit ETU600 LSI upgrade ready , colordisplay, bluetooth and USB interface, Protection LT, ST, INST, include N-protection, (internal N-sensor available), incl. trip alarm switch (1xCO), rear connection flange, guide frame with shutter and w/o position signalling switch, with internal voltage tap on upper stab of circuit breaker, with voltage tap module VTM680 and power supply of ETU600, able to communication, integrated metering type PMF-3 Advanced Power Monitor., Voltage, Energy, Power, Power factor, Frequency, Unbalance, Temperature, Power quality, Manual operating mechanism with mechanical closing, without Spring charging motor, Ready-to-close signal. switch, Auxiliary switches 2NO+2NC, without Closing coil (CC), manual operating mechanism with mechanical closing, without Remote trip alarm reset coil (RR), without 2nd shunt trip, without 1st Shunt trip | 594100 | 1 | Z\ | 1
3WA1340-5NF01-0AA0 |  | Fixed-mounted circuit breaker IEC 60947-2, frame size 3, 3-poles, In=4000A up to 690V AC 50/60Hz, breaking capacity H Icu=100/85kA at 500/690V, Trip unit ETU600 LSIG upgrade ready , colordisplay, bluetooth and USB interface, Protection LT, ST, INST, GFx, N-protection required an external N-sensor, incl. trip alarm switch (1xCO), rear connection vertical, with internal voltage tap on upper stab of circuit breaker, with voltage tap module VTM680 and power supply of ETU600, able to communication, integrated metering type PMF-3 Advanced Power Monitor., Voltage, Energy, Power, Power factor, Frequency, Unbalance, Temperature, Power quality, Manual operating mechanism with mechanical closing, without Spring charging motor, Ready-to-close signal. switch, Auxiliary switches 2NO+2NC, without Closing coil (CC), manual operating mechanism with mechanical closing, without Remote trip alarm reset coil (RR), without 2nd shunt trip, without 1st Shunt trip | 398100 | 1 | Z\ | 1
3WA1340-5NF02-0AA0 |  | Fixed-mounted circuit breaker IEC 60947-2, frame size 3, 3-poles, In=4000A up to 690V AC 50/60Hz, breaking capacity H Icu=100/85kA at 500/690V, Trip unit ETU600 LSIG upgrade ready , colordisplay, bluetooth and USB interface, Protection LT, ST, INST, GFx, N-protection required an external N-sensor, incl. trip alarm switch (1xCO), rear connection horizontal, with internal voltage tap on upper stab of circuit breaker, with voltage tap module VTM680 and power supply of ETU600, able to communication, integrated metering type PMF-3 Advanced Power Monitor., Voltage, Energy, Power, Power factor, Frequency, Unbalance, Temperature, Power quality, Manual operating mechanism with mechanical closing, without Spring charging motor, Ready-to-close signal. switch, Auxiliary switches 2NO+2NC, without Closing coil (CC), manual operating mechanism with mechanical closing, without Remote trip alarm reset coil (RR), without 2nd shunt trip, without 1st Shunt trip | 387100 | 1 | Z\ | 1
3WA1340-5NF03-0AA0 |  | Fixed-mounted circuit breaker IEC 60947-2, frame size 3, 3-poles, In=4000A up to 690V AC 50/60Hz, breaking capacity H Icu=100/85kA at 500/690V, Trip unit ETU600 LSIG upgrade ready , colordisplay, bluetooth and USB interface, Protection LT, ST, INST, GFx, N-protection required an external N-sensor, incl. trip alarm switch (1xCO), front connection double hole, with internal voltage tap on upper stab of circuit breaker, with voltage tap module VTM680 and power supply of ETU600, able to communication, integrated metering type PMF-3 Advanced Power Monitor., Voltage, Energy, Power, Power factor, Frequency, Unbalance, Temperature, Power quality, Manual operating mechanism with mechanical closing, without Spring charging motor, Ready-to-close signal. switch, Auxiliary switches 2NO+2NC, without Closing coil (CC), manual operating mechanism with mechanical closing, without Remote trip alarm reset coil (RR), without 2nd shunt trip, without 1st Shunt trip | 409100 | 1 | Z\ | 1
3WA1340-5NF11-0AA0 |  | Fixed-mounted circuit breaker IEC 60947-2, frame size 3, 4-poles, N-pole left, In=4000A up to 690V AC 50/60Hz, breaking capacity H Icu=100/85kA at 500/690V, Trip unit ETU600 LSIG upgrade ready , colordisplay, bluetooth and USB interface, Protection LT, ST, INST, GFx, include N-protection, (internal N-sensor available), incl. trip alarm switch (1xCO), rear connection vertical, with internal voltage tap on upper stab of circuit breaker, with voltage tap module VTM680 and power supply of ETU600, able to communication, integrated metering type PMF-3 Advanced Power Monitor., Voltage, Energy, Power, Power factor, Frequency, Unbalance, Temperature, Power quality, Manual operating mechanism with mechanical closing, without Spring charging motor, Ready-to-close signal. switch, Auxiliary switches 2NO+2NC, without Closing coil (CC), manual operating mechanism with mechanical closing, without Remote trip alarm reset coil (RR), without 2nd shunt trip, without 1st Shunt trip | 514100 | 1 | Z\ | 1
3WA1340-5NF12-0AA0 |  | Fixed-mounted circuit breaker IEC 60947-2, frame size 3, 4-poles, N-pole left, In=4000A up to 690V AC 50/60Hz, breaking capacity H Icu=100/85kA at 500/690V, Trip unit ETU600 LSIG upgrade ready , colordisplay, bluetooth and USB interface, Protection LT, ST, INST, GFx, include N-protection, (internal N-sensor available), incl. trip alarm switch (1xCO), rear connection horizontal, with internal voltage tap on upper stab of circuit breaker, with voltage tap module VTM680 and power supply of ETU600, able to communication, integrated metering type PMF-3 Advanced Power Monitor., Voltage, Energy, Power, Power factor, Frequency, Unbalance, Temperature, Power quality, Manual operating mechanism with mechanical closing, without Spring charging motor, Ready-to-close signal. switch, Auxiliary switches 2NO+2NC, without Closing coil (CC), manual operating mechanism with mechanical closing, without Remote trip alarm reset coil (RR), without 2nd shunt trip, without 1st Shunt trip | 500100 | 1 | Z\ | 1
3WA1340-5NF21-0AA0 |  | fixed-mounted circuit breaker, IEC 60947-2, size 3, 4-pole, N pole on right, In=4000 A up to 690 V AC 50/60 Hz, breaking capacity H Icu=100/85 kA at 500/690 V, tripping unit ETU600 LSIG upgradeable, color display, Bluetooth, USB interface, basic protection LT, ST, INST, GFx, including protection of the N conductor (internal neutral point sensor available), trip alarm switch (1 x CO), connection at rear vertical, with internal voltage tap on upper stab of circuit breaker, with voltage tap module VTM680 and power supply of ETU600, able to communication, integrated metering type PMF-3 Advanced Power Monitor., Voltage, Energy, Power, Power factor, Frequency, Unbalance, Temperature, Power quality, Manual operating mechanism with mechanical closing, without Spring charging motor, Ready-to-close signal. switch, Auxiliary switches 2NO+2NC, without Closing coil (CC), manual operating mechanism with mechanical closing, without Remote trip alarm reset coil (RR), without 2nd shunt trip, without 1st Shunt trip | 514100 | 1 | Z\ | 1
3WA1340-5NF22-0AA0 |  | fixed-mounted circuit breaker, IEC 60947-2, size 3, 4-pole, N pole on right, In=4000 A up to 690 V AC 50/60 Hz, breaking capacity H Icu=100/85 kA at 500/690 V, tripping unit ETU600 LSIG upgradeable, color display, Bluetooth, USB interface, basic protection LT, ST, INST, GFx, including protection of the N conductor (internal neutral point sensor available), trip alarm switch (1 x CO), connection at rear horizontal with internal voltage tap on upper stab of circuit breaker, with voltage tap module VTM680 and power supply of ETU600, able to communication, integrated metering type PMF-3 Advanced Power Monitor., Voltage, Energy, Power, Power factor, Frequency, Unbalance, Temperature, Power quality, Manual operating mechanism with mechanical closing, without Spring charging motor, Ready-to-close signal. switch, Auxiliary switches 2NO+2NC, without Closing coil (CC), manual operating mechanism with mechanical closing, without Remote trip alarm reset coil (RR), without 2nd shunt trip, without 1st Shunt trip | 500100 | 1 | Z\ | 1
3WA1340-5NF23-0AA0 |  | fixed-mounted circuit breaker, IEC 60947-2, size 3, 4-pole, N pole on right, In=4000 A up to 690 V AC 50/60 Hz, breaking capacity H Icu=100/85 kA at 500/690 V, tripping unit ETU600 LSIG upgradeable, color display, Bluetooth, USB interface, basic protection LT, ST, INST, GFx, including protection of the N conductor (internal neutral point sensor available), trip alarm switch (1 x CO), front connection double hole, with internal voltage tap on upper stab of circuit breaker, with voltage tap module VTM680 and power supply of ETU600, able to communication, integrated metering type PMF-3 Advanced Power Monitor., Voltage, Energy, Power, Power factor, Frequency, Unbalance, Temperature, Power quality, Manual operating mechanism with mechanical closing, without Spring charging motor, Ready-to-close signal. switch, Auxiliary switches 2NO+2NC, without Closing coil (CC), manual operating mechanism with mechanical closing, without Remote trip alarm reset coil (RR), without 2nd shunt trip, without 1st Shunt trip | 529100 | 1 | Z\ | 1
3WA1340-5NF31-0AA0 |  | Withdrawable circuit breaker with guide frame, IEC 60947-2, frame size 3, 3-poles, In=4000A up to 690V AC 50/60Hz, breaking capacity H Icu=100/85kA at 500/690V, Trip unit ETU600 LSIG upgrade ready , colordisplay, bluetooth and USB interface, Protection LT, ST, INST, GFx, N-protection required an external N-sensor, incl. trip alarm switch (1xCO), rear connection vertical, guide frame with shutter and w/o position signalling switch, with internal voltage tap on upper stab of circuit breaker, with voltage tap module VTM680 and power supply of ETU600, able to communication, integrated metering type PMF-3 Advanced Power Monitor., Voltage, Energy, Power, Power factor, Frequency, Unbalance, Temperature, Power quality, Manual operating mechanism with mechanical closing, without Spring charging motor, Ready-to-close signal. switch, Auxiliary switches 2NO+2NC, without Closing coil (CC), manual operating mechanism with mechanical closing, without Remote trip alarm reset coil (RR), without 2nd shunt trip, without 1st Shunt trip | 477100 | 1 | Z\ | 1
3WA1340-5NF32-0AA0 |  | Withdrawable circuit breaker with guide frame, IEC 60947-2, frame size 3, 3-poles, In=4000A up to 690V AC 50/60Hz, breaking capacity H Icu=100/85kA at 500/690V, Trip unit ETU600 LSIG upgrade ready , colordisplay, bluetooth and USB interface, Protection LT, ST, INST, GFx, N-protection required an external N-sensor, incl. trip alarm switch (1xCO), rear connection horizontal, guide frame with shutter and w/o position signalling switch, with internal voltage tap on upper stab of circuit breaker, with voltage tap module VTM680 and power supply of ETU600, able to communication, integrated metering type PMF-3 Advanced Power Monitor., Voltage, Energy, Power, Power factor, Frequency, Unbalance, Temperature, Power quality, Manual operating mechanism with mechanical closing, without Spring charging motor, Ready-to-close signal. switch, Auxiliary switches 2NO+2NC, without Closing coil (CC), manual operating mechanism with mechanical closing, without Remote trip alarm reset coil (RR), without 2nd shunt trip, without 1st Shunt trip | 466100 | 1 | Z\ | 1
3WA1340-5NF33-0AA0 |  | Withdrawable circuit breaker with guide frame, IEC 60947-2, frame size 3, 3-poles, In=4000A up to 690V AC 50/60Hz, breaking capacity H Icu=100/85kA at 500/690V, Trip unit ETU600 LSIG upgrade ready , colordisplay, bluetooth and USB interface, Protection LT, ST, INST, GFx, N-protection required an external N-sensor, incl. trip alarm switch (1xCO), front connection double hole, guide frame with shutter and w/o position signalling switch, with internal voltage tap on upper stab of circuit breaker, with voltage tap module VTM680 and power supply of ETU600, able to communication, integrated metering type PMF-3 Advanced Power Monitor., Voltage, Energy, Power, Power factor, Frequency, Unbalance, Temperature, Power quality, Manual operating mechanism with mechanical closing, without Spring charging motor, Ready-to-close signal. switch, Auxiliary switches 2NO+2NC, without Closing coil (CC), manual operating mechanism with mechanical closing, without Remote trip alarm reset coil (RR), without 2nd shunt trip, without 1st Shunt trip | 488100 | 1 | Z\ | 1
3WA1340-5NF34-0AA0 |  | Withdrawable circuit breaker with guide frame, IEC 60947-2, frame size 3, 3-poles, In=4000A up to 690V AC 50/60Hz, breaking capacity H Icu=100/85kA at 500/690V, Trip unit ETU600 LSIG upgrade ready , colordisplay, bluetooth and USB interface, Protection LT, ST, INST, GFx, N-protection required an external N-sensor, incl. trip alarm switch (1xCO), rear connection flange, guide frame with shutter and w/o position signalling switch, with internal voltage tap on upper stab of circuit breaker, with voltage tap module VTM680 and power supply of ETU600, able to communication, integrated metering type PMF-3 Advanced Power Monitor., Voltage, Energy, Power, Power factor, Frequency, Unbalance, Temperature, Power quality, Manual operating mechanism with mechanical closing, without Spring charging motor, Ready-to-close signal. switch, Auxiliary switches 2NO+2NC, without Closing coil (CC), manual operating mechanism with mechanical closing, without Remote trip alarm reset coil (RR), without 2nd shunt trip, without 1st Shunt trip | 466100 | 1 | Z\ | 1
3WA1340-5NF41-0AA0 |  | Withdrawable circuit breaker with guide frame, IEC 60947-2, frame size 3, 4-poles, N-pole left, In=4000A up to 690V AC 50/60Hz, breaking capacity H Icu=100/85kA at 500/690V, Trip unit ETU600 LSIG upgrade ready , colordisplay, bluetooth and USB interface, Protection LT, ST, INST, GFx, include N-protection, (internal N-sensor available), incl. trip alarm switch (1xCO), rear connection vertical, guide frame with shutter and w/o position signalling switch, with internal voltage tap on upper stab of circuit breaker, with voltage tap module VTM680 and power supply of ETU600, able to communication, integrated metering type PMF-3 Advanced Power Monitor., Voltage, Energy, Power, Power factor, Frequency, Unbalance, Temperature, Power quality, Manual operating mechanism with mechanical closing, without Spring charging motor, Ready-to-close signal. switch, Auxiliary switches 2NO+2NC, without Closing coil (CC), manual operating mechanism with mechanical closing, without Remote trip alarm reset coil (RR), without 2nd shunt trip, without 1st Shunt trip | 619100 | 1 | Z\ | 1
3WA1340-5NF42-0AA0 |  | Withdrawable circuit breaker with guide frame, IEC 60947-2, frame size 3, 4-poles, N-pole left, In=4000A up to 690V AC 50/60Hz, breaking capacity H Icu=100/85kA at 500/690V, Trip unit ETU600 LSIG upgrade ready , colordisplay, bluetooth and USB interface, Protection LT, ST, INST, GFx, include N-protection, (internal N-sensor available), incl. trip alarm switch (1xCO), rear connection horizontal, guide frame with shutter and w/o position signalling switch, with internal voltage tap on upper stab of circuit breaker, with voltage tap module VTM680 and power supply of ETU600, able to communication, integrated metering type PMF-3 Advanced Power Monitor., Voltage, Energy, Power, Power factor, Frequency, Unbalance, Temperature, Power quality, Manual operating mechanism with mechanical closing, without Spring charging motor, Ready-to-close signal. switch, Auxiliary switches 2NO+2NC, without Closing coil (CC), manual operating mechanism with mechanical closing, without Remote trip alarm reset coil (RR), without 2nd shunt trip, without 1st Shunt trip | 605100 | 1 | Z\ | 1
3WA1340-5NF43-0AA0 |  | Withdrawable circuit breaker with guide frame, IEC 60947-2, frame size 3, 4-poles, N-pole left, In=4000A up to 690V AC 50/60Hz, breaking capacity H Icu=100/85kA at 500/690V, Trip unit ETU600 LSIG upgrade ready , colordisplay, bluetooth and USB interface, Protection LT, ST, INST, GFx, include N-protection, (internal N-sensor available), incl. trip alarm switch (1xCO), front connection double hole, guide frame with shutter and w/o position signalling switch, with internal voltage tap on upper stab of circuit breaker, with voltage tap module VTM680 and power supply of ETU600, able to communication, integrated metering type PMF-3 Advanced Power Monitor., Voltage, Energy, Power, Power factor, Frequency, Unbalance, Temperature, Power quality, Manual operating mechanism with mechanical closing, without Spring charging motor, Ready-to-close signal. switch, Auxiliary switches 2NO+2NC, without Closing coil (CC), manual operating mechanism with mechanical closing, without Remote trip alarm reset coil (RR), without 2nd shunt trip, without 1st Shunt trip | 633100 | 1 | Z\ | 1
3WA1340-5NF44-0AA0 |  | Withdrawable circuit breaker with guide frame, IEC 60947-2, frame size 3, 4-poles, N-pole left, In=4000A up to 690V AC 50/60Hz, breaking capacity H Icu=100/85kA at 500/690V, Trip unit ETU600 LSIG upgrade ready , colordisplay, bluetooth and USB interface, Protection LT, ST, INST, GFx, include N-protection, (internal N-sensor available), incl. trip alarm switch (1xCO), rear connection flange, guide frame with shutter and w/o position signalling switch, with internal voltage tap on upper stab of circuit breaker, with voltage tap module VTM680 and power supply of ETU600, able to communication, integrated metering type PMF-3 Advanced Power Monitor., Voltage, Energy, Power, Power factor, Frequency, Unbalance, Temperature, Power quality, Manual operating mechanism with mechanical closing, without Spring charging motor, Ready-to-close signal. switch, Auxiliary switches 2NO+2NC, without Closing coil (CC), manual operating mechanism with mechanical closing, without Remote trip alarm reset coil (RR), without 2nd shunt trip, without 1st Shunt trip | 605100 | 1 | Z\ | 1
3WA1340-5NG01-0AA0 |  | Fixed-mounted circuit breaker IEC 60947-2, frame size 3, 3-poles, In=4000A up to 690V AC 50/60Hz, breaking capacity H Icu=100/85kA at 500/690V, Trip unit ETU600 LSIG Hi-Z upgrade ready , colordisplay, bluetooth and USB interface, Protection LT, ST, INST, GFx, with GF highimpedance-input N-protection required an external N-sensor, incl. trip alarm switch (1xCO), rear connection vertical, with internal voltage tap on upper stab of circuit breaker, with voltage tap module VTM680 and power supply of ETU600, able to communication, integrated metering type PMF-3 Advanced Power Monitor., Voltage, Energy, Power, Power factor, Frequency, Unbalance, Temperature, Power quality, Manual operating mechanism with mechanical closing, without Spring charging motor, Ready-to-close signal. switch, Auxiliary switches 2NO+2NC, without Closing coil (CC), manual operating mechanism with mechanical closing, without Remote trip alarm reset coil (RR), without 2nd shunt trip, without 1st Shunt trip | 419100 | 1 | Z\ | 1
3WA1340-5NG02-0AA0 |  | Fixed-mounted circuit breaker IEC 60947-2, frame size 3, 3-poles, In=4000A up to 690V AC 50/60Hz, breaking capacity H Icu=100/85kA at 500/690V, Trip unit ETU600 LSIG Hi-Z upgrade ready , colordisplay, bluetooth and USB interface, Protection LT, ST, INST, GFx, with GF highimpedance-input N-protection required an external N-sensor, incl. trip alarm switch (1xCO), rear connection horizontal, with internal voltage tap on upper stab of circuit breaker, with voltage tap module VTM680 and power supply of ETU600, able to communication, integrated metering type PMF-3 Advanced Power Monitor., Voltage, Energy, Power, Power factor, Frequency, Unbalance, Temperature, Power quality, Manual operating mechanism with mechanical closing, without Spring charging motor, Ready-to-close signal. switch, Auxiliary switches 2NO+2NC, without Closing coil (CC), manual operating mechanism with mechanical closing, without Remote trip alarm reset coil (RR), without 2nd shunt trip, without 1st Shunt trip | 409100 | 1 | Z\ | 1
3WA1340-5NG03-0AA0 |  | Fixed-mounted circuit breaker IEC 60947-2, frame size 3, 3-poles, In=4000A up to 690V AC 50/60Hz, breaking capacity H Icu=100/85kA at 500/690V, Trip unit ETU600 LSIG Hi-Z upgrade ready , colordisplay, bluetooth and USB interface, Protection LT, ST, INST, GFx, with GF highimpedance-input N-protection required an external N-sensor, incl. trip alarm switch (1xCO), front connection double hole, with internal voltage tap on upper stab of circuit breaker, with voltage tap module VTM680 and power supply of ETU600, able to communication, integrated metering type PMF-3 Advanced Power Monitor., Voltage, Energy, Power, Power factor, Frequency, Unbalance, Temperature, Power quality, Manual operating mechanism with mechanical closing, without Spring charging motor, Ready-to-close signal. switch, Auxiliary switches 2NO+2NC, without Closing coil (CC), manual operating mechanism with mechanical closing, without Remote trip alarm reset coil (RR), without 2nd shunt trip, without 1st Shunt trip | 430100 | 1 | Z\ | 1
3WA1340-5NG11-0AA0 |  | Fixed-mounted circuit breaker IEC 60947-2, frame size 3, 4-poles, N-pole left, In=4000A up to 690V AC 50/60Hz, breaking capacity H Icu=100/85kA at 500/690V, Trip unit ETU600 LSIG Hi-Z upgrade ready , colordisplay, bluetooth and USB interface, Protection LT, ST, INST, GFx, with GF highimpedance-input include N-protection, (internal N-sensor available), incl. trip alarm switch (1xCO), rear connection vertical, with internal voltage tap on upper stab of circuit breaker, with voltage tap module VTM680 and power supply of ETU600, able to communication, integrated metering type PMF-3 Advanced Power Monitor., Voltage, Energy, Power, Power factor, Frequency, Unbalance, Temperature, Power quality, Manual operating mechanism with mechanical closing, without Spring charging motor, Ready-to-close signal. switch, Auxiliary switches 2NO+2NC, without Closing coil (CC), manual operating mechanism with mechanical closing, without Remote trip alarm reset coil (RR), without 2nd shunt trip, without 1st Shunt trip | 536100 | 1 | Z\ | 1
3WA1340-5NG12-0AA0 |  | Fixed-mounted circuit breaker IEC 60947-2, frame size 3, 4-poles, N-pole left, In=4000A up to 690V AC 50/60Hz, breaking capacity H Icu=100/85kA at 500/690V, Trip unit ETU600 LSIG Hi-Z upgrade ready , colordisplay, bluetooth and USB interface, Protection LT, ST, INST, GFx, with GF highimpedance-input include N-protection, (internal N-sensor available), incl. trip alarm switch (1xCO), rear connection horizontal, with internal voltage tap on upper stab of circuit breaker, with voltage tap module VTM680 and power supply of ETU600, able to communication, integrated metering type PMF-3 Advanced Power Monitor., Voltage, Energy, Power, Power factor, Frequency, Unbalance, Temperature, Power quality, Manual operating mechanism with mechanical closing, without Spring charging motor, Ready-to-close signal. switch, Auxiliary switches 2NO+2NC, without Closing coil (CC), manual operating mechanism with mechanical closing, without Remote trip alarm reset coil (RR), without 2nd shunt trip, without 1st Shunt trip | 522100 | 1 | Z\ | 1
3WA1340-5NG21-0AA0 |  | fixed-mounted circuit breaker, IEC 60947-2, size 3, 4-pole, N pole on right, In=4000 A up to 690 V AC 50/60 Hz, breaking capacity H Icu=100/85 kA at 500/690 V, tripping unit ETU600 LSIG Hi-Z upgradeable, color display, Bluetooth, USB interface, basic protection LT, ST, INST, GFx, with GF high-impedance input, including protection of the N conductor (internal neutral point sensor available), trip alarm switch (1 x CO), connection at rear vertical, with internal voltage tap on upper stab of circuit breaker, with voltage tap module VTM680 and power supply of ETU600, able to communication, integrated metering type PMF-3 Advanced Power Monitor., Voltage, Energy, Power, Power factor, Frequency, Unbalance, Temperature, Power quality, Manual operating mechanism with mechanical closing, without Spring charging motor, Ready-to-close signal. switch, Auxiliary switches 2NO+2NC, without Closing coil (CC), manual operating mechanism with mechanical closing, without Remote trip alarm reset coil (RR), without 2nd shunt trip, without 1st Shunt trip | 536100 | 1 | Z\ | 1
3WA1340-5NG22-0AA0 |  | fixed-mounted circuit breaker, IEC 60947-2, size 3, 4-pole, N pole on right, In=4000 A up to 690 V AC 50/60 Hz, breaking capacity H Icu=100/85 kA at 500/690 V, tripping unit ETU600 LSIG Hi-Z upgradeable, color display, Bluetooth, USB interface, basic protection LT, ST, INST, GFx, with GF high-impedance input, including protection of the N conductor (internal neutral point sensor available), trip alarm switch (1 x CO), connection at rear horizontal with internal voltage tap on upper stab of circuit breaker, with voltage tap module VTM680 and power supply of ETU600, able to communication, integrated metering type PMF-3 Advanced Power Monitor., Voltage, Energy, Power, Power factor, Frequency, Unbalance, Temperature, Power quality, Manual operating mechanism with mechanical closing, without Spring charging motor, Ready-to-close signal. switch, Auxiliary switches 2NO+2NC, without Closing coil (CC), manual operating mechanism with mechanical closing, without Remote trip alarm reset coil (RR), without 2nd shunt trip, without 1st Shunt trip | 522100 | 1 | Z\ | 1
3WA1340-5NG23-0AA0 |  | fixed-mounted circuit breaker, IEC 60947-2, size 3, 4-pole, N pole on right, In=4000 A up to 690 V AC 50/60 Hz, breaking capacity H Icu=100/85 kA at 500/690 V, tripping unit ETU600 LSIG Hi-Z upgradeable, color display, Bluetooth, USB interface, basic protection LT, ST, INST, GFx, with GF high-impedance input, including protection of the N conductor (internal neutral point sensor available), trip alarm switch (1 x CO), front connection double hole, with internal voltage tap on upper stab of circuit breaker, with voltage tap module VTM680 and power supply of ETU600, able to communication, integrated metering type PMF-3 Advanced Power Monitor., Voltage, Energy, Power, Power factor, Frequency, Unbalance, Temperature, Power quality, Manual operating mechanism with mechanical closing, without Spring charging motor, Ready-to-close signal. switch, Auxiliary switches 2NO+2NC, without Closing coil (CC), manual operating mechanism with mechanical closing, without Remote trip alarm reset coil (RR), without 2nd shunt trip, without 1st Shunt trip | 550100 | 1 | Z\ | 1
3WA1340-5NG31-0AA0 |  | Withdrawable circuit breaker with guide frame, IEC 60947-2, frame size 3, 3-poles, In=4000A up to 690V AC 50/60Hz, breaking capacity H Icu=100/85kA at 500/690V, Trip unit ETU600 LSIG Hi-Z upgrade ready , colordisplay, bluetooth and USB interface, Protection LT, ST, INST, GFx, with GF highimpedance-input N-protection required an external N-sensor, incl. trip alarm switch (1xCO), rear connection vertical, guide frame with shutter and w/o position signalling switch, with internal voltage tap on upper stab of circuit breaker, with voltage tap module VTM680 and power supply of ETU600, able to communication, integrated metering type PMF-3 Advanced Power Monitor., Voltage, Energy, Power, Power factor, Frequency, Unbalance, Temperature, Power quality, Manual operating mechanism with mechanical closing, without Spring charging motor, Ready-to-close signal. switch, Auxiliary switches 2NO+2NC, without Closing coil (CC), manual operating mechanism with mechanical closing, without Remote trip alarm reset coil (RR), without 2nd shunt trip, without 1st Shunt trip | 498100 | 1 | Z\ | 1
3WA1340-5NG32-0AA0 |  | Withdrawable circuit breaker with guide frame, IEC 60947-2, frame size 3, 3-poles, In=4000A up to 690V AC 50/60Hz, breaking capacity H Icu=100/85kA at 500/690V, Trip unit ETU600 LSIG Hi-Z upgrade ready , colordisplay, bluetooth and USB interface, Protection LT, ST, INST, GFx, with GF highimpedance-input N-protection required an external N-sensor, incl. trip alarm switch (1xCO), rear connection horizontal, guide frame with shutter and w/o position signalling switch, with internal voltage tap on upper stab of circuit breaker, with voltage tap module VTM680 and power supply of ETU600, able to communication, integrated metering type PMF-3 Advanced Power Monitor., Voltage, Energy, Power, Power factor, Frequency, Unbalance, Temperature, Power quality, Manual operating mechanism with mechanical closing, without Spring charging motor, Ready-to-close signal. switch, Auxiliary switches 2NO+2NC, without Closing coil (CC), manual operating mechanism with mechanical closing, without Remote trip alarm reset coil (RR), without 2nd shunt trip, without 1st Shunt trip | 488100 | 1 | Z\ | 1
3WA1340-5NG33-0AA0 |  | Withdrawable circuit breaker with guide frame, IEC 60947-2, frame size 3, 3-poles, In=4000A up to 690V AC 50/60Hz, breaking capacity H Icu=100/85kA at 500/690V, Trip unit ETU600 LSIG Hi-Z upgrade ready , colordisplay, bluetooth and USB interface, Protection LT, ST, INST, GFx, with GF highimpedance-input N-protection required an external N-sensor, incl. trip alarm switch (1xCO), front connection double hole, guide frame with shutter and w/o position signalling switch, with internal voltage tap on upper stab of circuit breaker, with voltage tap module VTM680 and power supply of ETU600, able to communication, integrated metering type PMF-3 Advanced Power Monitor., Voltage, Energy, Power, Power factor, Frequency, Unbalance, Temperature, Power quality, Manual operating mechanism with mechanical closing, without Spring charging motor, Ready-to-close signal. switch, Auxiliary switches 2NO+2NC, without Closing coil (CC), manual operating mechanism with mechanical closing, without Remote trip alarm reset coil (RR), without 2nd shunt trip, without 1st Shunt trip | 509100 | 1 | Z\ | 1
3WA1340-5NG34-0AA0 |  | Withdrawable circuit breaker with guide frame, IEC 60947-2, frame size 3, 3-poles, In=4000A up to 690V AC 50/60Hz, breaking capacity H Icu=100/85kA at 500/690V, Trip unit ETU600 LSIG Hi-Z upgrade ready , colordisplay, bluetooth and USB interface, Protection LT, ST, INST, GFx, with GF highimpedance-input N-protection required an external N-sensor, incl. trip alarm switch (1xCO), rear connection flange, guide frame with shutter and w/o position signalling switch, with internal voltage tap on upper stab of circuit breaker, with voltage tap module VTM680 and power supply of ETU600, able to communication, integrated metering type PMF-3 Advanced Power Monitor., Voltage, Energy, Power, Power factor, Frequency, Unbalance, Temperature, Power quality, Manual operating mechanism with mechanical closing, without Spring charging motor, Ready-to-close signal. switch, Auxiliary switches 2NO+2NC, without Closing coil (CC), manual operating mechanism with mechanical closing, without Remote trip alarm reset coil (RR), without 2nd shunt trip, without 1st Shunt trip | 488100 | 1 | Z\ | 1
3WA1340-5NG41-0AA0 |  | Withdrawable circuit breaker with guide frame, IEC 60947-2, frame size 3, 4-poles, N-pole left, In=4000A up to 690V AC 50/60Hz, breaking capacity H Icu=100/85kA at 500/690V, Trip unit ETU600 LSIG Hi-Z upgrade ready , colordisplay, bluetooth and USB interface, Protection LT, ST, INST, GFx, with GF highimpedance-input include N-protection, (internal N-sensor available), incl. trip alarm switch (1xCO), rear connection vertical, guide frame with shutter and w/o position signalling switch, with internal voltage tap on upper stab of circuit breaker, with voltage tap module VTM680 and power supply of ETU600, able to communication, integrated metering type PMF-3 Advanced Power Monitor., Voltage, Energy, Power, Power factor, Frequency, Unbalance, Temperature, Power quality, Manual operating mechanism with mechanical closing, without Spring charging motor, Ready-to-close signal. switch, Auxiliary switches 2NO+2NC, without Closing coil (CC), manual operating mechanism with mechanical closing, without Remote trip alarm reset coil (RR), without 2nd shunt trip, without 1st Shunt trip | 640100 | 1 | Z\ | 1
3WA1340-5NG42-0AA0 |  | Withdrawable circuit breaker with guide frame, IEC 60947-2, frame size 3, 4-poles, N-pole left, In=4000A up to 690V AC 50/60Hz, breaking capacity H Icu=100/85kA at 500/690V, Trip unit ETU600 LSIG Hi-Z upgrade ready , colordisplay, bluetooth and USB interface, Protection LT, ST, INST, GFx, with GF highimpedance-input include N-protection, (internal N-sensor available), incl. trip alarm switch (1xCO), rear connection horizontal, guide frame with shutter and w/o position signalling switch, with internal voltage tap on upper stab of circuit breaker, with voltage tap module VTM680 and power supply of ETU600, able to communication, integrated metering type PMF-3 Advanced Power Monitor., Voltage, Energy, Power, Power factor, Frequency, Unbalance, Temperature, Power quality, Manual operating mechanism with mechanical closing, without Spring charging motor, Ready-to-close signal. switch, Auxiliary switches 2NO+2NC, without Closing coil (CC), manual operating mechanism with mechanical closing, without Remote trip alarm reset coil (RR), without 2nd shunt trip, without 1st Shunt trip | 626100 | 1 | Z\ | 1
3WA1340-5NG43-0AA0 |  | Withdrawable circuit breaker with guide frame, IEC 60947-2, frame size 3, 4-poles, N-pole left, In=4000A up to 690V AC 50/60Hz, breaking capacity H Icu=100/85kA at 500/690V, Trip unit ETU600 LSIG Hi-Z upgrade ready , colordisplay, bluetooth and USB interface, Protection LT, ST, INST, GFx, with GF highimpedance-input include N-protection, (internal N-sensor available), incl. trip alarm switch (1xCO), front connection double hole, guide frame with shutter and w/o position signalling switch, with internal voltage tap on upper stab of circuit breaker, with voltage tap module VTM680 and power supply of ETU600, able to communication, integrated metering type PMF-3 Advanced Power Monitor., Voltage, Energy, Power, Power factor, Frequency, Unbalance, Temperature, Power quality, Manual operating mechanism with mechanical closing, without Spring charging motor, Ready-to-close signal. switch, Auxiliary switches 2NO+2NC, without Closing coil (CC), manual operating mechanism with mechanical closing, without Remote trip alarm reset coil (RR), without 2nd shunt trip, without 1st Shunt trip | 654100 | 1 | Z\ | 1
3WA1340-5NG44-0AA0 |  | Withdrawable circuit breaker with guide frame, IEC 60947-2, frame size 3, 4-poles, N-pole left, In=4000A up to 690V AC 50/60Hz, breaking capacity H Icu=100/85kA at 500/690V, Trip unit ETU600 LSIG Hi-Z upgrade ready , colordisplay, bluetooth and USB interface, Protection LT, ST, INST, GFx, with GF highimpedance-input include N-protection, (internal N-sensor available), incl. trip alarm switch (1xCO), rear connection flange, guide frame with shutter and w/o position signalling switch, with internal voltage tap on upper stab of circuit breaker, with voltage tap module VTM680 and power supply of ETU600, able to communication, integrated metering type PMF-3 Advanced Power Monitor., Voltage, Energy, Power, Power factor, Frequency, Unbalance, Temperature, Power quality, Manual operating mechanism with mechanical closing, without Spring charging motor, Ready-to-close signal. switch, Auxiliary switches 2NO+2NC, without Closing coil (CC), manual operating mechanism with mechanical closing, without Remote trip alarm reset coil (RR), without 2nd shunt trip, without 1st Shunt trip | 626100 | 1 | Z\ | 1
3WA1340-6AA01-0AA0 |  | Non-automatic circuit breaker Fixed-mounted version, IEC 60947-2, frame size 3, 3-poles, In=4000A up to 690V AC 50/60Hz, breaking capacity C Icc=150kA at 690V, without electr. trip unit ETU, rear connection vertical, without Com & metering function Manual operating mechanism with mechanical closing, without Spring charging motor, Ready-to-close signal. switch, Auxiliary switches 2NO+2NC, without Closing coil (CC), manual operating mechanism with mechanical closing, without Remote trip alarm reset coil (RR), without 2nd shunt trip, without 1st Shunt trip | 394000 | 1 | Z\ | 1
3WA1340-6AA02-0AA0 |  | Non-automatic circuit breaker Fixed-mounted version, IEC 60947-2, frame size 3, 3-poles, In=4000A up to 690V AC 50/60Hz, breaking capacity C Icc=150kA at 690V, without electr. trip unit ETU, rear connection horizontal, without Com & metering function Manual operating mechanism with mechanical closing, without Spring charging motor, Ready-to-close signal. switch, Auxiliary switches 2NO+2NC, without Closing coil (CC), manual operating mechanism with mechanical closing, without Remote trip alarm reset coil (RR), without 2nd shunt trip, without 1st Shunt trip | 384000 | 1 | Z\ | 1
3WA1340-6AA11-0AA0 |  | Non-automatic circuit breaker Fixed-mounted version, IEC 60947-2, frame size 3, 4-poles, N-pole left, In=4000A up to 690V AC 50/60Hz, breaking capacity C Icc=130kA at 690V, without electr. trip unit ETU, rear connection vertical, without Com & metering function Manual operating mechanism with mechanical closing, without Spring charging motor, Ready-to-close signal. switch, Auxiliary switches 2NO+2NC, without Closing coil (CC), manual operating mechanism with mechanical closing, without Remote trip alarm reset coil (RR), without 2nd shunt trip, without 1st Shunt trip | 520000 | 1 | Z\ | 1
3WA1340-6AA12-0AA0 |  | Non-automatic circuit breaker Fixed-mounted version, IEC 60947-2, frame size 3, 4-poles, N-pole left, In=4000A up to 690V AC 50/60Hz, breaking capacity C Icc=130kA at 690V, without electr. trip unit ETU, rear connection horizontal, without Com & metering function Manual operating mechanism with mechanical closing, without Spring charging motor, Ready-to-close signal. switch, Auxiliary switches 2NO+2NC, without Closing coil (CC), manual operating mechanism with mechanical closing, without Remote trip alarm reset coil (RR), without 2nd shunt trip, without 1st Shunt trip | 506000 | 1 | Z\ | 1
3WA1340-6AA21-0AA0 |  | AC non-automatic air circuit breaker 3WA, fixed-mounted version, IEC 60947-2, size 3, 4-pole, N pole on right, In=4000 A up to 690 V AC 50/60 Hz, breaking capacity C, Icc=130 kA at 690 V, without electronic trip unit ETU, connection at rear vertical, without Com & metering function Manual operating mechanism with mechanical closing, without Spring charging motor, Ready-to-close signal. switch, Auxiliary switches 2NO+2NC, without Closing coil (CC), manual operating mechanism with mechanical closing, without Remote trip alarm reset coil (RR), without 2nd shunt trip, without 1st Shunt trip | 520000 | 1 | Z\ | 1
3WA1340-6AA22-0AA0 |  | AC non-automatic air circuit breaker 3WA, fixed-mounted version, IEC 60947-2, size 3, 4-pole, N pole on right, In=4000 A up to 690 V AC 50/60 Hz, breaking capacity C, Icc=130 kA at 690 V, without electronic trip unit ETU, connection at rear horizontal without Com & metering function Manual operating mechanism with mechanical closing, without Spring charging motor, Ready-to-close signal. switch, Auxiliary switches 2NO+2NC, without Closing coil (CC), manual operating mechanism with mechanical closing, without Remote trip alarm reset coil (RR), without 2nd shunt trip, without 1st Shunt trip | 506000 | 1 | Z\ | 1
3WA1340-6AA31-0AA0 |  | Non-automatic circuit breaker withdrawable version, with guide frame, IEC 60947-2, frame size 3, 3-poles, In=4000A up to 690V AC 50/60Hz, breaking capacity C Icc=150kA at 690V, without electr. trip unit ETU, rear connection vertical, guide frame with shutter and w/o position signalling switch, without Com & metering function Manual operating mechanism with mechanical closing, without Spring charging motor, Ready-to-close signal. switch, Auxiliary switches 2NO+2NC, without Closing coil (CC), manual operating mechanism with mechanical closing, without Remote trip alarm reset coil (RR), without 2nd shunt trip, without 1st Shunt trip | 472000 | 1 | Z\ | 1
3WA1340-6AA32-0AA0 |  | Non-automatic circuit breaker withdrawable version, with guide frame, IEC 60947-2, frame size 3, 3-poles, In=4000A up to 690V AC 50/60Hz, breaking capacity C Icc=150kA at 690V, without electr. trip unit ETU, rear connection horizontal, guide frame with shutter and w/o position signalling switch, without Com & metering function Manual operating mechanism with mechanical closing, without Spring charging motor, Ready-to-close signal. switch, Auxiliary switches 2NO+2NC, without Closing coil (CC), manual operating mechanism with mechanical closing, without Remote trip alarm reset coil (RR), without 2nd shunt trip, without 1st Shunt trip | 459000 | 1 | Z\ | 1
3WA1340-6AA34-0AA0 |  | AC non-automatic air circuit breaker 3WA, withdrawable version, with guide frame, IEC 60947-2, size 3, 3-pole, In=4000 A up to 690 V AC 50/60 Hz, breaking capacity C, Icc=150 kA at 690 V, without electronic trip unit ETU, connection at rear flange, guide frame with shutter, without position signaling switch, without Com & metering function Manual operating mechanism with mechanical closing, without Spring charging motor, Ready-to-close signal. switch, Auxiliary switches 2NO+2NC, without Closing coil (CC), manual operating mechanism with mechanical closing, without Remote trip alarm reset coil (RR), without 2nd shunt trip, without 1st Shunt trip | 459000 | 1 | Z\ | 1
3WA1340-6AA41-0AA0 |  | Non-automatic circuit breaker withdrawable version, with guide frame, IEC 60947-2, frame size 3, 4-poles, N-pole left, In=4000A up to 690V AC 50/60Hz, breaking capacity C Icc=130kA at 690V, without electr. trip unit ETU, rear connection vertical, guide frame with shutter and w/o position signalling switch, without Com & metering function Manual operating mechanism with mechanical closing, without Spring charging motor, Ready-to-close signal. switch, Auxiliary switches 2NO+2NC, without Closing coil (CC), manual operating mechanism with mechanical closing, without Remote trip alarm reset coil (RR), without 2nd shunt trip, without 1st Shunt trip | 623000 | 1 | Z\ | 1
3WA1340-6AA42-0AA0 |  | Non-automatic circuit breaker withdrawable version, with guide frame, IEC 60947-2, frame size 3, 4-poles, N-pole left, In=4000A up to 690V AC 50/60Hz, breaking capacity C Icc=130kA at 690V, without electr. trip unit ETU, rear connection horizontal, guide frame with shutter and w/o position signalling switch, without Com & metering function Manual operating mechanism with mechanical closing, without Spring charging motor, Ready-to-close signal. switch, Auxiliary switches 2NO+2NC, without Closing coil (CC), manual operating mechanism with mechanical closing, without Remote trip alarm reset coil (RR), without 2nd shunt trip, without 1st Shunt trip | 606000 | 1 | Z\ | 1
3WA1340-6AA44-0AA0 |  | AC non-automatic air circuit breaker 3WA, withdrawable version, with guide frame, IEC 60947-2, size 3, 4-pole, N pole on left, In=4000 A up to 690 V AC 50/60 Hz, breaking capacity C, Icc=130 kA at 690 V, without electronic trip unit ETU, connection at rear flange, guide frame with shutter, without position signaling switch, without Com & metering function Manual operating mechanism with mechanical closing, without Spring charging motor, Ready-to-close signal. switch, Auxiliary switches 2NO+2NC, without Closing coil (CC), manual operating mechanism with mechanical closing, without Remote trip alarm reset coil (RR), without 2nd shunt trip, without 1st Shunt trip | 606000 | 1 | Z\ | 1
3WA1340-6AB01-0AA0 |  | Fixed-mounted circuit breaker IEC 60947-2, frame size 3, 3-poles, In=4000A up to 690V AC 50/60Hz, breaking capacity C Icu=150kA at 690V, Trip unit ETU300 LSI optimized for standard applica- tions, without display Protection LT, ST, INST, N-protection required an external N-sensor, incl. trip alarm switch (1xCO), rear connection vertical, without Com & metering function Manual operating mechanism with mechanical closing, without Spring charging motor, Ready-to-close signal. switch, Auxiliary switches 2NO+2NC, without Closing coil (CC), manual operating mechanism with mechanical closing, without Remote trip alarm reset coil (RR), without 2nd shunt trip, without 1st Shunt trip | 401000 | 1 | Z\ | 1
3WA1340-6AB02-0AA0 |  | Fixed-mounted circuit breaker IEC 60947-2, frame size 3, 3-poles, In=4000A up to 690V AC 50/60Hz, breaking capacity C Icu=150kA at 690V, Trip unit ETU300 LSI optimized for standard applica- tions, without display Protection LT, ST, INST, N-protection required an external N-sensor, incl. trip alarm switch (1xCO), rear connection horizontal, without Com & metering function Manual operating mechanism with mechanical closing, without Spring charging motor, Ready-to-close signal. switch, Auxiliary switches 2NO+2NC, without Closing coil (CC), manual operating mechanism with mechanical closing, without Remote trip alarm reset coil (RR), without 2nd shunt trip, without 1st Shunt trip | 390000 | 1 | Z\ | 1
3WA1340-6AB11-0AA0 |  | Fixed-mounted circuit breaker IEC 60947-2, frame size 3, 4-poles, N-pole left, In=4000A up to 690V AC 50/60Hz, breaking capacity C Icu=130kA at 690V, Trip unit ETU300 LSI optimized for standard applica- tions, without display Protection LT, ST, INST, include N-protection, (internal N-sensor available), incl. trip alarm switch (1xCO), rear connection vertical, without Com & metering function Manual operating mechanism with mechanical closing, without Spring charging motor, Ready-to-close signal. switch, Auxiliary switches 2NO+2NC, without Closing coil (CC), manual operating mechanism with mechanical closing, without Remote trip alarm reset coil (RR), without 2nd shunt trip, without 1st Shunt trip | 530000 | 1 | Z\ | 1
3WA1340-6AB12-0AA0 |  | Fixed-mounted circuit breaker IEC 60947-2, frame size 3, 4-poles, N-pole left, In=4000A up to 690V AC 50/60Hz, breaking capacity C Icu=130kA at 690V, Trip unit ETU300 LSI optimized for standard applica- tions, without display Protection LT, ST, INST, include N-protection, (internal N-sensor available), incl. trip alarm switch (1xCO), rear connection horizontal, without Com & metering function Manual operating mechanism with mechanical closing, without Spring charging motor, Ready-to-close signal. switch, Auxiliary switches 2NO+2NC, without Closing coil (CC), manual operating mechanism with mechanical closing, without Remote trip alarm reset coil (RR), without 2nd shunt trip, without 1st Shunt trip | 516000 | 1 | Z\ | 1
3WA1340-6AB21-0AA0 |  | fixed-mounted circuit breaker, IEC 60947-2, size 3, 4-pole, N pole on right, In=4000 A up to 690 V AC 50/60 Hz, breaking capacity C Icu=130 kA at 690 V, tripping unit ETU300 LSI optimized for standard applications, without display, basic protection LT, ST, INST, including protection of the N conductor (internal neutral point sensor available) trip alarm switch (1 x CO), connection at rear vertical, without Com & metering function Manual operating mechanism with mechanical closing, without Spring charging motor, Ready-to-close signal. switch, Auxiliary switches 2NO+2NC, without Closing coil (CC), manual operating mechanism with mechanical closing, without Remote trip alarm reset coil (RR), without 2nd shunt trip, without 1st Shunt trip | 530000 | 1 | Z\ | 1
3WA1340-6AB22-0AA0 |  | fixed-mounted circuit breaker, IEC 60947-2, size 3, 4-pole, N pole on right, In=4000 A up to 690 V AC 50/60 Hz, breaking capacity C Icu=130 kA at 690 V, tripping unit ETU300 LSI optimized for standard applications, without display, basic protection LT, ST, INST, including protection of the N conductor (internal neutral point sensor available) trip alarm switch (1 x CO), connection at rear horizontal without Com & metering function Manual operating mechanism with mechanical closing, without Spring charging motor, Ready-to-close signal. switch, Auxiliary switches 2NO+2NC, without Closing coil (CC), manual operating mechanism with mechanical closing, without Remote trip alarm reset coil (RR), without 2nd shunt trip, without 1st Shunt trip | 516000 | 1 | Z\ | 1
3WA1340-6AB31-0AA0 |  | Withdrawable circuit breaker with guide frame, IEC 60947-2, frame size 3, 3-poles, In=4000A up to 690V AC 50/60Hz, breaking capacity C Icu=150kA at 690V, Trip unit ETU300 LSI optimized for standard applica- tions, without display Protection LT, ST, INST, N-protection required an external N-sensor, incl. trip alarm switch (1xCO), rear connection vertical, guide frame with shutter and w/o position signalling switch, without Com & metering function Manual operating mechanism with mechanical closing, without Spring charging motor, Ready-to-close signal. switch, Auxiliary switches 2NO+2NC, without Closing coil (CC), manual operating mechanism with mechanical closing, without Remote trip alarm reset coil (RR), without 2nd shunt trip, without 1st Shunt trip | 481000 | 1 | Z\ | 1
3WA1340-6AB32-0AA0 |  | Withdrawable circuit breaker with guide frame, IEC 60947-2, frame size 3, 3-poles, In=4000A up to 690V AC 50/60Hz, breaking capacity C Icu=150kA at 690V, Trip unit ETU300 LSI optimized for standard applica- tions, without display Protection LT, ST, INST, N-protection required an external N-sensor, incl. trip alarm switch (1xCO), rear connection horizontal, guide frame with shutter and w/o position signalling switch, without Com & metering function Manual operating mechanism with mechanical closing, without Spring charging motor, Ready-to-close signal. switch, Auxiliary switches 2NO+2NC, without Closing coil (CC), manual operating mechanism with mechanical closing, without Remote trip alarm reset coil (RR), without 2nd shunt trip, without 1st Shunt trip | 468000 | 1 | Z\ | 1
3WA1340-6AB34-0AA0 |  | withdrawable circuit breaker, with guide frame, IEC 60947-2, size 1, 3-pole, In=6300 A up to 690 V AC 50/60 Hz, breaking capacity C Icu=150 kA at 690 V tripping unit ETU300 LSI optimized for standard applications, without display, basic protection LT, ST, INST, neutral conductor protection requires an external neutral point current sensor, trip alarm switch (1 x CO), connection at rear flange, guide frame with shutter, without position signaling switch, without Com & metering function Manual operating mechanism with mechanical closing, without Spring charging motor, Ready-to-close signal. switch, Auxiliary switches 2NO+2NC, without Closing coil (CC), manual operating mechanism with mechanical closing, without Remote trip alarm reset coil (RR), without 2nd shunt trip, without 1st Shunt trip | 468000 | 1 | Z\ | 1
3WA1340-6AB41-0AA0 |  | Withdrawable circuit breaker with guide frame, IEC 60947-2, frame size 3, 4-poles, N-pole left, In=4000A up to 690V AC 50/60Hz, breaking capacity C Icu=130kA at 690V, Trip unit ETU300 LSI optimized for standard applica- tions, without display Protection LT, ST, INST, include N-protection, (internal N-sensor available), incl. trip alarm switch (1xCO), rear connection vertical, guide frame with shutter and w/o position signalling switch, without Com & metering function Manual operating mechanism with mechanical closing, without Spring charging motor, Ready-to-close signal. switch, Auxiliary switches 2NO+2NC, without Closing coil (CC), manual operating mechanism with mechanical closing, without Remote trip alarm reset coil (RR), without 2nd shunt trip, without 1st Shunt trip | 636000 | 1 | Z\ | 1
3WA1340-6AB42-0AA0 |  | Withdrawable circuit breaker with guide frame, IEC 60947-2, frame size 3, 4-poles, N-pole left, In=4000A up to 690V AC 50/60Hz, breaking capacity C Icu=130kA at 690V, Trip unit ETU300 LSI optimized for standard applica- tions, without display Protection LT, ST, INST, include N-protection, (internal N-sensor available), incl. trip alarm switch (1xCO), rear connection horizontal, guide frame with shutter and w/o position signalling switch, without Com & metering function Manual operating mechanism with mechanical closing, without Spring charging motor, Ready-to-close signal. switch, Auxiliary switches 2NO+2NC, without Closing coil (CC), manual operating mechanism with mechanical closing, without Remote trip alarm reset coil (RR), without 2nd shunt trip, without 1st Shunt trip | 619000 | 1 | Z\ | 1
3WA1340-6AB44-0AA0 |  | withdrawable circuit breaker, with guide frame, IEC 60947-2, size 1, 4-pole, N pole on left, In=6300 A up to 690 V AC 50/60 Hz, breaking capacity C Icu=130 kA at 690 V, tripping unit ETU300 LSI optimized for standard applications, without display, basic protection LT, ST, INST, including protection of the N conductor (internal neutral point sensor available) trip alarm switch (1 x CO), connection at rear flange, guide frame with shutter, without position signaling switch, without Com & metering function Manual operating mechanism with mechanical closing, without Spring charging motor, Ready-to-close signal. switch, Auxiliary switches 2NO+2NC, without Closing coil (CC), manual operating mechanism with mechanical closing, without Remote trip alarm reset coil (RR), without 2nd shunt trip, without 1st Shunt trip | 619000 | 1 | Z\ | 1
3WA1340-6AC01-0AA0 |  | Fixed-mounted circuit breaker IEC 60947-2, frame size 3, 3-poles, In=4000A up to 690V AC 50/60Hz, breaking capacity C Icu=150kA at 690V, Trip unit ETU300 LSIG optimized for standard applica- tions, without display Protection LT, ST, INST, GF, N-protection required an external N-sensor, incl. trip alarm switch (1xCO), rear connection vertical, without Com & metering function Manual operating mechanism with mechanical closing, without Spring charging motor, Ready-to-close signal. switch, Auxiliary switches 2NO+2NC, without Closing coil (CC), manual operating mechanism with mechanical closing, without Remote trip alarm reset coil (RR), without 2nd shunt trip, without 1st Shunt trip | 407000 | 1 | Z\ | 1
3WA1340-6AC02-0AA0 |  | Fixed-mounted circuit breaker IEC 60947-2, frame size 3, 3-poles, In=4000A up to 690V AC 50/60Hz, breaking capacity C Icu=150kA at 690V, Trip unit ETU300 LSIG optimized for standard applica- tions, without display Protection LT, ST, INST, GF, N-protection required an external N-sensor, incl. trip alarm switch (1xCO), rear connection horizontal, without Com & metering function Manual operating mechanism with mechanical closing, without Spring charging motor, Ready-to-close signal. switch, Auxiliary switches 2NO+2NC, without Closing coil (CC), manual operating mechanism with mechanical closing, without Remote trip alarm reset coil (RR), without 2nd shunt trip, without 1st Shunt trip | 396000 | 1 | Z\ | 1
3WA1340-6AC11-0AA0 |  | Fixed-mounted circuit breaker IEC 60947-2, frame size 3, 4-poles, N-pole left, In=4000A up to 690V AC 50/60Hz, breaking capacity C Icu=130kA at 690V, Trip unit ETU300 LSIG optimized for standard applica- tions, without display Protection LT, ST, INST, GF, include N-protection, (internal N-sensor available), incl. trip alarm switch (1xCO), rear connection vertical, without Com & metering function Manual operating mechanism with mechanical closing, without Spring charging motor, Ready-to-close signal. switch, Auxiliary switches 2NO+2NC, without Closing coil (CC), manual operating mechanism with mechanical closing, without Remote trip alarm reset coil (RR), without 2nd shunt trip, without 1st Shunt trip | 537000 | 1 | Z\ | 1
3WA1340-6AC12-0AA0 |  | Fixed-mounted circuit breaker IEC 60947-2, frame size 3, 4-poles, N-pole left, In=4000A up to 690V AC 50/60Hz, breaking capacity C Icu=130kA at 690V, Trip unit ETU300 LSIG optimized for standard applica- tions, without display Protection LT, ST, INST, GF, include N-protection, (internal N-sensor available), incl. trip alarm switch (1xCO), rear connection horizontal, without Com & metering function Manual operating mechanism with mechanical closing, without Spring charging motor, Ready-to-close signal. switch, Auxiliary switches 2NO+2NC, without Closing coil (CC), manual operating mechanism with mechanical closing, without Remote trip alarm reset coil (RR), without 2nd shunt trip, without 1st Shunt trip | 523000 | 1 | Z\ | 1
3WA1340-6AC21-0AA0 |  | fixed-mounted circuit breaker, IEC 60947-2, size 1, 4-pole, N pole on right, In=4000 A up to 690 V AC 50/60 Hz, breaking capacity C Icu=130 kA at 690 V, tripping unit ETU300 LSI G optimized for standard applications, without display, basic protection LT, ST, INST, GF, including protection of the N conductor (internal neutral point sensor available), trip alarm switch (1 x CO), connection at rear vertical, without Com & metering function Manual operating mechanism with mechanical closing, without Spring charging motor, Ready-to-close signal. switch, Auxiliary switches 2NO+2NC, without Closing coil (CC), manual operating mechanism with mechanical closing, without Remote trip alarm reset coil (RR), without 2nd shunt trip, without 1st Shunt trip | 537000 | 1 | Z\ | 1
3WA1340-6AC22-0AA0 |  | fixed-mounted circuit breaker, IEC 60947-2, size 1, 4-pole, N pole on right, In=4000 A up to 690 V AC 50/60 Hz, breaking capacity C Icu=130 kA at 690 V, tripping unit ETU300 LSI G optimized for standard applications, without display, basic protection LT, ST, INST, GF, including protection of the N conductor (internal neutral point sensor available), trip alarm switch (1 x CO), connection at rear horizontal without Com & metering function Manual operating mechanism with mechanical closing, without Spring charging motor, Ready-to-close signal. switch, Auxiliary switches 2NO+2NC, without Closing coil (CC), manual operating mechanism with mechanical closing, without Remote trip alarm reset coil (RR), without 2nd shunt trip, without 1st Shunt trip | 523000 | 1 | Z\ | 1
3WA1340-6AC31-0AA0 |  | Withdrawable circuit breaker with guide frame, IEC 60947-2, frame size 3, 3-poles, In=4000A up to 690V AC 50/60Hz, breaking capacity C Icu=150kA at 690V, Trip unit ETU300 LSIG optimized for standard applica- tions, without display Protection LT, ST, INST, GF, N-protection required an external N-sensor, incl. trip alarm switch (1xCO), rear connection vertical, guide frame with shutter and w/o position signalling switch, without Com & metering function Manual operating mechanism with mechanical closing, without Spring charging motor, Ready-to-close signal. switch, Auxiliary switches 2NO+2NC, without Closing coil (CC), manual operating mechanism with mechanical closing, without Remote trip alarm reset coil (RR), without 2nd shunt trip, without 1st Shunt trip | 487000 | 1 | Z\ | 1
3WA1340-6AC32-0AA0 |  | Withdrawable circuit breaker with guide frame, IEC 60947-2, frame size 3, 3-poles, In=4000A up to 690V AC 50/60Hz, breaking capacity C Icu=150kA at 690V, Trip unit ETU300 LSIG optimized for standard applica- tions, without display Protection LT, ST, INST, GF, N-protection required an external N-sensor, incl. trip alarm switch (1xCO), rear connection horizontal, guide frame with shutter and w/o position signalling switch, without Com & metering function Manual operating mechanism with mechanical closing, without Spring charging motor, Ready-to-close signal. switch, Auxiliary switches 2NO+2NC, without Closing coil (CC), manual operating mechanism with mechanical closing, without Remote trip alarm reset coil (RR), without 2nd shunt trip, without 1st Shunt trip | 474000 | 1 | Z\ | 1
3WA1340-6AC34-0AA0 |  | withdrawable circuit breaker, with guide frame, IEC 60947-2, size 1, 3-pole, In=6300 A up to 690 V AC 50/60 Hz, breaking capacity C Icu=150 kA at 690 V tripping unit ETU300 LSI G optimized for standard applications, without display, basic protection LT, ST, INST, GF, neutral conductor protection requires an external neutral point current sensor, trip alarm switch (1 x CO), connection at rear flange, guide frame with shutter, without position signaling switch, without Com & metering function Manual operating mechanism with mechanical closing, without Spring charging motor, Ready-to-close signal. switch, Auxiliary switches 2NO+2NC, without Closing coil (CC), manual operating mechanism with mechanical closing, without Remote trip alarm reset coil (RR), without 2nd shunt trip, without 1st Shunt trip | 474000 | 1 | Z\ | 1
3WA1340-6AC41-0AA0 |  | Withdrawable circuit breaker with guide frame, IEC 60947-2, frame size 3, 4-poles, N-pole left, In=4000A up to 690V AC 50/60Hz, breaking capacity C Icu=130kA at 690V, Trip unit ETU300 LSIG optimized for standard applica- tions, without display Protection LT, ST, INST, GF, include N-protection, (internal N-sensor available), incl. trip alarm switch (1xCO), rear connection vertical, guide frame with shutter and w/o position signalling switch, without Com & metering function Manual operating mechanism with mechanical closing, without Spring charging motor, Ready-to-close signal. switch, Auxiliary switches 2NO+2NC, without Closing coil (CC), manual operating mechanism with mechanical closing, without Remote trip alarm reset coil (RR), without 2nd shunt trip, without 1st Shunt trip | 642000 | 1 | Z\ | 1
3WA1340-6AC42-0AA0 |  | Withdrawable circuit breaker with guide frame, IEC 60947-2, frame size 3, 4-poles, N-pole left, In=4000A up to 690V AC 50/60Hz, breaking capacity C Icu=130kA at 690V, Trip unit ETU300 LSIG optimized for standard applica- tions, without display Protection LT, ST, INST, GF, include N-protection, (internal N-sensor available), incl. trip alarm switch (1xCO), rear connection horizontal, guide frame with shutter and w/o position signalling switch, without Com & metering function Manual operating mechanism with mechanical closing, without Spring charging motor, Ready-to-close signal. switch, Auxiliary switches 2NO+2NC, without Closing coil (CC), manual operating mechanism with mechanical closing, without Remote trip alarm reset coil (RR), without 2nd shunt trip, without 1st Shunt trip | 625000 | 1 | Z\ | 1
3WA1340-6AC44-0AA0 |  | withdrawable circuit breaker, with guide frame, IEC 60947-2, size 1, 4-pole, N pole on left, In=6300 A up to 690 V AC 50/60 Hz, breaking capacity C Icu=130 kA at 690 V, tripping unit ETU300 LSI G optimized for standard applications, without display, basic protection LT, ST, INST, GF, including protection of the N conductor (internal neutral point sensor available), trip alarm switch (1 x CO), connection at rear flange, guide frame with shutter, without position signaling switch, without Com & metering function Manual operating mechanism with mechanical closing, without Spring charging motor, Ready-to-close signal. switch, Auxiliary switches 2NO+2NC, without Closing coil (CC), manual operating mechanism with mechanical closing, without Remote trip alarm reset coil (RR), without 2nd shunt trip, without 1st Shunt trip | 625000 | 1 | Z\ | 1
3WA1340-6AE01-0AA0 |  | Fixed-mounted circuit breaker IEC 60947-2, frame size 3, 3-poles, In=4000A up to 690V AC 50/60Hz, breaking capacity C Icu=150kA at 690V, Trip unit ETU600 LSI upgrade ready , colordisplay, bluetooth and USB interface, Protection LT, ST, INST, N-protection required an external N-sensor, incl. trip alarm switch (1xCO), rear connection vertical, without Com & metering function Manual operating mechanism with mechanical closing, without Spring charging motor, Ready-to-close signal. switch, Auxiliary switches 2NO+2NC, without Closing coil (CC), manual operating mechanism with mechanical closing, without Remote trip alarm reset coil (RR), without 2nd shunt trip, without 1st Shunt trip | 406000 | 1 | Z\ | 1
3WA1340-6AE02-0AA0 |  | Fixed-mounted circuit breaker IEC 60947-2, frame size 3, 3-poles, In=4000A up to 690V AC 50/60Hz, breaking capacity C Icu=150kA at 690V, Trip unit ETU600 LSI upgrade ready , colordisplay, bluetooth and USB interface, Protection LT, ST, INST, N-protection required an external N-sensor, incl. trip alarm switch (1xCO), rear connection horizontal, without Com & metering function Manual operating mechanism with mechanical closing, without Spring charging motor, Ready-to-close signal. switch, Auxiliary switches 2NO+2NC, without Closing coil (CC), manual operating mechanism with mechanical closing, without Remote trip alarm reset coil (RR), without 2nd shunt trip, without 1st Shunt trip | 395000 | 1 | Z\ | 1
3WA1340-6AE11-0AA0 |  | Fixed-mounted circuit breaker IEC 60947-2, frame size 3, 4-poles, N-pole left, In=4000A up to 690V AC 50/60Hz, breaking capacity C Icu=130kA at 690V, Trip unit ETU600 LSI upgrade ready , colordisplay, bluetooth and USB interface, Protection LT, ST, INST, include N-protection, (internal N-sensor available), incl. trip alarm switch (1xCO), rear connection vertical, without Com & metering function Manual operating mechanism with mechanical closing, without Spring charging motor, Ready-to-close signal. switch, Auxiliary switches 2NO+2NC, without Closing coil (CC), manual operating mechanism with mechanical closing, without Remote trip alarm reset coil (RR), without 2nd shunt trip, without 1st Shunt trip | 536000 | 1 | Z\ | 1
3WA1340-6AE12-0AA0 |  | Fixed-mounted circuit breaker IEC 60947-2, frame size 3, 4-poles, N-pole left, In=4000A up to 690V AC 50/60Hz, breaking capacity C Icu=130kA at 690V, Trip unit ETU600 LSI upgrade ready , colordisplay, bluetooth and USB interface, Protection LT, ST, INST, include N-protection, (internal N-sensor available), incl. trip alarm switch (1xCO), rear connection horizontal, without Com & metering function Manual operating mechanism with mechanical closing, without Spring charging motor, Ready-to-close signal. switch, Auxiliary switches 2NO+2NC, without Closing coil (CC), manual operating mechanism with mechanical closing, without Remote trip alarm reset coil (RR), without 2nd shunt trip, without 1st Shunt trip | 521000 | 1 | Z\ | 1
3WA1340-6AE21-0AA0 |  | fixed-mounted circuit breaker, IEC 60947-2, size 3, 4-pole, N pole on right, In=4000 A up to 690 V AC 50/60 Hz, breaking capacity C Icu=130 kA at 690 V, tripping unit ETU600 LSI upgradeable, color display, Bluetooth, USB interface, basic protection LT, ST, INST, including protection of the N conductor (internal neutral point sensor available), trip alarm switch (1 x CO), connection at rear vertical, without Com & metering function Manual operating mechanism with mechanical closing, without Spring charging motor, Ready-to-close signal. switch, Auxiliary switches 2NO+2NC, without Closing coil (CC), manual operating mechanism with mechanical closing, without Remote trip alarm reset coil (RR), without 2nd shunt trip, without 1st Shunt trip | 536000 | 1 | Z\ | 1
3WA1340-6AE22-0AA0 |  | fixed-mounted circuit breaker, IEC 60947-2, size 3, 4-pole, N pole on right, In=4000 A up to 690 V AC 50/60 Hz, breaking capacity C Icu=130 kA at 690 V, tripping unit ETU600 LSI upgradeable, color display, Bluetooth, USB interface, basic protection LT, ST, INST, including protection of the N conductor (internal neutral point sensor available), trip alarm switch (1 x CO), connection at rear horizontal without Com & metering function Manual operating mechanism with mechanical closing, without Spring charging motor, Ready-to-close signal. switch, Auxiliary switches 2NO+2NC, without Closing coil (CC), manual operating mechanism with mechanical closing, without Remote trip alarm reset coil (RR), without 2nd shunt trip, without 1st Shunt trip | 521000 | 1 | Z\ | 1
3WA1340-6AE31-0AA0 |  | Withdrawable circuit breaker with guide frame, IEC 60947-2, frame size 3, 3-poles, In=4000A up to 690V AC 50/60Hz, breaking capacity C Icu=150kA at 690V, Trip unit ETU600 LSI upgrade ready , colordisplay, bluetooth and USB interface, Protection LT, ST, INST, N-protection required an external N-sensor, incl. trip alarm switch (1xCO), rear connection vertical, guide frame with shutter and w/o position signalling switch, without Com & metering function Manual operating mechanism with mechanical closing, without Spring charging motor, Ready-to-close signal. switch, Auxiliary switches 2NO+2NC, without Closing coil (CC), manual operating mechanism with mechanical closing, without Remote trip alarm reset coil (RR), without 2nd shunt trip, without 1st Shunt trip | 486000 | 1 | Z\ | 1
3WA1340-6AE32-0AA0 |  | Withdrawable circuit breaker with guide frame, IEC 60947-2, frame size 3, 3-poles, In=4000A up to 690V AC 50/60Hz, breaking capacity C Icu=150kA at 690V, Trip unit ETU600 LSI upgrade ready , colordisplay, bluetooth and USB interface, Protection LT, ST, INST, N-protection required an external N-sensor, incl. trip alarm switch (1xCO), rear connection horizontal, guide frame with shutter and w/o position signalling switch, without Com & metering function Manual operating mechanism with mechanical closing, without Spring charging motor, Ready-to-close signal. switch, Auxiliary switches 2NO+2NC, without Closing coil (CC), manual operating mechanism with mechanical closing, without Remote trip alarm reset coil (RR), without 2nd shunt trip, without 1st Shunt trip | 473000 | 1 | Z\ | 1
3WA1340-6AE34-0AA0 |  | withdrawable circuit breaker, with guide frame, IEC 60947-2, size 3, 3-pole, In=4000 A up to 690 V AC 50/60 Hz, breaking capacity C Icu=150 kA at 690 V tripping unit ETU600 LSI upgradeable, color display, Bluetooth, USB interface, basic protection LT, ST, INST, neutral conductor protection requires an external neutral point current sensor, trip alarm switch (1 x CO), connection at rear flange, guide frame with shutter, without position signaling switch, without Com & metering function Manual operating mechanism with mechanical closing, without Spring charging motor, Ready-to-close signal. switch, Auxiliary switches 2NO+2NC, without Closing coil (CC), manual operating mechanism with mechanical closing, without Remote trip alarm reset coil (RR), without 2nd shunt trip, without 1st Shunt trip | 473000 | 1 | Z\ | 1
3WA1340-6AE41-0AA0 |  | Withdrawable circuit breaker with guide frame, IEC 60947-2, frame size 3, 4-poles, N-pole left, In=4000A up to 690V AC 50/60Hz, breaking capacity C Icu=130kA at 690V, Trip unit ETU600 LSI upgrade ready , colordisplay, bluetooth and USB interface, Protection LT, ST, INST, include N-protection, (internal N-sensor available), incl. trip alarm switch (1xCO), rear connection vertical, guide frame with shutter and w/o position signalling switch, without Com & metering function Manual operating mechanism with mechanical closing, without Spring charging motor, Ready-to-close signal. switch, Auxiliary switches 2NO+2NC, without Closing coil (CC), manual operating mechanism with mechanical closing, without Remote trip alarm reset coil (RR), without 2nd shunt trip, without 1st Shunt trip | 641000 | 1 | Z\ | 1
3WA1340-6AE42-0AA0 |  | Withdrawable circuit breaker with guide frame, IEC 60947-2, frame size 3, 4-poles, N-pole left, In=4000A up to 690V AC 50/60Hz, breaking capacity C Icu=130kA at 690V, Trip unit ETU600 LSI upgrade ready , colordisplay, bluetooth and USB interface, Protection LT, ST, INST, include N-protection, (internal N-sensor available), incl. trip alarm switch (1xCO), rear connection horizontal, guide frame with shutter and w/o position signalling switch, without Com & metering function Manual operating mechanism with mechanical closing, without Spring charging motor, Ready-to-close signal. switch, Auxiliary switches 2NO+2NC, without Closing coil (CC), manual operating mechanism with mechanical closing, without Remote trip alarm reset coil (RR), without 2nd shunt trip, without 1st Shunt trip | 624000 | 1 | Z\ | 1
3WA1340-6AE44-0AA0 |  | withdrawable circuit breaker, with guide frame, IEC 60947-2, size 3, 4-pole, N pole on left, In=4000 A up to 690 V AC 50/60 Hz, breaking capacity C Icu=130 kA at 690 V, tripping unit ETU600 LSI upgradeable, color display, Bluetooth, USB interface, basic protection LT, ST, INST, including protection of the N conductor (internal neutral point sensor available), trip alarm switch (1 x CO), connection at rear flange, guide frame with shutter, without position signaling switch, without Com & metering function Manual operating mechanism with mechanical closing, without Spring charging motor, Ready-to-close signal. switch, Auxiliary switches 2NO+2NC, without Closing coil (CC), manual operating mechanism with mechanical closing, without Remote trip alarm reset coil (RR), without 2nd shunt trip, without 1st Shunt trip | 624000 | 1 | Z\ | 1
3WA1340-6AF01-0AA0 |  | Fixed-mounted circuit breaker IEC 60947-2, frame size 3, 3-poles, In=4000A up to 690V AC 50/60Hz, breaking capacity C Icu=150kA at 690V, Trip unit ETU600 LSIG upgrade ready , colordisplay, bluetooth and USB interface, Protection LT, ST, INST, GFx, N-protection required an external N-sensor, incl. trip alarm switch (1xCO), rear connection vertical, without Com & metering function Manual operating mechanism with mechanical closing, without Spring charging motor, Ready-to-close signal. switch, Auxiliary switches 2NO+2NC, without Closing coil (CC), manual operating mechanism with mechanical closing, without Remote trip alarm reset coil (RR), without 2nd shunt trip, without 1st Shunt trip | 416000 | 1 | Z\ | 1
3WA1340-6AF02-0AA0 |  | Fixed-mounted circuit breaker IEC 60947-2, frame size 3, 3-poles, In=4000A up to 690V AC 50/60Hz, breaking capacity C Icu=150kA at 690V, Trip unit ETU600 LSIG upgrade ready , colordisplay, bluetooth and USB interface, Protection LT, ST, INST, GFx, N-protection required an external N-sensor, incl. trip alarm switch (1xCO), rear connection horizontal, without Com & metering function Manual operating mechanism with mechanical closing, without Spring charging motor, Ready-to-close signal. switch, Auxiliary switches 2NO+2NC, without Closing coil (CC), manual operating mechanism with mechanical closing, without Remote trip alarm reset coil (RR), without 2nd shunt trip, without 1st Shunt trip | 406000 | 1 | Z\ | 1
3WA1340-6AF11-0AA0 |  | Fixed-mounted circuit breaker IEC 60947-2, frame size 3, 4-poles, N-pole left, In=4000A up to 690V AC 50/60Hz, breaking capacity C Icu=130kA at 690V, Trip unit ETU600 LSIG upgrade ready , colordisplay, bluetooth and USB interface, Protection LT, ST, INST, GFx, include N-protection, (internal N-sensor available), incl. trip alarm switch (1xCO), rear connection vertical, without Com & metering function Manual operating mechanism with mechanical closing, without Spring charging motor, Ready-to-close signal. switch, Auxiliary switches 2NO+2NC, without Closing coil (CC), manual operating mechanism with mechanical closing, without Remote trip alarm reset coil (RR), without 2nd shunt trip, without 1st Shunt trip | 546000 | 1 | Z\ | 1
3WA1340-6AF12-0AA0 |  | Fixed-mounted circuit breaker IEC 60947-2, frame size 3, 4-poles, N-pole left, In=4000A up to 690V AC 50/60Hz, breaking capacity C Icu=130kA at 690V, Trip unit ETU600 LSIG upgrade ready , colordisplay, bluetooth and USB interface, Protection LT, ST, INST, GFx, include N-protection, (internal N-sensor available), incl. trip alarm switch (1xCO), rear connection horizontal, without Com & metering function Manual operating mechanism with mechanical closing, without Spring charging motor, Ready-to-close signal. switch, Auxiliary switches 2NO+2NC, without Closing coil (CC), manual operating mechanism with mechanical closing, without Remote trip alarm reset coil (RR), without 2nd shunt trip, without 1st Shunt trip | 532000 | 1 | Z\ | 1
3WA1340-6AF21-0AA0 |  | fixed-mounted circuit breaker, IEC 60947-2, size 3, 4-pole, N pole on right, In=4000 A up to 690 V AC 50/60 Hz, breaking capacity C Icu=130 kA at 690 V, tripping unit ETU600 LSIG upgradeable, color display, Bluetooth, USB interface, basic protection LT, ST, INST, GFx, including protection of the N conductor (internal neutral point sensor available), trip alarm switch (1 x CO), connection at rear vertical, without Com & metering function Manual operating mechanism with mechanical closing, without Spring charging motor, Ready-to-close signal. switch, Auxiliary switches 2NO+2NC, without Closing coil (CC), manual operating mechanism with mechanical closing, without Remote trip alarm reset coil (RR), without 2nd shunt trip, without 1st Shunt trip | 546000 | 1 | Z\ | 1
3WA1340-6AF22-0AA0 |  | fixed-mounted circuit breaker, IEC 60947-2, size 3, 4-pole, N pole on right, In=4000 A up to 690 V AC 50/60 Hz, breaking capacity C Icu=130 kA at 690 V, tripping unit ETU600 LSIG upgradeable, color display, Bluetooth, USB interface, basic protection LT, ST, INST, GFx, including protection of the N conductor (internal neutral point sensor available), trip alarm switch (1 x CO), connection at rear horizontal without Com & metering function Manual operating mechanism with mechanical closing, without Spring charging motor, Ready-to-close signal. switch, Auxiliary switches 2NO+2NC, without Closing coil (CC), manual operating mechanism with mechanical closing, without Remote trip alarm reset coil (RR), without 2nd shunt trip, without 1st Shunt trip | 532000 | 1 | Z\ | 1
3WA1340-6AF31-0AA0 |  | Withdrawable circuit breaker with guide frame, IEC 60947-2, frame size 3, 3-poles, In=4000A up to 690V AC 50/60Hz, breaking capacity C Icu=150kA at 690V, Trip unit ETU600 LSIG upgrade ready , colordisplay, bluetooth and USB interface, Protection LT, ST, INST, GFx, N-protection required an external N-sensor, incl. trip alarm switch (1xCO), rear connection vertical, guide frame with shutter and w/o position signalling switch, without Com & metering function Manual operating mechanism with mechanical closing, without Spring charging motor, Ready-to-close signal. switch, Auxiliary switches 2NO+2NC, without Closing coil (CC), manual operating mechanism with mechanical closing, without Remote trip alarm reset coil (RR), without 2nd shunt trip, without 1st Shunt trip | 496000 | 1 | Z\ | 1
3WA1340-6AF32-0AA0 |  | Withdrawable circuit breaker with guide frame, IEC 60947-2, frame size 3, 3-poles, In=4000A up to 690V AC 50/60Hz, breaking capacity C Icu=150kA at 690V, Trip unit ETU600 LSIG upgrade ready , colordisplay, bluetooth and USB interface, Protection LT, ST, INST, GFx, N-protection required an external N-sensor, incl. trip alarm switch (1xCO), rear connection horizontal, guide frame with shutter and w/o position signalling switch, without Com & metering function Manual operating mechanism with mechanical closing, without Spring charging motor, Ready-to-close signal. switch, Auxiliary switches 2NO+2NC, without Closing coil (CC), manual operating mechanism with mechanical closing, without Remote trip alarm reset coil (RR), without 2nd shunt trip, without 1st Shunt trip | 484000 | 1 | Z\ | 1
3WA1340-6AF34-0AA0 |  | withdrawable circuit breaker, with guide frame, IEC 60947-2, size 3, 3-pole, In=4000 A up to 690 V AC 50/60 Hz, breaking capacity C Icu=150 kA at 690 V tripping unit ETU600 LSIG upgradeable, color display, Bluetooth, USB interface, basic protection LT, ST, INST, GFx, neutral conductor protection requires an external neutral point current sensor, trip alarm switch (1 x CO), connection at rear flange, guide frame with shutter, without position signaling switch, without Com & metering function Manual operating mechanism with mechanical closing, without Spring charging motor, Ready-to-close signal. switch, Auxiliary switches 2NO+2NC, without Closing coil (CC), manual operating mechanism with mechanical closing, without Remote trip alarm reset coil (RR), without 2nd shunt trip, without 1st Shunt trip | 484000 | 1 | Z\ | 1
3WA1340-6AF41-0AA0 |  | Withdrawable circuit breaker with guide frame, IEC 60947-2, frame size 3, 4-poles, N-pole left, In=4000A up to 690V AC 50/60Hz, breaking capacity C Icu=130kA at 690V, Trip unit ETU600 LSIG upgrade ready , colordisplay, bluetooth and USB interface, Protection LT, ST, INST, GFx, include N-protection, (internal N-sensor available), incl. trip alarm switch (1xCO), rear connection vertical, guide frame with shutter and w/o position signalling switch, without Com & metering function Manual operating mechanism with mechanical closing, without Spring charging motor, Ready-to-close signal. switch, Auxiliary switches 2NO+2NC, without Closing coil (CC), manual operating mechanism with mechanical closing, without Remote trip alarm reset coil (RR), without 2nd shunt trip, without 1st Shunt trip | 652000 | 1 | Z\ | 1
3WA1340-6AF42-0AA0 |  | Withdrawable circuit breaker with guide frame, IEC 60947-2, frame size 3, 4-poles, N-pole left, In=4000A up to 690V AC 50/60Hz, breaking capacity C Icu=130kA at 690V, Trip unit ETU600 LSIG upgrade ready , colordisplay, bluetooth and USB interface, Protection LT, ST, INST, GFx, include N-protection, (internal N-sensor available), incl. trip alarm switch (1xCO), rear connection horizontal, guide frame with shutter and w/o position signalling switch, without Com & metering function Manual operating mechanism with mechanical closing, without Spring charging motor, Ready-to-close signal. switch, Auxiliary switches 2NO+2NC, without Closing coil (CC), manual operating mechanism with mechanical closing, without Remote trip alarm reset coil (RR), without 2nd shunt trip, without 1st Shunt trip | 635000 | 1 | Z\ | 1
3WA1340-6AF44-0AA0 |  | withdrawable circuit breaker, with guide frame, IEC 60947-2, size 3, 4-pole, N pole on left, In=4000 A up to 690 V AC 50/60 Hz, breaking capacity C Icu=130 kA at 690 V, tripping unit ETU600 LSIG upgradeable, color display, Bluetooth, USB interface, basic protection LT, ST, INST, GFx, including protection of the N conductor (internal neutral point sensor available), trip alarm switch (1 x CO), connection at rear flange, guide frame with shutter, without position signaling switch, without Com & metering function Manual operating mechanism with mechanical closing, without Spring charging motor, Ready-to-close signal. switch, Auxiliary switches 2NO+2NC, without Closing coil (CC), manual operating mechanism with mechanical closing, without Remote trip alarm reset coil (RR), without 2nd shunt trip, without 1st Shunt trip | 635000 | 1 | Z\ | 1
3WA1340-6AG01-0AA0 |  | Fixed-mounted circuit breaker IEC 60947-2, frame size 3, 3-poles, In=4000A up to 690V AC 50/60Hz, breaking capacity C Icu=150kA at 690V, Trip unit ETU600 LSIG Hi-Z upgrade ready , colordisplay, bluetooth and USB interface, Protection LT, ST, INST, GFx, with GF highimpedance-input N-protection required an external N-sensor, incl. trip alarm switch (1xCO), rear connection vertical, without Com & metering function Manual operating mechanism with mechanical closing, without Spring charging motor, Ready-to-close signal. switch, Auxiliary switches 2NO+2NC, without Closing coil (CC), manual operating mechanism with mechanical closing, without Remote trip alarm reset coil (RR), without 2nd shunt trip, without 1st Shunt trip | 438000 | 1 | Z\ | 1
3WA1340-6AG02-0AA0 |  | Fixed-mounted circuit breaker IEC 60947-2, frame size 3, 3-poles, In=4000A up to 690V AC 50/60Hz, breaking capacity C Icu=150kA at 690V, Trip unit ETU600 LSIG Hi-Z upgrade ready , colordisplay, bluetooth and USB interface, Protection LT, ST, INST, GFx, with GF highimpedance-input N-protection required an external N-sensor, incl. trip alarm switch (1xCO), rear connection horizontal, without Com & metering function Manual operating mechanism with mechanical closing, without Spring charging motor, Ready-to-close signal. switch, Auxiliary switches 2NO+2NC, without Closing coil (CC), manual operating mechanism with mechanical closing, without Remote trip alarm reset coil (RR), without 2nd shunt trip, without 1st Shunt trip | 427000 | 1 | Z\ | 1
3WA1340-6AG11-0AA0 |  | Fixed-mounted circuit breaker IEC 60947-2, frame size 3, 4-poles, N-pole left, In=4000A up to 690V AC 50/60Hz, breaking capacity C Icu=130kA at 690V, Trip unit ETU600 LSIG Hi-Z upgrade ready , colordisplay, bluetooth and USB interface, Protection LT, ST, INST, GFx, with GF highimpedance-input include N-protection, (internal N-sensor available), incl. trip alarm switch (1xCO), rear connection vertical, without Com & metering function Manual operating mechanism with mechanical closing, without Spring charging motor, Ready-to-close signal. switch, Auxiliary switches 2NO+2NC, without Closing coil (CC), manual operating mechanism with mechanical closing, without Remote trip alarm reset coil (RR), without 2nd shunt trip, without 1st Shunt trip | 567000 | 1 | Z\ | 1
3WA1340-6AG12-0AA0 |  | Fixed-mounted circuit breaker IEC 60947-2, frame size 3, 4-poles, N-pole left, In=4000A up to 690V AC 50/60Hz, breaking capacity C Icu=130kA at 690V, Trip unit ETU600 LSIG Hi-Z upgrade ready , colordisplay, bluetooth and USB interface, Protection LT, ST, INST, GFx, with GF highimpedance-input include N-protection, (internal N-sensor available), incl. trip alarm switch (1xCO), rear connection horizontal, without Com & metering function Manual operating mechanism with mechanical closing, without Spring charging motor, Ready-to-close signal. switch, Auxiliary switches 2NO+2NC, without Closing coil (CC), manual operating mechanism with mechanical closing, without Remote trip alarm reset coil (RR), without 2nd shunt trip, without 1st Shunt trip | 553000 | 1 | Z\ | 1
3WA1340-6AG21-0AA0 |  | fixed-mounted circuit breaker, IEC 60947-2, size 3, 4-pole, N pole on right, In=4000 A up to 690 V AC 50/60 Hz, breaking capacity C Icu=130 kA at 690 V, tripping unit ETU600 LSIG Hi-Z upgradeable, color display, Bluetooth, USB interface, basic protection LT, ST, INST, GFx, with GF high-impedance input, including protection of the N conductor (internal neutral point sensor available), trip alarm switch (1 x CO), connection at rear vertical, without Com & metering function Manual operating mechanism with mechanical closing, without Spring charging motor, Ready-to-close signal. switch, Auxiliary switches 2NO+2NC, without Closing coil (CC), manual operating mechanism with mechanical closing, without Remote trip alarm reset coil (RR), without 2nd shunt trip, without 1st Shunt trip | 567000 | 1 | Z\ | 1
3WA1340-6AG22-0AA0 |  | fixed-mounted circuit breaker, IEC 60947-2, size 3, 4-pole, N pole on right, In=4000 A up to 690 V AC 50/60 Hz, breaking capacity C Icu=130 kA at 690 V, tripping unit ETU600 LSIG Hi-Z upgradeable, color display, Bluetooth, USB interface, basic protection LT, ST, INST, GFx, with GF high-impedance input, including protection of the N conductor (internal neutral point sensor available), trip alarm switch (1 x CO), connection at rear horizontal without Com & metering function Manual operating mechanism with mechanical closing, without Spring charging motor, Ready-to-close signal. switch, Auxiliary switches 2NO+2NC, without Closing coil (CC), manual operating mechanism with mechanical closing, without Remote trip alarm reset coil (RR), without 2nd shunt trip, without 1st Shunt trip | 553000 | 1 | Z\ | 1
3WA1340-6AG31-0AA0 |  | Withdrawable circuit breaker with guide frame, IEC 60947-2, frame size 3, 3-poles, In=4000A up to 690V AC 50/60Hz, breaking capacity C Icu=150kA at 690V, Trip unit ETU600 LSIG Hi-Z upgrade ready , colordisplay, bluetooth and USB interface, Protection LT, ST, INST, GFx, with GF highimpedance-input N-protection required an external N-sensor, incl. trip alarm switch (1xCO), rear connection vertical, guide frame with shutter and w/o position signalling switch, without Com & metering function Manual operating mechanism with mechanical closing, without Spring charging motor, Ready-to-close signal. switch, Auxiliary switches 2NO+2NC, without Closing coil (CC), manual operating mechanism with mechanical closing, without Remote trip alarm reset coil (RR), without 2nd shunt trip, without 1st Shunt trip | 518000 | 1 | Z\ | 1
3WA1340-6AG32-0AA0 |  | Withdrawable circuit breaker with guide frame, IEC 60947-2, frame size 3, 3-poles, In=4000A up to 690V AC 50/60Hz, breaking capacity C Icu=150kA at 690V, Trip unit ETU600 LSIG Hi-Z upgrade ready , colordisplay, bluetooth and USB interface, Protection LT, ST, INST, GFx, with GF highimpedance-input N-protection required an external N-sensor, incl. trip alarm switch (1xCO), rear connection horizontal, guide frame with shutter and w/o position signalling switch, without Com & metering function Manual operating mechanism with mechanical closing, without Spring charging motor, Ready-to-close signal. switch, Auxiliary switches 2NO+2NC, without Closing coil (CC), manual operating mechanism with mechanical closing, without Remote trip alarm reset coil (RR), without 2nd shunt trip, without 1st Shunt trip | 505000 | 1 | Z\ | 1
3WA1340-6AG34-0AA0 |  | withdrawable circuit breaker, with guide frame, IEC 60947-2, size 3, 3-pole, In=4000 A up to 690 V AC 50/60 Hz, breaking capacity C Icu=150 kA at 690 V tripping unit ETU600 LSIG Hi-Z upgradeable, color display, Bluetooth, USB interface, basic protection LT, ST, INST, GFx, with GF high-impedance input, neutral conductor protection requires an external neutral point current sensor, trip alarm switch (1 x CO), connection at rear flange, guide frame with shutter, without position signaling switch, without Com & metering function Manual operating mechanism with mechanical closing, without Spring charging motor, Ready-to-close signal. switch, Auxiliary switches 2NO+2NC, without Closing coil (CC), manual operating mechanism with mechanical closing, without Remote trip alarm reset coil (RR), without 2nd shunt trip, without 1st Shunt trip | 505000 | 1 | Z\ | 1
3WA1340-6AG41-0AA0 |  | Withdrawable circuit breaker with guide frame, IEC 60947-2, frame size 3, 4-poles, N-pole left, In=4000A up to 690V AC 50/60Hz, breaking capacity C Icu=130kA at 690V, Trip unit ETU600 LSIG Hi-Z upgrade ready , colordisplay, bluetooth and USB interface, Protection LT, ST, INST, GFx, with GF highimpedance-input include N-protection, (internal N-sensor available), incl. trip alarm switch (1xCO), rear connection vertical, guide frame with shutter and w/o position signalling switch, without Com & metering function Manual operating mechanism with mechanical closing, without Spring charging motor, Ready-to-close signal. switch, Auxiliary switches 2NO+2NC, without Closing coil (CC), manual operating mechanism with mechanical closing, without Remote trip alarm reset coil (RR), without 2nd shunt trip, without 1st Shunt trip | 673000 | 1 | Z\ | 1
3WA1340-6AG42-0AA0 |  | Withdrawable circuit breaker with guide frame, IEC 60947-2, frame size 3, 4-poles, N-pole left, In=4000A up to 690V AC 50/60Hz, breaking capacity C Icu=130kA at 690V, Trip unit ETU600 LSIG Hi-Z upgrade ready , colordisplay, bluetooth and USB interface, Protection LT, ST, INST, GFx, with GF highimpedance-input include N-protection, (internal N-sensor available), incl. trip alarm switch (1xCO), rear connection horizontal, guide frame with shutter and w/o position signalling switch, without Com & metering function Manual operating mechanism with mechanical closing, without Spring charging motor, Ready-to-close signal. switch, Auxiliary switches 2NO+2NC, without Closing coil (CC), manual operating mechanism with mechanical closing, without Remote trip alarm reset coil (RR), without 2nd shunt trip, without 1st Shunt trip | 656000 | 1 | Z\ | 1
3WA1340-6AG44-0AA0 |  | withdrawable circuit breaker, with guide frame, IEC 60947-2, size 3, 4-pole, N pole on left, In=4000 A up to 690 V AC 50/60 Hz, breaking capacity C Icu=130 kA at 690 V, tripping unit ETU600 LSIG Hi-Z upgradeable, color display, Bluetooth, USB interface, basic protection LT, ST, INST, GFx, with GF high-impedance input, including protection of the N conductor (internal neutral point sensor available), trip alarm switch (1 x CO), connection at rear flange, guide frame with shutter, without position signaling switch, without Com & metering function Manual operating mechanism with mechanical closing, without Spring charging motor, Ready-to-close signal. switch, Auxiliary switches 2NO+2NC, without Closing coil (CC), manual operating mechanism with mechanical closing, without Remote trip alarm reset coil (RR), without 2nd shunt trip, without 1st Shunt trip | 656000 | 1 | Z\ | 1
3WA1340-6CA01-0AA0 |  | Non-automatic circuit breaker Fixed-mounted version, IEC 60947-2, frame size 3, 3-poles, In=4000A up to 690V AC 50/60Hz, breaking capacity C Icc=150kA at 690V, without electr. trip unit ETU, rear connection vertical, able to communication, Manual operating mechanism with mechanical closing, without Spring charging motor, Ready-to-close signal. switch, Auxiliary switches 2NO+2NC, without Closing coil (CC), manual operating mechanism with mechanical closing, without Remote trip alarm reset coil (RR), without 2nd shunt trip, without 1st Shunt trip | 398430 | 1 | Z\ | 1
3WA1340-6CA02-0AA0 |  | Non-automatic circuit breaker Fixed-mounted version, IEC 60947-2, frame size 3, 3-poles, In=4000A up to 690V AC 50/60Hz, breaking capacity C Icc=150kA at 690V, without electr. trip unit ETU, rear connection horizontal, able to communication, Manual operating mechanism with mechanical closing, without Spring charging motor, Ready-to-close signal. switch, Auxiliary switches 2NO+2NC, without Closing coil (CC), manual operating mechanism with mechanical closing, without Remote trip alarm reset coil (RR), without 2nd shunt trip, without 1st Shunt trip | 388430 | 1 | Z\ | 1
3WA1340-6CA11-0AA0 |  | Non-automatic circuit breaker Fixed-mounted version, IEC 60947-2, frame size 3, 4-poles, N-pole left, In=4000A up to 690V AC 50/60Hz, breaking capacity C Icc=130kA at 690V, without electr. trip unit ETU, rear connection vertical, able to communication, Manual operating mechanism with mechanical closing, without Spring charging motor, Ready-to-close signal. switch, Auxiliary switches 2NO+2NC, without Closing coil (CC), manual operating mechanism with mechanical closing, without Remote trip alarm reset coil (RR), without 2nd shunt trip, without 1st Shunt trip | 524430 | 1 | Z\ | 1
3WA1340-6CA12-0AA0 |  | Non-automatic circuit breaker Fixed-mounted version, IEC 60947-2, frame size 3, 4-poles, N-pole left, In=4000A up to 690V AC 50/60Hz, breaking capacity C Icc=130kA at 690V, without electr. trip unit ETU, rear connection horizontal, able to communication, Manual operating mechanism with mechanical closing, without Spring charging motor, Ready-to-close signal. switch, Auxiliary switches 2NO+2NC, without Closing coil (CC), manual operating mechanism with mechanical closing, without Remote trip alarm reset coil (RR), without 2nd shunt trip, without 1st Shunt trip | 510430 | 1 | Z\ | 1
3WA1340-6CA21-0AA0 |  | AC non-automatic air circuit breaker 3WA, fixed-mounted version, IEC 60947-2, size 3, 4-pole, N pole on right, In=4000 A up to 690 V AC 50/60 Hz, breaking capacity C, Icc=130 kA at 690 V, without electronic trip unit ETU, connection at rear vertical, able to communication, Manual operating mechanism with mechanical closing, without Spring charging motor, Ready-to-close signal. switch, Auxiliary switches 2NO+2NC, without Closing coil (CC), manual operating mechanism with mechanical closing, without Remote trip alarm reset coil (RR), without 2nd shunt trip, without 1st Shunt trip | 524430 | 1 | Z\ | 1
3WA1340-6CA22-0AA0 |  | AC non-automatic air circuit breaker 3WA, fixed-mounted version, IEC 60947-2, size 3, 4-pole, N pole on right, In=4000 A up to 690 V AC 50/60 Hz, breaking capacity C, Icc=130 kA at 690 V, without electronic trip unit ETU, connection at rear horizontal able to communication, Manual operating mechanism with mechanical closing, without Spring charging motor, Ready-to-close signal. switch, Auxiliary switches 2NO+2NC, without Closing coil (CC), manual operating mechanism with mechanical closing, without Remote trip alarm reset coil (RR), without 2nd shunt trip, without 1st Shunt trip | 510430 | 1 | Z\ | 1
3WA1340-6CA31-0AA0 |  | Non-automatic circuit breaker withdrawable version, with guide frame, IEC 60947-2, frame size 3, 3-poles, In=4000A up to 690V AC 50/60Hz, breaking capacity C Icc=150kA at 690V, without electr. trip unit ETU, rear connection vertical, guide frame with shutter and w/o position signalling switch, able to communication, Manual operating mechanism with mechanical closing, without Spring charging motor, Ready-to-close signal. switch, Auxiliary switches 2NO+2NC, without Closing coil (CC), manual operating mechanism with mechanical closing, without Remote trip alarm reset coil (RR), without 2nd shunt trip, without 1st Shunt trip | 476430 | 1 | Z\ | 1
3WA1340-6CA32-0AA0 |  | Non-automatic circuit breaker withdrawable version, with guide frame, IEC 60947-2, frame size 3, 3-poles, In=4000A up to 690V AC 50/60Hz, breaking capacity C Icc=150kA at 690V, without electr. trip unit ETU, rear connection horizontal, guide frame with shutter and w/o position signalling switch, able to communication, Manual operating mechanism with mechanical closing, without Spring charging motor, Ready-to-close signal. switch, Auxiliary switches 2NO+2NC, without Closing coil (CC), manual operating mechanism with mechanical closing, without Remote trip alarm reset coil (RR), without 2nd shunt trip, without 1st Shunt trip | 463430 | 1 | Z\ | 1
3WA1340-6CA34-0AA0 |  | AC non-automatic air circuit breaker 3WA, withdrawable version, with guide frame, IEC 60947-2, size 3, 3-pole, In=4000 A up to 690 V AC 50/60 Hz, breaking capacity C, Icc=150 kA at 690 V, without electronic trip unit ETU, connection at rear flange, guide frame with shutter, without position signaling switch, able to communication, Manual operating mechanism with mechanical closing, without Spring charging motor, Ready-to-close signal. switch, Auxiliary switches 2NO+2NC, without Closing coil (CC), manual operating mechanism with mechanical closing, without Remote trip alarm reset coil (RR), without 2nd shunt trip, without 1st Shunt trip | 463430 | 1 | Z\ | 1
3WA1340-6CA41-0AA0 |  | Non-automatic circuit breaker withdrawable version, with guide frame, IEC 60947-2, frame size 3, 4-poles, N-pole left, In=4000A up to 690V AC 50/60Hz, breaking capacity C Icc=130kA at 690V, without electr. trip unit ETU, rear connection vertical, guide frame with shutter and w/o position signalling switch, able to communication, Manual operating mechanism with mechanical closing, without Spring charging motor, Ready-to-close signal. switch, Auxiliary switches 2NO+2NC, without Closing coil (CC), manual operating mechanism with mechanical closing, without Remote trip alarm reset coil (RR), without 2nd shunt trip, without 1st Shunt trip | 627430 | 1 | Z\ | 1
3WA1340-6CA42-0AA0 |  | Non-automatic circuit breaker withdrawable version, with guide frame, IEC 60947-2, frame size 3, 4-poles, N-pole left, In=4000A up to 690V AC 50/60Hz, breaking capacity C Icc=130kA at 690V, without electr. trip unit ETU, rear connection horizontal, guide frame with shutter and w/o position signalling switch, able to communication, Manual operating mechanism with mechanical closing, without Spring charging motor, Ready-to-close signal. switch, Auxiliary switches 2NO+2NC, without Closing coil (CC), manual operating mechanism with mechanical closing, without Remote trip alarm reset coil (RR), without 2nd shunt trip, without 1st Shunt trip | 610430 | 1 | Z\ | 1
3WA1340-6CA44-0AA0 |  | AC non-automatic air circuit breaker 3WA, withdrawable version, with guide frame, IEC 60947-2, size 3, 4-pole, N pole on left, In=4000 A up to 690 V AC 50/60 Hz, breaking capacity C, Icc=130 kA at 690 V, without electronic trip unit ETU, connection at rear flange, guide frame with shutter, without position signaling switch, able to communication, Manual operating mechanism with mechanical closing, without Spring charging motor, Ready-to-close signal. switch, Auxiliary switches 2NO+2NC, without Closing coil (CC), manual operating mechanism with mechanical closing, without Remote trip alarm reset coil (RR), without 2nd shunt trip, without 1st Shunt trip | 610430 | 1 | Z\ | 1
3WA1340-6EE01-0AA0 |  | Fixed-mounted circuit breaker IEC 60947-2, frame size 3, 3-poles, In=4000A up to 690V AC 50/60Hz, breaking capacity C Icu=150kA at 690V, Trip unit ETU600 LSI upgrade ready , colordisplay, bluetooth and USB interface, Protection LT, ST, INST, N-protection required an external N-sensor, incl. trip alarm switch (1xCO), rear connection vertical, with internal voltage tap on lower stab of circuit breaker, with voltage tap module VTM680 and power supply of ETU600, able to communication, integrated metering type PMF-1 Energy Efficiency, Voltage, Active energy Ea Manual operating mechanism with mechanical closing, without Spring charging motor, Ready-to-close signal. switch, Auxiliary switches 2NO+2NC, without Closing coil (CC), manual operating mechanism with mechanical closing, without Remote trip alarm reset coil (RR), without 2nd shunt trip, without 1st Shunt trip | 414870 | 1 | Z\ | 1
3WA1340-6EE02-0AA0 |  | Fixed-mounted circuit breaker IEC 60947-2, frame size 3, 3-poles, In=4000A up to 690V AC 50/60Hz, breaking capacity C Icu=150kA at 690V, Trip unit ETU600 LSI upgrade ready , colordisplay, bluetooth and USB interface, Protection LT, ST, INST, N-protection required an external N-sensor, incl. trip alarm switch (1xCO), rear connection horizontal, with internal voltage tap on lower stab of circuit breaker, with voltage tap module VTM680 and power supply of ETU600, able to communication, integrated metering type PMF-1 Energy Efficiency, Voltage, Active energy Ea Manual operating mechanism with mechanical closing, without Spring charging motor, Ready-to-close signal. switch, Auxiliary switches 2NO+2NC, without Closing coil (CC), manual operating mechanism with mechanical closing, without Remote trip alarm reset coil (RR), without 2nd shunt trip, without 1st Shunt trip | 403870 | 1 | Z\ | 1
3WA1340-6EE11-0AA0 |  | Fixed-mounted circuit breaker IEC 60947-2, frame size 3, 4-poles, N-pole left, In=4000A up to 690V AC 50/60Hz, breaking capacity C Icu=130kA at 690V, Trip unit ETU600 LSI upgrade ready , colordisplay, bluetooth and USB interface, Protection LT, ST, INST, include N-protection, (internal N-sensor available), incl. trip alarm switch (1xCO), rear connection vertical, with internal voltage tap on lower stab of circuit breaker, with voltage tap module VTM680 and power supply of ETU600, able to communication, integrated metering type PMF-1 Energy Efficiency, Voltage, Active energy Ea Manual operating mechanism with mechanical closing, without Spring charging motor, Ready-to-close signal. switch, Auxiliary switches 2NO+2NC, without Closing coil (CC), manual operating mechanism with mechanical closing, without Remote trip alarm reset coil (RR), without 2nd shunt trip, without 1st Shunt trip | 544870 | 1 | Z\ | 1
3WA1340-6EE12-0AA0 |  | Fixed-mounted circuit breaker IEC 60947-2, frame size 3, 4-poles, N-pole left, In=4000A up to 690V AC 50/60Hz, breaking capacity C Icu=130kA at 690V, Trip unit ETU600 LSI upgrade ready , colordisplay, bluetooth and USB interface, Protection LT, ST, INST, include N-protection, (internal N-sensor available), incl. trip alarm switch (1xCO), rear connection horizontal, with internal voltage tap on lower stab of circuit breaker, with voltage tap module VTM680 and power supply of ETU600, able to communication, integrated metering type PMF-1 Energy Efficiency, Voltage, Active energy Ea Manual operating mechanism with mechanical closing, without Spring charging motor, Ready-to-close signal. switch, Auxiliary switches 2NO+2NC, without Closing coil (CC), manual operating mechanism with mechanical closing, without Remote trip alarm reset coil (RR), without 2nd shunt trip, without 1st Shunt trip | 529870 | 1 | Z\ | 1
3WA1340-6EE21-0AA0 |  | fixed-mounted circuit breaker, IEC 60947-2, size 3, 4-pole, N pole on right, In=4000 A up to 690 V AC 50/60 Hz, breaking capacity C Icu=130 kA at 690 V, tripping unit ETU600 LSI upgradeable, color display, Bluetooth, USB interface, basic protection LT, ST, INST, including protection of the N conductor (internal neutral point sensor available), trip alarm switch (1 x CO), connection at rear vertical, with internal voltage tap on lower stab of circuit breaker, with voltage tap module VTM680 and power supply of ETU600, able to communication, integrated metering type PMF-1 Energy Efficiency, Voltage, Active energy Ea Manual operating mechanism with mechanical closing, without Spring charging motor, Ready-to-close signal. switch, Auxiliary switches 2NO+2NC, without Closing coil (CC), manual operating mechanism with mechanical closing, without Remote trip alarm reset coil (RR), without 2nd shunt trip, without 1st Shunt trip | 544870 | 1 | Z\ | 1
3WA1340-6EE22-0AA0 |  | fixed-mounted circuit breaker, IEC 60947-2, size 3, 4-pole, N pole on right, In=4000 A up to 690 V AC 50/60 Hz, breaking capacity C Icu=130 kA at 690 V, tripping unit ETU600 LSI upgradeable, color display, Bluetooth, USB interface, basic protection LT, ST, INST, including protection of the N conductor (internal neutral point sensor available), trip alarm switch (1 x CO), connection at rear horizontal with internal voltage tap on lower stab of circuit breaker, with voltage tap module VTM680 and power supply of ETU600, able to communication, integrated metering type PMF-1 Energy Efficiency, Voltage, Active energy Ea Manual operating mechanism with mechanical closing, without Spring charging motor, Ready-to-close signal. switch, Auxiliary switches 2NO+2NC, without Closing coil (CC), manual operating mechanism with mechanical closing, without Remote trip alarm reset coil (RR), without 2nd shunt trip, without 1st Shunt trip | 529870 | 1 | Z\ | 1
3WA1340-6EE31-0AA0 |  | Withdrawable circuit breaker with guide frame, IEC 60947-2, frame size 3, 3-poles, In=4000A up to 690V AC 50/60Hz, breaking capacity C Icu=150kA at 690V, Trip unit ETU600 LSI upgrade ready , colordisplay, bluetooth and USB interface, Protection LT, ST, INST, N-protection required an external N-sensor, incl. trip alarm switch (1xCO), rear connection vertical, guide frame with shutter and w/o position signalling switch, with internal voltage tap on lower stab of circuit breaker, with voltage tap module VTM680 and power supply of ETU600, able to communication, integrated metering type PMF-1 Energy Efficiency, Voltage, Active energy Ea Manual operating mechanism with mechanical closing, without Spring charging motor, Ready-to-close signal. switch, Auxiliary switches 2NO+2NC, without Closing coil (CC), manual operating mechanism with mechanical closing, without Remote trip alarm reset coil (RR), without 2nd shunt trip, without 1st Shunt trip | 494870 | 1 | Z\ | 1
3WA1340-6EE32-0AA0 |  | Withdrawable circuit breaker with guide frame, IEC 60947-2, frame size 3, 3-poles, In=4000A up to 690V AC 50/60Hz, breaking capacity C Icu=150kA at 690V, Trip unit ETU600 LSI upgrade ready , colordisplay, bluetooth and USB interface, Protection LT, ST, INST, N-protection required an external N-sensor, incl. trip alarm switch (1xCO), rear connection horizontal, guide frame with shutter and w/o position signalling switch, with internal voltage tap on lower stab of circuit breaker, with voltage tap module VTM680 and power supply of ETU600, able to communication, integrated metering type PMF-1 Energy Efficiency, Voltage, Active energy Ea Manual operating mechanism with mechanical closing, without Spring charging motor, Ready-to-close signal. switch, Auxiliary switches 2NO+2NC, without Closing coil (CC), manual operating mechanism with mechanical closing, without Remote trip alarm reset coil (RR), without 2nd shunt trip, without 1st Shunt trip | 481870 | 1 | Z\ | 1
3WA1340-6EE34-0AA0 |  | withdrawable circuit breaker, with guide frame, IEC 60947-2, size 3, 3-pole, In=4000 A up to 690 V AC 50/60 Hz, breaking capacity C Icu=150 kA at 690 V tripping unit ETU600 LSI upgradeable, color display, Bluetooth, USB interface, basic protection LT, ST, INST, neutral conductor protection requires an external neutral point current sensor, trip alarm switch (1 x CO), connection at rear flange, guide frame with shutter, without position signaling switch, with internal voltage tap on lower stab of circuit breaker, with voltage tap module VTM680 and power supply of ETU600, able to communication, integrated metering type PMF-1 Energy Efficiency, Voltage, Active energy Ea Manual operating mechanism with mechanical closing, without Spring charging motor, Ready-to-close signal. switch, Auxiliary switches 2NO+2NC, without Closing coil (CC), manual operating mechanism with mechanical closing, without Remote trip alarm reset coil (RR), without 2nd shunt trip, without 1st Shunt trip | 481870 | 1 | Z\ | 1
3WA1340-6EE41-0AA0 |  | Withdrawable circuit breaker with guide frame, IEC 60947-2, frame size 3, 4-poles, N-pole left, In=4000A up to 690V AC 50/60Hz, breaking capacity C Icu=130kA at 690V, Trip unit ETU600 LSI upgrade ready , colordisplay, bluetooth and USB interface, Protection LT, ST, INST, include N-protection, (internal N-sensor available), incl. trip alarm switch (1xCO), rear connection vertical, guide frame with shutter and w/o position signalling switch, with internal voltage tap on lower stab of circuit breaker, with voltage tap module VTM680 and power supply of ETU600, able to communication, integrated metering type PMF-1 Energy Efficiency, Voltage, Active energy Ea Manual operating mechanism with mechanical closing, without Spring charging motor, Ready-to-close signal. switch, Auxiliary switches 2NO+2NC, without Closing coil (CC), manual operating mechanism with mechanical closing, without Remote trip alarm reset coil (RR), without 2nd shunt trip, without 1st Shunt trip | 649870 | 1 | Z\ | 1
3WA1340-6EE42-0AA0 |  | Withdrawable circuit breaker with guide frame, IEC 60947-2, frame size 3, 4-poles, N-pole left, In=4000A up to 690V AC 50/60Hz, breaking capacity C Icu=130kA at 690V, Trip unit ETU600 LSI upgrade ready , colordisplay, bluetooth and USB interface, Protection LT, ST, INST, include N-protection, (internal N-sensor available), incl. trip alarm switch (1xCO), rear connection horizontal, guide frame with shutter and w/o position signalling switch, with internal voltage tap on lower stab of circuit breaker, with voltage tap module VTM680 and power supply of ETU600, able to communication, integrated metering type PMF-1 Energy Efficiency, Voltage, Active energy Ea Manual operating mechanism with mechanical closing, without Spring charging motor, Ready-to-close signal. switch, Auxiliary switches 2NO+2NC, without Closing coil (CC), manual operating mechanism with mechanical closing, without Remote trip alarm reset coil (RR), without 2nd shunt trip, without 1st Shunt trip | 632870 | 1 | Z\ | 1
3WA1340-6EE44-0AA0 |  | withdrawable circuit breaker, with guide frame, IEC 60947-2, size 3, 4-pole, N pole on left, In=4000 A up to 690 V AC 50/60 Hz, breaking capacity C Icu=130 kA at 690 V, tripping unit ETU600 LSI upgradeable, color display, Bluetooth, USB interface, basic protection LT, ST, INST, including protection of the N conductor (internal neutral point sensor available), trip alarm switch (1 x CO), connection at rear flange, guide frame with shutter, without position signaling switch, with internal voltage tap on lower stab of circuit breaker, with voltage tap module VTM680 and power supply of ETU600, able to communication, integrated metering type PMF-1 Energy Efficiency, Voltage, Active energy Ea Manual operating mechanism with mechanical closing, without Spring charging motor, Ready-to-close signal. switch, Auxiliary switches 2NO+2NC, without Closing coil (CC), manual operating mechanism with mechanical closing, without Remote trip alarm reset coil (RR), without 2nd shunt trip, without 1st Shunt trip | 632870 | 1 | Z\ | 1
3WA1340-6EF01-0AA0 |  | Fixed-mounted circuit breaker IEC 60947-2, frame size 3, 3-poles, In=4000A up to 690V AC 50/60Hz, breaking capacity C Icu=150kA at 690V, Trip unit ETU600 LSIG upgrade ready , colordisplay, bluetooth and USB interface, Protection LT, ST, INST, GFx, N-protection required an external N-sensor, incl. trip alarm switch (1xCO), rear connection vertical, with internal voltage tap on lower stab of circuit breaker, with voltage tap module VTM680 and power supply of ETU600, able to communication, integrated metering type PMF-1 Energy Efficiency, Voltage, Active energy Ea Manual operating mechanism with mechanical closing, without Spring charging motor, Ready-to-close signal. switch, Auxiliary switches 2NO+2NC, without Closing coil (CC), manual operating mechanism with mechanical closing, without Remote trip alarm reset coil (RR), without 2nd shunt trip, without 1st Shunt trip | 424870 | 1 | Z\ | 1
3WA1340-6EF02-0AA0 |  | Fixed-mounted circuit breaker IEC 60947-2, frame size 3, 3-poles, In=4000A up to 690V AC 50/60Hz, breaking capacity C Icu=150kA at 690V, Trip unit ETU600 LSIG upgrade ready , colordisplay, bluetooth and USB interface, Protection LT, ST, INST, GFx, N-protection required an external N-sensor, incl. trip alarm switch (1xCO), rear connection horizontal, with internal voltage tap on lower stab of circuit breaker, with voltage tap module VTM680 and power supply of ETU600, able to communication, integrated metering type PMF-1 Energy Efficiency, Voltage, Active energy Ea Manual operating mechanism with mechanical closing, without Spring charging motor, Ready-to-close signal. switch, Auxiliary switches 2NO+2NC, without Closing coil (CC), manual operating mechanism with mechanical closing, without Remote trip alarm reset coil (RR), without 2nd shunt trip, without 1st Shunt trip | 414870 | 1 | Z\ | 1
3WA1340-6EF11-0AA0 |  | Fixed-mounted circuit breaker IEC 60947-2, frame size 3, 4-poles, N-pole left, In=4000A up to 690V AC 50/60Hz, breaking capacity C Icu=130kA at 690V, Trip unit ETU600 LSIG upgrade ready , colordisplay, bluetooth and USB interface, Protection LT, ST, INST, GFx, include N-protection, (internal N-sensor available), incl. trip alarm switch (1xCO), rear connection vertical, with internal voltage tap on lower stab of circuit breaker, with voltage tap module VTM680 and power supply of ETU600, able to communication, integrated metering type PMF-1 Energy Efficiency, Voltage, Active energy Ea Manual operating mechanism with mechanical closing, without Spring charging motor, Ready-to-close signal. switch, Auxiliary switches 2NO+2NC, without Closing coil (CC), manual operating mechanism with mechanical closing, without Remote trip alarm reset coil (RR), without 2nd shunt trip, without 1st Shunt trip | 554870 | 1 | Z\ | 1
3WA1340-6EF12-0AA0 |  | Fixed-mounted circuit breaker IEC 60947-2, frame size 3, 4-poles, N-pole left, In=4000A up to 690V AC 50/60Hz, breaking capacity C Icu=130kA at 690V, Trip unit ETU600 LSIG upgrade ready , colordisplay, bluetooth and USB interface, Protection LT, ST, INST, GFx, include N-protection, (internal N-sensor available), incl. trip alarm switch (1xCO), rear connection horizontal, with internal voltage tap on lower stab of circuit breaker, with voltage tap module VTM680 and power supply of ETU600, able to communication, integrated metering type PMF-1 Energy Efficiency, Voltage, Active energy Ea Manual operating mechanism with mechanical closing, without Spring charging motor, Ready-to-close signal. switch, Auxiliary switches 2NO+2NC, without Closing coil (CC), manual operating mechanism with mechanical closing, without Remote trip alarm reset coil (RR), without 2nd shunt trip, without 1st Shunt trip | 540870 | 1 | Z\ | 1
3WA1340-6EF21-0AA0 |  | fixed-mounted circuit breaker, IEC 60947-2, size 3, 4-pole, N pole on right, In=4000 A up to 690 V AC 50/60 Hz, breaking capacity C Icu=130 kA at 690 V, tripping unit ETU600 LSIG upgradeable, color display, Bluetooth, USB interface, basic protection LT, ST, INST, GFx, including protection of the N conductor (internal neutral point sensor available), trip alarm switch (1 x CO), connection at rear vertical, with internal voltage tap on lower stab of circuit breaker, with voltage tap module VTM680 and power supply of ETU600, able to communication, integrated metering type PMF-1 Energy Efficiency, Voltage, Active energy Ea Manual operating mechanism with mechanical closing, without Spring charging motor, Ready-to-close signal. switch, Auxiliary switches 2NO+2NC, without Closing coil (CC), manual operating mechanism with mechanical closing, without Remote trip alarm reset coil (RR), without 2nd shunt trip, without 1st Shunt trip | 554870 | 1 | Z\ | 1
3WA1340-6EF22-0AA0 |  | fixed-mounted circuit breaker, IEC 60947-2, size 3, 4-pole, N pole on right, In=4000 A up to 690 V AC 50/60 Hz, breaking capacity C Icu=130 kA at 690 V, tripping unit ETU600 LSIG upgradeable, color display, Bluetooth, USB interface, basic protection LT, ST, INST, GFx, including protection of the N conductor (internal neutral point sensor available), trip alarm switch (1 x CO), connection at rear horizontal with internal voltage tap on lower stab of circuit breaker, with voltage tap module VTM680 and power supply of ETU600, able to communication, integrated metering type PMF-1 Energy Efficiency, Voltage, Active energy Ea Manual operating mechanism with mechanical closing, without Spring charging motor, Ready-to-close signal. switch, Auxiliary switches 2NO+2NC, without Closing coil (CC), manual operating mechanism with mechanical closing, without Remote trip alarm reset coil (RR), without 2nd shunt trip, without 1st Shunt trip | 540870 | 1 | Z\ | 1
3WA1340-6EF31-0AA0 |  | Withdrawable circuit breaker with guide frame, IEC 60947-2, frame size 3, 3-poles, In=4000A up to 690V AC 50/60Hz, breaking capacity C Icu=150kA at 690V, Trip unit ETU600 LSIG upgrade ready , colordisplay, bluetooth and USB interface, Protection LT, ST, INST, GFx, N-protection required an external N-sensor, incl. trip alarm switch (1xCO), rear connection vertical, guide frame with shutter and w/o position signalling switch, with internal voltage tap on lower stab of circuit breaker, with voltage tap module VTM680 and power supply of ETU600, able to communication, integrated metering type PMF-1 Energy Efficiency, Voltage, Active energy Ea Manual operating mechanism with mechanical closing, without Spring charging motor, Ready-to-close signal. switch, Auxiliary switches 2NO+2NC, without Closing coil (CC), manual operating mechanism with mechanical closing, without Remote trip alarm reset coil (RR), without 2nd shunt trip, without 1st Shunt trip | 504870 | 1 | Z\ | 1
3WA1340-6EF32-0AA0 |  | Withdrawable circuit breaker with guide frame, IEC 60947-2, frame size 3, 3-poles, In=4000A up to 690V AC 50/60Hz, breaking capacity C Icu=150kA at 690V, Trip unit ETU600 LSIG upgrade ready , colordisplay, bluetooth and USB interface, Protection LT, ST, INST, GFx, N-protection required an external N-sensor, incl. trip alarm switch (1xCO), rear connection horizontal, guide frame with shutter and w/o position signalling switch, with internal voltage tap on lower stab of circuit breaker, with voltage tap module VTM680 and power supply of ETU600, able to communication, integrated metering type PMF-1 Energy Efficiency, Voltage, Active energy Ea Manual operating mechanism with mechanical closing, without Spring charging motor, Ready-to-close signal. switch, Auxiliary switches 2NO+2NC, without Closing coil (CC), manual operating mechanism with mechanical closing, without Remote trip alarm reset coil (RR), without 2nd shunt trip, without 1st Shunt trip | 492870 | 1 | Z\ | 1
3WA1340-6EF34-0AA0 |  | withdrawable circuit breaker, with guide frame, IEC 60947-2, size 3, 3-pole, In=4000 A up to 690 V AC 50/60 Hz, breaking capacity C Icu=150 kA at 690 V tripping unit ETU600 LSIG upgradeable, color display, Bluetooth, USB interface, basic protection LT, ST, INST, GFx, neutral conductor protection requires an external neutral point current sensor, trip alarm switch (1 x CO), connection at rear flange, guide frame with shutter, without position signaling switch, with internal voltage tap on lower stab of circuit breaker, with voltage tap module VTM680 and power supply of ETU600, able to communication, integrated metering type PMF-1 Energy Efficiency, Voltage, Active energy Ea Manual operating mechanism with mechanical closing, without Spring charging motor, Ready-to-close signal. switch, Auxiliary switches 2NO+2NC, without Closing coil (CC), manual operating mechanism with mechanical closing, without Remote trip alarm reset coil (RR), without 2nd shunt trip, without 1st Shunt trip | 492870 | 1 | Z\ | 1
3WA1340-6EF41-0AA0 |  | Withdrawable circuit breaker with guide frame, IEC 60947-2, frame size 3, 4-poles, N-pole left, In=4000A up to 690V AC 50/60Hz, breaking capacity C Icu=130kA at 690V, Trip unit ETU600 LSIG upgrade ready , colordisplay, bluetooth and USB interface, Protection LT, ST, INST, GFx, include N-protection, (internal N-sensor available), incl. trip alarm switch (1xCO), rear connection vertical, guide frame with shutter and w/o position signalling switch, with internal voltage tap on lower stab of circuit breaker, with voltage tap module VTM680 and power supply of ETU600, able to communication, integrated metering type PMF-1 Energy Efficiency, Voltage, Active energy Ea Manual operating mechanism with mechanical closing, without Spring charging motor, Ready-to-close signal. switch, Auxiliary switches 2NO+2NC, without Closing coil (CC), manual operating mechanism with mechanical closing, without Remote trip alarm reset coil (RR), without 2nd shunt trip, without 1st Shunt trip | 660870 | 1 | Z\ | 1
3WA1340-6EF42-0AA0 |  | Withdrawable circuit breaker with guide frame, IEC 60947-2, frame size 3, 4-poles, N-pole left, In=4000A up to 690V AC 50/60Hz, breaking capacity C Icu=130kA at 690V, Trip unit ETU600 LSIG upgrade ready , colordisplay, bluetooth and USB interface, Protection LT, ST, INST, GFx, include N-protection, (internal N-sensor available), incl. trip alarm switch (1xCO), rear connection horizontal, guide frame with shutter and w/o position signalling switch, with internal voltage tap on lower stab of circuit breaker, with voltage tap module VTM680 and power supply of ETU600, able to communication, integrated metering type PMF-1 Energy Efficiency, Voltage, Active energy Ea Manual operating mechanism with mechanical closing, without Spring charging motor, Ready-to-close signal. switch, Auxiliary switches 2NO+2NC, without Closing coil (CC), manual operating mechanism with mechanical closing, without Remote trip alarm reset coil (RR), without 2nd shunt trip, without 1st Shunt trip | 643870 | 1 | Z\ | 1
3WA1340-6EF44-0AA0 |  | withdrawable circuit breaker, with guide frame, IEC 60947-2, size 3, 4-pole, N pole on left, In=4000 A up to 690 V AC 50/60 Hz, breaking capacity C Icu=130 kA at 690 V, tripping unit ETU600 LSIG upgradeable, color display, Bluetooth, USB interface, basic protection LT, ST, INST, GFx, including protection of the N conductor (internal neutral point sensor available), trip alarm switch (1 x CO), connection at rear flange, guide frame with shutter, without position signaling switch, with internal voltage tap on lower stab of circuit breaker, with voltage tap module VTM680 and power supply of ETU600, able to communication, integrated metering type PMF-1 Energy Efficiency, Voltage, Active energy Ea Manual operating mechanism with mechanical closing, without Spring charging motor, Ready-to-close signal. switch, Auxiliary switches 2NO+2NC, without Closing coil (CC), manual operating mechanism with mechanical closing, without Remote trip alarm reset coil (RR), without 2nd shunt trip, without 1st Shunt trip | 643870 | 1 | Z\ | 1
3WA1340-6EG01-0AA0 |  | Fixed-mounted circuit breaker IEC 60947-2, frame size 3, 3-poles, In=4000A up to 690V AC 50/60Hz, breaking capacity C Icu=150kA at 690V, Trip unit ETU600 LSIG Hi-Z upgrade ready , colordisplay, bluetooth and USB interface, Protection LT, ST, INST, GFx, with GF highimpedance-input N-protection required an external N-sensor, incl. trip alarm switch (1xCO), rear connection vertical, with internal voltage tap on lower stab of circuit breaker, with voltage tap module VTM680 and power supply of ETU600, able to communication, integrated metering type PMF-1 Energy Efficiency, Voltage, Active energy Ea Manual operating mechanism with mechanical closing, without Spring charging motor, Ready-to-close signal. switch, Auxiliary switches 2NO+2NC, without Closing coil (CC), manual operating mechanism with mechanical closing, without Remote trip alarm reset coil (RR), without 2nd shunt trip, without 1st Shunt trip | 446870 | 1 | Z\ | 1
3WA1340-6EG02-0AA0 |  | Fixed-mounted circuit breaker IEC 60947-2, frame size 3, 3-poles, In=4000A up to 690V AC 50/60Hz, breaking capacity C Icu=150kA at 690V, Trip unit ETU600 LSIG Hi-Z upgrade ready , colordisplay, bluetooth and USB interface, Protection LT, ST, INST, GFx, with GF highimpedance-input N-protection required an external N-sensor, incl. trip alarm switch (1xCO), rear connection horizontal, with internal voltage tap on lower stab of circuit breaker, with voltage tap module VTM680 and power supply of ETU600, able to communication, integrated metering type PMF-1 Energy Efficiency, Voltage, Active energy Ea Manual operating mechanism with mechanical closing, without Spring charging motor, Ready-to-close signal. switch, Auxiliary switches 2NO+2NC, without Closing coil (CC), manual operating mechanism with mechanical closing, without Remote trip alarm reset coil (RR), without 2nd shunt trip, without 1st Shunt trip | 435870 | 1 | Z\ | 1
3WA1340-6EG11-0AA0 |  | Fixed-mounted circuit breaker IEC 60947-2, frame size 3, 4-poles, N-pole left, In=4000A up to 690V AC 50/60Hz, breaking capacity C Icu=130kA at 690V, Trip unit ETU600 LSIG Hi-Z upgrade ready , colordisplay, bluetooth and USB interface, Protection LT, ST, INST, GFx, with GF highimpedance-input include N-protection, (internal N-sensor available), incl. trip alarm switch (1xCO), rear connection vertical, with internal voltage tap on lower stab of circuit breaker, with voltage tap module VTM680 and power supply of ETU600, able to communication, integrated metering type PMF-1 Energy Efficiency, Voltage, Active energy Ea Manual operating mechanism with mechanical closing, without Spring charging motor, Ready-to-close signal. switch, Auxiliary switches 2NO+2NC, without Closing coil (CC), manual operating mechanism with mechanical closing, without Remote trip alarm reset coil (RR), without 2nd shunt trip, without 1st Shunt trip | 575870 | 1 | Z\ | 1
3WA1340-6EG12-0AA0 |  | Fixed-mounted circuit breaker IEC 60947-2, frame size 3, 4-poles, N-pole left, In=4000A up to 690V AC 50/60Hz, breaking capacity C Icu=130kA at 690V, Trip unit ETU600 LSIG Hi-Z upgrade ready , colordisplay, bluetooth and USB interface, Protection LT, ST, INST, GFx, with GF highimpedance-input include N-protection, (internal N-sensor available), incl. trip alarm switch (1xCO), rear connection horizontal, with internal voltage tap on lower stab of circuit breaker, with voltage tap module VTM680 and power supply of ETU600, able to communication, integrated metering type PMF-1 Energy Efficiency, Voltage, Active energy Ea Manual operating mechanism with mechanical closing, without Spring charging motor, Ready-to-close signal. switch, Auxiliary switches 2NO+2NC, without Closing coil (CC), manual operating mechanism with mechanical closing, without Remote trip alarm reset coil (RR), without 2nd shunt trip, without 1st Shunt trip | 561870 | 1 | Z\ | 1
3WA1340-6EG21-0AA0 |  | fixed-mounted circuit breaker, IEC 60947-2, size 3, 4-pole, N pole on right, In=4000 A up to 690 V AC 50/60 Hz, breaking capacity C Icu=130 kA at 690 V, tripping unit ETU600 LSIG Hi-Z upgradeable, color display, Bluetooth, USB interface, basic protection LT, ST, INST, GFx, with GF high-impedance input, including protection of the N conductor (internal neutral point sensor available), trip alarm switch (1 x CO), connection at rear vertical, with internal voltage tap on lower stab of circuit breaker, with voltage tap module VTM680 and power supply of ETU600, able to communication, integrated metering type PMF-1 Energy Efficiency, Voltage, Active energy Ea Manual operating mechanism with mechanical closing, without Spring charging motor, Ready-to-close signal. switch, Auxiliary switches 2NO+2NC, without Closing coil (CC), manual operating mechanism with mechanical closing, without Remote trip alarm reset coil (RR), without 2nd shunt trip, without 1st Shunt trip | 575870 | 1 | Z\ | 1
3WA1340-6EG22-0AA0 |  | fixed-mounted circuit breaker, IEC 60947-2, size 3, 4-pole, N pole on right, In=4000 A up to 690 V AC 50/60 Hz, breaking capacity C Icu=130 kA at 690 V, tripping unit ETU600 LSIG Hi-Z upgradeable, color display, Bluetooth, USB interface, basic protection LT, ST, INST, GFx, with GF high-impedance input, including protection of the N conductor (internal neutral point sensor available), trip alarm switch (1 x CO), connection at rear horizontal with internal voltage tap on lower stab of circuit breaker, with voltage tap module VTM680 and power supply of ETU600, able to communication, integrated metering type PMF-1 Energy Efficiency, Voltage, Active energy Ea Manual operating mechanism with mechanical closing, without Spring charging motor, Ready-to-close signal. switch, Auxiliary switches 2NO+2NC, without Closing coil (CC), manual operating mechanism with mechanical closing, without Remote trip alarm reset coil (RR), without 2nd shunt trip, without 1st Shunt trip | 561870 | 1 | Z\ | 1
3WA1340-6EG31-0AA0 |  | Withdrawable circuit breaker with guide frame, IEC 60947-2, frame size 3, 3-poles, In=4000A up to 690V AC 50/60Hz, breaking capacity C Icu=150kA at 690V, Trip unit ETU600 LSIG Hi-Z upgrade ready , colordisplay, bluetooth and USB interface, Protection LT, ST, INST, GFx, with GF highimpedance-input N-protection required an external N-sensor, incl. trip alarm switch (1xCO), rear connection vertical, guide frame with shutter and w/o position signalling switch, with internal voltage tap on lower stab of circuit breaker, with voltage tap module VTM680 and power supply of ETU600, able to communication, integrated metering type PMF-1 Energy Efficiency, Voltage, Active energy Ea Manual operating mechanism with mechanical closing, without Spring charging motor, Ready-to-close signal. switch, Auxiliary switches 2NO+2NC, without Closing coil (CC), manual operating mechanism with mechanical closing, without Remote trip alarm reset coil (RR), without 2nd shunt trip, without 1st Shunt trip | 526870 | 1 | Z\ | 1
3WA1340-6EG32-0AA0 |  | Withdrawable circuit breaker with guide frame, IEC 60947-2, frame size 3, 3-poles, In=4000A up to 690V AC 50/60Hz, breaking capacity C Icu=150kA at 690V, Trip unit ETU600 LSIG Hi-Z upgrade ready , colordisplay, bluetooth and USB interface, Protection LT, ST, INST, GFx, with GF highimpedance-input N-protection required an external N-sensor, incl. trip alarm switch (1xCO), rear connection horizontal, guide frame with shutter and w/o position signalling switch, with internal voltage tap on lower stab of circuit breaker, with voltage tap module VTM680 and power supply of ETU600, able to communication, integrated metering type PMF-1 Energy Efficiency, Voltage, Active energy Ea Manual operating mechanism with mechanical closing, without Spring charging motor, Ready-to-close signal. switch, Auxiliary switches 2NO+2NC, without Closing coil (CC), manual operating mechanism with mechanical closing, without Remote trip alarm reset coil (RR), without 2nd shunt trip, without 1st Shunt trip | 513870 | 1 | Z\ | 1
3WA1340-6EG34-0AA0 |  | withdrawable circuit breaker, with guide frame, IEC 60947-2, size 3, 3-pole, In=4000 A up to 690 V AC 50/60 Hz, breaking capacity C Icu=150 kA at 690 V tripping unit ETU600 LSIG Hi-Z upgradeable, color display, Bluetooth, USB interface, basic protection LT, ST, INST, GFx, with GF high-impedance input, neutral conductor protection requires an external neutral point current sensor, trip alarm switch (1 x CO), connection at rear flange, guide frame with shutter, without position signaling switch, with internal voltage tap on lower stab of circuit breaker, with voltage tap module VTM680 and power supply of ETU600, able to communication, integrated metering type PMF-1 Energy Efficiency, Voltage, Active energy Ea Manual operating mechanism with mechanical closing, without Spring charging motor, Ready-to-close signal. switch, Auxiliary switches 2NO+2NC, without Closing coil (CC), manual operating mechanism with mechanical closing, without Remote trip alarm reset coil (RR), without 2nd shunt trip, without 1st Shunt trip | 513870 | 1 | Z\ | 1
3WA1340-6EG41-0AA0 |  | Withdrawable circuit breaker with guide frame, IEC 60947-2, frame size 3, 4-poles, N-pole left, In=4000A up to 690V AC 50/60Hz, breaking capacity C Icu=130kA at 690V, Trip unit ETU600 LSIG Hi-Z upgrade ready , colordisplay, bluetooth and USB interface, Protection LT, ST, INST, GFx, with GF highimpedance-input include N-protection, (internal N-sensor available), incl. trip alarm switch (1xCO), rear connection vertical, guide frame with shutter and w/o position signalling switch, with internal voltage tap on lower stab of circuit breaker, with voltage tap module VTM680 and power supply of ETU600, able to communication, integrated metering type PMF-1 Energy Efficiency, Voltage, Active energy Ea Manual operating mechanism with mechanical closing, without Spring charging motor, Ready-to-close signal. switch, Auxiliary switches 2NO+2NC, without Closing coil (CC), manual operating mechanism with mechanical closing, without Remote trip alarm reset coil (RR), without 2nd shunt trip, without 1st Shunt trip | 681870 | 1 | Z\ | 1
3WA1340-6EG42-0AA0 |  | Withdrawable circuit breaker with guide frame, IEC 60947-2, frame size 3, 4-poles, N-pole left, In=4000A up to 690V AC 50/60Hz, breaking capacity C Icu=130kA at 690V, Trip unit ETU600 LSIG Hi-Z upgrade ready , colordisplay, bluetooth and USB interface, Protection LT, ST, INST, GFx, with GF highimpedance-input include N-protection, (internal N-sensor available), incl. trip alarm switch (1xCO), rear connection horizontal, guide frame with shutter and w/o position signalling switch, with internal voltage tap on lower stab of circuit breaker, with voltage tap module VTM680 and power supply of ETU600, able to communication, integrated metering type PMF-1 Energy Efficiency, Voltage, Active energy Ea Manual operating mechanism with mechanical closing, without Spring charging motor, Ready-to-close signal. switch, Auxiliary switches 2NO+2NC, without Closing coil (CC), manual operating mechanism with mechanical closing, without Remote trip alarm reset coil (RR), without 2nd shunt trip, without 1st Shunt trip | 664870 | 1 | Z\ | 1
3WA1340-6EG44-0AA0 |  | withdrawable circuit breaker, with guide frame, IEC 60947-2, size 3, 4-pole, N pole on left, In=4000 A up to 690 V AC 50/60 Hz, breaking capacity C Icu=130 kA at 690 V, tripping unit ETU600 LSIG Hi-Z upgradeable, color display, Bluetooth, USB interface, basic protection LT, ST, INST, GFx, with GF high-impedance input, including protection of the N conductor (internal neutral point sensor available), trip alarm switch (1 x CO), connection at rear flange, guide frame with shutter, without position signaling switch, with internal voltage tap on lower stab of circuit breaker, with voltage tap module VTM680 and power supply of ETU600, able to communication, integrated metering type PMF-1 Energy Efficiency, Voltage, Active energy Ea Manual operating mechanism with mechanical closing, without Spring charging motor, Ready-to-close signal. switch, Auxiliary switches 2NO+2NC, without Closing coil (CC), manual operating mechanism with mechanical closing, without Remote trip alarm reset coil (RR), without 2nd shunt trip, without 1st Shunt trip | 664870 | 1 | Z\ | 1
3WA1340-6FE01-0AA0 |  | Fixed-mounted circuit breaker IEC 60947-2, frame size 3, 3-poles, In=4000A up to 690V AC 50/60Hz, breaking capacity C Icu=150kA at 690V, Trip unit ETU600 LSI upgrade ready , colordisplay, bluetooth and USB interface, Protection LT, ST, INST, N-protection required an external N-sensor, incl. trip alarm switch (1xCO), rear connection vertical, with internal voltage tap on lower stab of circuit breaker, with voltage tap module VTM680 and power supply of ETU600, able to communication, integrated metering type PMF-2 Basic Power Monitoring, Voltage, Energy, Power, Power factor, Frequency, Unbalance, Temperature, Manual operating mechanism with mechanical closing, without Spring charging motor, Ready-to-close signal. switch, Auxiliary switches 2NO+2NC, without Closing coil (CC), manual operating mechanism with mechanical closing, without Remote trip alarm reset coil (RR), without 2nd shunt trip, without 1st Shunt trip | 423700 | 1 | Z\ | 1
3WA1340-6FE02-0AA0 |  | Fixed-mounted circuit breaker IEC 60947-2, frame size 3, 3-poles, In=4000A up to 690V AC 50/60Hz, breaking capacity C Icu=150kA at 690V, Trip unit ETU600 LSI upgrade ready , colordisplay, bluetooth and USB interface, Protection LT, ST, INST, N-protection required an external N-sensor, incl. trip alarm switch (1xCO), rear connection horizontal, with internal voltage tap on lower stab of circuit breaker, with voltage tap module VTM680 and power supply of ETU600, able to communication, integrated metering type PMF-2 Basic Power Monitoring, Voltage, Energy, Power, Power factor, Frequency, Unbalance, Temperature, Manual operating mechanism with mechanical closing, without Spring charging motor, Ready-to-close signal. switch, Auxiliary switches 2NO+2NC, without Closing coil (CC), manual operating mechanism with mechanical closing, without Remote trip alarm reset coil (RR), without 2nd shunt trip, without 1st Shunt trip | 412700 | 1 | Z\ | 1
3WA1340-6FE11-0AA0 |  | Fixed-mounted circuit breaker IEC 60947-2, frame size 3, 4-poles, N-pole left, In=4000A up to 690V AC 50/60Hz, breaking capacity C Icu=130kA at 690V, Trip unit ETU600 LSI upgrade ready , colordisplay, bluetooth and USB interface, Protection LT, ST, INST, include N-protection, (internal N-sensor available), incl. trip alarm switch (1xCO), rear connection vertical, with internal voltage tap on lower stab of circuit breaker, with voltage tap module VTM680 and power supply of ETU600, able to communication, integrated metering type PMF-2 Basic Power Monitoring, Voltage, Energy, Power, Power factor, Frequency, Unbalance, Temperature, Manual operating mechanism with mechanical closing, without Spring charging motor, Ready-to-close signal. switch, Auxiliary switches 2NO+2NC, without Closing coil (CC), manual operating mechanism with mechanical closing, without Remote trip alarm reset coil (RR), without 2nd shunt trip, without 1st Shunt trip | 553700 | 1 | Z\ | 1
3WA1340-6FE12-0AA0 |  | Fixed-mounted circuit breaker IEC 60947-2, frame size 3, 4-poles, N-pole left, In=4000A up to 690V AC 50/60Hz, breaking capacity C Icu=130kA at 690V, Trip unit ETU600 LSI upgrade ready , colordisplay, bluetooth and USB interface, Protection LT, ST, INST, include N-protection, (internal N-sensor available), incl. trip alarm switch (1xCO), rear connection horizontal, with internal voltage tap on lower stab of circuit breaker, with voltage tap module VTM680 and power supply of ETU600, able to communication, integrated metering type PMF-2 Basic Power Monitoring, Voltage, Energy, Power, Power factor, Frequency, Unbalance, Temperature, Manual operating mechanism with mechanical closing, without Spring charging motor, Ready-to-close signal. switch, Auxiliary switches 2NO+2NC, without Closing coil (CC), manual operating mechanism with mechanical closing, without Remote trip alarm reset coil (RR), without 2nd shunt trip, without 1st Shunt trip | 538700 | 1 | Z\ | 1
3WA1340-6FE21-0AA0 |  | fixed-mounted circuit breaker, IEC 60947-2, size 3, 4-pole, N pole on right, In=4000 A up to 690 V AC 50/60 Hz, breaking capacity C Icu=130 kA at 690 V, tripping unit ETU600 LSI upgradeable, color display, Bluetooth, USB interface, basic protection LT, ST, INST, including protection of the N conductor (internal neutral point sensor available), trip alarm switch (1 x CO), connection at rear vertical, with internal voltage tap on lower stab of circuit breaker, with voltage tap module VTM680 and power supply of ETU600, able to communication, integrated metering type PMF-2 Basic Power Monitoring, Voltage, Energy, Power, Power factor, Frequency, Unbalance, Temperature, Manual operating mechanism with mechanical closing, without Spring charging motor, Ready-to-close signal. switch, Auxiliary switches 2NO+2NC, without Closing coil (CC), manual operating mechanism with mechanical closing, without Remote trip alarm reset coil (RR), without 2nd shunt trip, without 1st Shunt trip | 553700 | 1 | Z\ | 1
3WA1340-6FE22-0AA0 |  | fixed-mounted circuit breaker, IEC 60947-2, size 3, 4-pole, N pole on right, In=4000 A up to 690 V AC 50/60 Hz, breaking capacity C Icu=130 kA at 690 V, tripping unit ETU600 LSI upgradeable, color display, Bluetooth, USB interface, basic protection LT, ST, INST, including protection of the N conductor (internal neutral point sensor available), trip alarm switch (1 x CO), connection at rear horizontal with internal voltage tap on lower stab of circuit breaker, with voltage tap module VTM680 and power supply of ETU600, able to communication, integrated metering type PMF-2 Basic Power Monitoring, Voltage, Energy, Power, Power factor, Frequency, Unbalance, Temperature, Manual operating mechanism with mechanical closing, without Spring charging motor, Ready-to-close signal. switch, Auxiliary switches 2NO+2NC, without Closing coil (CC), manual operating mechanism with mechanical closing, without Remote trip alarm reset coil (RR), without 2nd shunt trip, without 1st Shunt trip | 538700 | 1 | Z\ | 1
3WA1340-6FE31-0AA0 |  | Withdrawable circuit breaker with guide frame, IEC 60947-2, frame size 3, 3-poles, In=4000A up to 690V AC 50/60Hz, breaking capacity C Icu=150kA at 690V, Trip unit ETU600 LSI upgrade ready , colordisplay, bluetooth and USB interface, Protection LT, ST, INST, N-protection required an external N-sensor, incl. trip alarm switch (1xCO), rear connection vertical, guide frame with shutter and w/o position signalling switch, with internal voltage tap on lower stab of circuit breaker, with voltage tap module VTM680 and power supply of ETU600, able to communication, integrated metering type PMF-2 Basic Power Monitoring, Voltage, Energy, Power, Power factor, Frequency, Unbalance, Temperature, Manual operating mechanism with mechanical closing, without Spring charging motor, Ready-to-close signal. switch, Auxiliary switches 2NO+2NC, without Closing coil (CC), manual operating mechanism with mechanical closing, without Remote trip alarm reset coil (RR), without 2nd shunt trip, without 1st Shunt trip | 503700 | 1 | Z\ | 1
3WA1340-6FE32-0AA0 |  | Withdrawable circuit breaker with guide frame, IEC 60947-2, frame size 3, 3-poles, In=4000A up to 690V AC 50/60Hz, breaking capacity C Icu=150kA at 690V, Trip unit ETU600 LSI upgrade ready , colordisplay, bluetooth and USB interface, Protection LT, ST, INST, N-protection required an external N-sensor, incl. trip alarm switch (1xCO), rear connection horizontal, guide frame with shutter and w/o position signalling switch, with internal voltage tap on lower stab of circuit breaker, with voltage tap module VTM680 and power supply of ETU600, able to communication, integrated metering type PMF-2 Basic Power Monitoring, Voltage, Energy, Power, Power factor, Frequency, Unbalance, Temperature, Manual operating mechanism with mechanical closing, without Spring charging motor, Ready-to-close signal. switch, Auxiliary switches 2NO+2NC, without Closing coil (CC), manual operating mechanism with mechanical closing, without Remote trip alarm reset coil (RR), without 2nd shunt trip, without 1st Shunt trip | 490700 | 1 | Z\ | 1
3WA1340-6FE34-0AA0 |  | withdrawable circuit breaker, with guide frame, IEC 60947-2, size 3, 3-pole, In=4000 A up to 690 V AC 50/60 Hz, breaking capacity C Icu=150 kA at 690 V tripping unit ETU600 LSI upgradeable, color display, Bluetooth, USB interface, basic protection LT, ST, INST, neutral conductor protection requires an external neutral point current sensor, trip alarm switch (1 x CO), connection at rear flange, guide frame with shutter, without position signaling switch, with internal voltage tap on lower stab of circuit breaker, with voltage tap module VTM680 and power supply of ETU600, able to communication, integrated metering type PMF-2 Basic Power Monitoring, Voltage, Energy, Power, Power factor, Frequency, Unbalance, Temperature, Manual operating mechanism with mechanical closing, without Spring charging motor, Ready-to-close signal. switch, Auxiliary switches 2NO+2NC, without Closing coil (CC), manual operating mechanism with mechanical closing, without Remote trip alarm reset coil (RR), without 2nd shunt trip, without 1st Shunt trip | 490700 | 1 | Z\ | 1
3WA1340-6FE41-0AA0 |  | Withdrawable circuit breaker with guide frame, IEC 60947-2, frame size 3, 4-poles, N-pole left, In=4000A up to 690V AC 50/60Hz, breaking capacity C Icu=130kA at 690V, Trip unit ETU600 LSI upgrade ready , colordisplay, bluetooth and USB interface, Protection LT, ST, INST, include N-protection, (internal N-sensor available), incl. trip alarm switch (1xCO), rear connection vertical, guide frame with shutter and w/o position signalling switch, with internal voltage tap on lower stab of circuit breaker, with voltage tap module VTM680 and power supply of ETU600, able to communication, integrated metering type PMF-2 Basic Power Monitoring, Voltage, Energy, Power, Power factor, Frequency, Unbalance, Temperature, Manual operating mechanism with mechanical closing, without Spring charging motor, Ready-to-close signal. switch, Auxiliary switches 2NO+2NC, without Closing coil (CC), manual operating mechanism with mechanical closing, without Remote trip alarm reset coil (RR), without 2nd shunt trip, without 1st Shunt trip | 658700 | 1 | Z\ | 1
3WA1340-6FE42-0AA0 |  | Withdrawable circuit breaker with guide frame, IEC 60947-2, frame size 3, 4-poles, N-pole left, In=4000A up to 690V AC 50/60Hz, breaking capacity C Icu=130kA at 690V, Trip unit ETU600 LSI upgrade ready , colordisplay, bluetooth and USB interface, Protection LT, ST, INST, include N-protection, (internal N-sensor available), incl. trip alarm switch (1xCO), rear connection horizontal, guide frame with shutter and w/o position signalling switch, with internal voltage tap on lower stab of circuit breaker, with voltage tap module VTM680 and power supply of ETU600, able to communication, integrated metering type PMF-2 Basic Power Monitoring, Voltage, Energy, Power, Power factor, Frequency, Unbalance, Temperature, Manual operating mechanism with mechanical closing, without Spring charging motor, Ready-to-close signal. switch, Auxiliary switches 2NO+2NC, without Closing coil (CC), manual operating mechanism with mechanical closing, without Remote trip alarm reset coil (RR), without 2nd shunt trip, without 1st Shunt trip | 641700 | 1 | Z\ | 1
3WA1340-6FE44-0AA0 |  | withdrawable circuit breaker, with guide frame, IEC 60947-2, size 3, 4-pole, N pole on left, In=4000 A up to 690 V AC 50/60 Hz, breaking capacity C Icu=130 kA at 690 V, tripping unit ETU600 LSI upgradeable, color display, Bluetooth, USB interface, basic protection LT, ST, INST, including protection of the N conductor (internal neutral point sensor available), trip alarm switch (1 x CO), connection at rear flange, guide frame with shutter, without position signaling switch, with internal voltage tap on lower stab of circuit breaker, with voltage tap module VTM680 and power supply of ETU600, able to communication, integrated metering type PMF-2 Basic Power Monitoring, Voltage, Energy, Power, Power factor, Frequency, Unbalance, Temperature, Manual operating mechanism with mechanical closing, without Spring charging motor, Ready-to-close signal. switch, Auxiliary switches 2NO+2NC, without Closing coil (CC), manual operating mechanism with mechanical closing, without Remote trip alarm reset coil (RR), without 2nd shunt trip, without 1st Shunt trip | 641700 | 1 | Z\ | 1
3WA1340-6FF01-0AA0 |  | Fixed-mounted circuit breaker IEC 60947-2, frame size 3, 3-poles, In=4000A up to 690V AC 50/60Hz, breaking capacity C Icu=150kA at 690V, Trip unit ETU600 LSIG upgrade ready , colordisplay, bluetooth and USB interface, Protection LT, ST, INST, GFx, N-protection required an external N-sensor, incl. trip alarm switch (1xCO), rear connection vertical, with internal voltage tap on lower stab of circuit breaker, with voltage tap module VTM680 and power supply of ETU600, able to communication, integrated metering type PMF-2 Basic Power Monitoring, Voltage, Energy, Power, Power factor, Frequency, Unbalance, Temperature, Manual operating mechanism with mechanical closing, without Spring charging motor, Ready-to-close signal. switch, Auxiliary switches 2NO+2NC, without Closing coil (CC), manual operating mechanism with mechanical closing, without Remote trip alarm reset coil (RR), without 2nd shunt trip, without 1st Shunt trip | 433700 | 1 | Z\ | 1
3WA1340-6FF02-0AA0 |  | Fixed-mounted circuit breaker IEC 60947-2, frame size 3, 3-poles, In=4000A up to 690V AC 50/60Hz, breaking capacity C Icu=150kA at 690V, Trip unit ETU600 LSIG upgrade ready , colordisplay, bluetooth and USB interface, Protection LT, ST, INST, GFx, N-protection required an external N-sensor, incl. trip alarm switch (1xCO), rear connection horizontal, with internal voltage tap on lower stab of circuit breaker, with voltage tap module VTM680 and power supply of ETU600, able to communication, integrated metering type PMF-2 Basic Power Monitoring, Voltage, Energy, Power, Power factor, Frequency, Unbalance, Temperature, Manual operating mechanism with mechanical closing, without Spring charging motor, Ready-to-close signal. switch, Auxiliary switches 2NO+2NC, without Closing coil (CC), manual operating mechanism with mechanical closing, without Remote trip alarm reset coil (RR), without 2nd shunt trip, without 1st Shunt trip | 423700 | 1 | Z\ | 1
3WA1340-6FF11-0AA0 |  | Fixed-mounted circuit breaker IEC 60947-2, frame size 3, 4-poles, N-pole left, In=4000A up to 690V AC 50/60Hz, breaking capacity C Icu=130kA at 690V, Trip unit ETU600 LSIG upgrade ready , colordisplay, bluetooth and USB interface, Protection LT, ST, INST, GFx, include N-protection, (internal N-sensor available), incl. trip alarm switch (1xCO), rear connection vertical, with internal voltage tap on lower stab of circuit breaker, with voltage tap module VTM680 and power supply of ETU600, able to communication, integrated metering type PMF-2 Basic Power Monitoring, Voltage, Energy, Power, Power factor, Frequency, Unbalance, Temperature, Manual operating mechanism with mechanical closing, without Spring charging motor, Ready-to-close signal. switch, Auxiliary switches 2NO+2NC, without Closing coil (CC), manual operating mechanism with mechanical closing, without Remote trip alarm reset coil (RR), without 2nd shunt trip, without 1st Shunt trip | 563700 | 1 | Z\ | 1
3WA1340-6FF12-0AA0 |  | Fixed-mounted circuit breaker IEC 60947-2, frame size 3, 4-poles, N-pole left, In=4000A up to 690V AC 50/60Hz, breaking capacity C Icu=130kA at 690V, Trip unit ETU600 LSIG upgrade ready , colordisplay, bluetooth and USB interface, Protection LT, ST, INST, GFx, include N-protection, (internal N-sensor available), incl. trip alarm switch (1xCO), rear connection horizontal, with internal voltage tap on lower stab of circuit breaker, with voltage tap module VTM680 and power supply of ETU600, able to communication, integrated metering type PMF-2 Basic Power Monitoring, Voltage, Energy, Power, Power factor, Frequency, Unbalance, Temperature, Manual operating mechanism with mechanical closing, without Spring charging motor, Ready-to-close signal. switch, Auxiliary switches 2NO+2NC, without Closing coil (CC), manual operating mechanism with mechanical closing, without Remote trip alarm reset coil (RR), without 2nd shunt trip, without 1st Shunt trip | 549700 | 1 | Z\ | 1
3WA1340-6FF21-0AA0 |  | fixed-mounted circuit breaker, IEC 60947-2, size 3, 4-pole, N pole on right, In=4000 A up to 690 V AC 50/60 Hz, breaking capacity C Icu=130 kA at 690 V, tripping unit ETU600 LSIG upgradeable, color display, Bluetooth, USB interface, basic protection LT, ST, INST, GFx, including protection of the N conductor (internal neutral point sensor available), trip alarm switch (1 x CO), connection at rear vertical, with internal voltage tap on lower stab of circuit breaker, with voltage tap module VTM680 and power supply of ETU600, able to communication, integrated metering type PMF-2 Basic Power Monitoring, Voltage, Energy, Power, Power factor, Frequency, Unbalance, Temperature, Manual operating mechanism with mechanical closing, without Spring charging motor, Ready-to-close signal. switch, Auxiliary switches 2NO+2NC, without Closing coil (CC), manual operating mechanism with mechanical closing, without Remote trip alarm reset coil (RR), without 2nd shunt trip, without 1st Shunt trip | 563700 | 1 | Z\ | 1
3WA1340-6FF22-0AA0 |  | fixed-mounted circuit breaker, IEC 60947-2, size 3, 4-pole, N pole on right, In=4000 A up to 690 V AC 50/60 Hz, breaking capacity C Icu=130 kA at 690 V, tripping unit ETU600 LSIG upgradeable, color display, Bluetooth, USB interface, basic protection LT, ST, INST, GFx, including protection of the N conductor (internal neutral point sensor available), trip alarm switch (1 x CO), connection at rear horizontal with internal voltage tap on lower stab of circuit breaker, with voltage tap module VTM680 and power supply of ETU600, able to communication, integrated metering type PMF-2 Basic Power Monitoring, Voltage, Energy, Power, Power factor, Frequency, Unbalance, Temperature, Manual operating mechanism with mechanical closing, without Spring charging motor, Ready-to-close signal. switch, Auxiliary switches 2NO+2NC, without Closing coil (CC), manual operating mechanism with mechanical closing, without Remote trip alarm reset coil (RR), without 2nd shunt trip, without 1st Shunt trip | 549700 | 1 | Z\ | 1
3WA1340-6FF31-0AA0 |  | Withdrawable circuit breaker with guide frame, IEC 60947-2, frame size 3, 3-poles, In=4000A up to 690V AC 50/60Hz, breaking capacity C Icu=150kA at 690V, Trip unit ETU600 LSIG upgrade ready , colordisplay, bluetooth and USB interface, Protection LT, ST, INST, GFx, N-protection required an external N-sensor, incl. trip alarm switch (1xCO), rear connection vertical, guide frame with shutter and w/o position signalling switch, with internal voltage tap on lower stab of circuit breaker, with voltage tap module VTM680 and power supply of ETU600, able to communication, integrated metering type PMF-2 Basic Power Monitoring, Voltage, Energy, Power, Power factor, Frequency, Unbalance, Temperature, Manual operating mechanism with mechanical closing, without Spring charging motor, Ready-to-close signal. switch, Auxiliary switches 2NO+2NC, without Closing coil (CC), manual operating mechanism with mechanical closing, without Remote trip alarm reset coil (RR), without 2nd shunt trip, without 1st Shunt trip | 513700 | 1 | Z\ | 1
3WA1340-6FF32-0AA0 |  | Withdrawable circuit breaker with guide frame, IEC 60947-2, frame size 3, 3-poles, In=4000A up to 690V AC 50/60Hz, breaking capacity C Icu=150kA at 690V, Trip unit ETU600 LSIG upgrade ready , colordisplay, bluetooth and USB interface, Protection LT, ST, INST, GFx, N-protection required an external N-sensor, incl. trip alarm switch (1xCO), rear connection horizontal, guide frame with shutter and w/o position signalling switch, with internal voltage tap on lower stab of circuit breaker, with voltage tap module VTM680 and power supply of ETU600, able to communication, integrated metering type PMF-2 Basic Power Monitoring, Voltage, Energy, Power, Power factor, Frequency, Unbalance, Temperature, Manual operating mechanism with mechanical closing, without Spring charging motor, Ready-to-close signal. switch, Auxiliary switches 2NO+2NC, without Closing coil (CC), manual operating mechanism with mechanical closing, without Remote trip alarm reset coil (RR), without 2nd shunt trip, without 1st Shunt trip | 501700 | 1 | Z\ | 1
3WA1340-6FF34-0AA0 |  | withdrawable circuit breaker, with guide frame, IEC 60947-2, size 3, 3-pole, In=4000 A up to 690 V AC 50/60 Hz, breaking capacity C Icu=150 kA at 690 V tripping unit ETU600 LSIG upgradeable, color display, Bluetooth, USB interface, basic protection LT, ST, INST, GFx, neutral conductor protection requires an external neutral point current sensor, trip alarm switch (1 x CO), connection at rear flange, guide frame with shutter, without position signaling switch, with internal voltage tap on lower stab of circuit breaker, with voltage tap module VTM680 and power supply of ETU600, able to communication, integrated metering type PMF-2 Basic Power Monitoring, Voltage, Energy, Power, Power factor, Frequency, Unbalance, Temperature, Manual operating mechanism with mechanical closing, without Spring charging motor, Ready-to-close signal. switch, Auxiliary switches 2NO+2NC, without Closing coil (CC), manual operating mechanism with mechanical closing, without Remote trip alarm reset coil (RR), without 2nd shunt trip, without 1st Shunt trip | 501700 | 1 | Z\ | 1
3WA1340-6FF41-0AA0 |  | Withdrawable circuit breaker with guide frame, IEC 60947-2, frame size 3, 4-poles, N-pole left, In=4000A up to 690V AC 50/60Hz, breaking capacity C Icu=130kA at 690V, Trip unit ETU600 LSIG upgrade ready , colordisplay, bluetooth and USB interface, Protection LT, ST, INST, GFx, include N-protection, (internal N-sensor available), incl. trip alarm switch (1xCO), rear connection vertical, guide frame with shutter and w/o position signalling switch, with internal voltage tap on lower stab of circuit breaker, with voltage tap module VTM680 and power supply of ETU600, able to communication, integrated metering type PMF-2 Basic Power Monitoring, Voltage, Energy, Power, Power factor, Frequency, Unbalance, Temperature, Manual operating mechanism with mechanical closing, without Spring charging motor, Ready-to-close signal. switch, Auxiliary switches 2NO+2NC, without Closing coil (CC), manual operating mechanism with mechanical closing, without Remote trip alarm reset coil (RR), without 2nd shunt trip, without 1st Shunt trip | 669700 | 1 | Z\ | 1
3WA1340-6FF42-0AA0 |  | Withdrawable circuit breaker with guide frame, IEC 60947-2, frame size 3, 4-poles, N-pole left, In=4000A up to 690V AC 50/60Hz, breaking capacity C Icu=130kA at 690V, Trip unit ETU600 LSIG upgrade ready , colordisplay, bluetooth and USB interface, Protection LT, ST, INST, GFx, include N-protection, (internal N-sensor available), incl. trip alarm switch (1xCO), rear connection horizontal, guide frame with shutter and w/o position signalling switch, with internal voltage tap on lower stab of circuit breaker, with voltage tap module VTM680 and power supply of ETU600, able to communication, integrated metering type PMF-2 Basic Power Monitoring, Voltage, Energy, Power, Power factor, Frequency, Unbalance, Temperature, Manual operating mechanism with mechanical closing, without Spring charging motor, Ready-to-close signal. switch, Auxiliary switches 2NO+2NC, without Closing coil (CC), manual operating mechanism with mechanical closing, without Remote trip alarm reset coil (RR), without 2nd shunt trip, without 1st Shunt trip | 652700 | 1 | Z\ | 1
3WA1340-6FF44-0AA0 |  | withdrawable circuit breaker, with guide frame, IEC 60947-2, size 3, 4-pole, N pole on left, In=4000 A up to 690 V AC 50/60 Hz, breaking capacity C Icu=130 kA at 690 V, tripping unit ETU600 LSIG upgradeable, color display, Bluetooth, USB interface, basic protection LT, ST, INST, GFx, including protection of the N conductor (internal neutral point sensor available), trip alarm switch (1 x CO), connection at rear flange, guide frame with shutter, without position signaling switch, with internal voltage tap on lower stab of circuit breaker, with voltage tap module VTM680 and power supply of ETU600, able to communication, integrated metering type PMF-2 Basic Power Monitoring, Voltage, Energy, Power, Power factor, Frequency, Unbalance, Temperature, Manual operating mechanism with mechanical closing, without Spring charging motor, Ready-to-close signal. switch, Auxiliary switches 2NO+2NC, without Closing coil (CC), manual operating mechanism with mechanical closing, without Remote trip alarm reset coil (RR), without 2nd shunt trip, without 1st Shunt trip | 652700 | 1 | Z\ | 1
3WA1340-6FG01-0AA0 |  | Fixed-mounted circuit breaker IEC 60947-2, frame size 3, 3-poles, In=4000A up to 690V AC 50/60Hz, breaking capacity C Icu=150kA at 690V, Trip unit ETU600 LSIG Hi-Z upgrade ready , colordisplay, bluetooth and USB interface, Protection LT, ST, INST, GFx, with GF highimpedance-input N-protection required an external N-sensor, incl. trip alarm switch (1xCO), rear connection vertical, with internal voltage tap on lower stab of circuit breaker, with voltage tap module VTM680 and power supply of ETU600, able to communication, integrated metering type PMF-2 Basic Power Monitoring, Voltage, Energy, Power, Power factor, Frequency, Unbalance, Temperature, Manual operating mechanism with mechanical closing, without Spring charging motor, Ready-to-close signal. switch, Auxiliary switches 2NO+2NC, without Closing coil (CC), manual operating mechanism with mechanical closing, without Remote trip alarm reset coil (RR), without 2nd shunt trip, without 1st Shunt trip | 455700 | 1 | Z\ | 1
3WA1340-6FG02-0AA0 |  | Fixed-mounted circuit breaker IEC 60947-2, frame size 3, 3-poles, In=4000A up to 690V AC 50/60Hz, breaking capacity C Icu=150kA at 690V, Trip unit ETU600 LSIG Hi-Z upgrade ready , colordisplay, bluetooth and USB interface, Protection LT, ST, INST, GFx, with GF highimpedance-input N-protection required an external N-sensor, incl. trip alarm switch (1xCO), rear connection horizontal, with internal voltage tap on lower stab of circuit breaker, with voltage tap module VTM680 and power supply of ETU600, able to communication, integrated metering type PMF-2 Basic Power Monitoring, Voltage, Energy, Power, Power factor, Frequency, Unbalance, Temperature, Manual operating mechanism with mechanical closing, without Spring charging motor, Ready-to-close signal. switch, Auxiliary switches 2NO+2NC, without Closing coil (CC), manual operating mechanism with mechanical closing, without Remote trip alarm reset coil (RR), without 2nd shunt trip, without 1st Shunt trip | 444700 | 1 | Z\ | 1
3WA1340-6FG11-0AA0 |  | Fixed-mounted circuit breaker IEC 60947-2, frame size 3, 4-poles, N-pole left, In=4000A up to 690V AC 50/60Hz, breaking capacity C Icu=130kA at 690V, Trip unit ETU600 LSIG Hi-Z upgrade ready , colordisplay, bluetooth and USB interface, Protection LT, ST, INST, GFx, with GF highimpedance-input include N-protection, (internal N-sensor available), incl. trip alarm switch (1xCO), rear connection vertical, with internal voltage tap on lower stab of circuit breaker, with voltage tap module VTM680 and power supply of ETU600, able to communication, integrated metering type PMF-2 Basic Power Monitoring, Voltage, Energy, Power, Power factor, Frequency, Unbalance, Temperature, Manual operating mechanism with mechanical closing, without Spring charging motor, Ready-to-close signal. switch, Auxiliary switches 2NO+2NC, without Closing coil (CC), manual operating mechanism with mechanical closing, without Remote trip alarm reset coil (RR), without 2nd shunt trip, without 1st Shunt trip | 584700 | 1 | Z\ | 1
3WA1340-6FG12-0AA0 |  | Fixed-mounted circuit breaker IEC 60947-2, frame size 3, 4-poles, N-pole left, In=4000A up to 690V AC 50/60Hz, breaking capacity C Icu=130kA at 690V, Trip unit ETU600 LSIG Hi-Z upgrade ready , colordisplay, bluetooth and USB interface, Protection LT, ST, INST, GFx, with GF highimpedance-input include N-protection, (internal N-sensor available), incl. trip alarm switch (1xCO), rear connection horizontal, with internal voltage tap on lower stab of circuit breaker, with voltage tap module VTM680 and power supply of ETU600, able to communication, integrated metering type PMF-2 Basic Power Monitoring, Voltage, Energy, Power, Power factor, Frequency, Unbalance, Temperature, Manual operating mechanism with mechanical closing, without Spring charging motor, Ready-to-close signal. switch, Auxiliary switches 2NO+2NC, without Closing coil (CC), manual operating mechanism with mechanical closing, without Remote trip alarm reset coil (RR), without 2nd shunt trip, without 1st Shunt trip | 570700 | 1 | Z\ | 1
3WA1340-6FG21-0AA0 |  | fixed-mounted circuit breaker, IEC 60947-2, size 3, 4-pole, N pole on right, In=4000 A up to 690 V AC 50/60 Hz, breaking capacity C Icu=130 kA at 690 V, tripping unit ETU600 LSIG Hi-Z upgradeable, color display, Bluetooth, USB interface, basic protection LT, ST, INST, GFx, with GF high-impedance input, including protection of the N conductor (internal neutral point sensor available), trip alarm switch (1 x CO), connection at rear vertical, with internal voltage tap on lower stab of circuit breaker, with voltage tap module VTM680 and power supply of ETU600, able to communication, integrated metering type PMF-2 Basic Power Monitoring, Voltage, Energy, Power, Power factor, Frequency, Unbalance, Temperature, Manual operating mechanism with mechanical closing, without Spring charging motor, Ready-to-close signal. switch, Auxiliary switches 2NO+2NC, without Closing coil (CC), manual operating mechanism with mechanical closing, without Remote trip alarm reset coil (RR), without 2nd shunt trip, without 1st Shunt trip | 584700 | 1 | Z\ | 1
3WA1340-6FG22-0AA0 |  | fixed-mounted circuit breaker, IEC 60947-2, size 3, 4-pole, N pole on right, In=4000 A up to 690 V AC 50/60 Hz, breaking capacity C Icu=130 kA at 690 V, tripping unit ETU600 LSIG Hi-Z upgradeable, color display, Bluetooth, USB interface, basic protection LT, ST, INST, GFx, with GF high-impedance input, including protection of the N conductor (internal neutral point sensor available), trip alarm switch (1 x CO), connection at rear horizontal with internal voltage tap on lower stab of circuit breaker, with voltage tap module VTM680 and power supply of ETU600, able to communication, integrated metering type PMF-2 Basic Power Monitoring, Voltage, Energy, Power, Power factor, Frequency, Unbalance, Temperature, Manual operating mechanism with mechanical closing, without Spring charging motor, Ready-to-close signal. switch, Auxiliary switches 2NO+2NC, without Closing coil (CC), manual operating mechanism with mechanical closing, without Remote trip alarm reset coil (RR), without 2nd shunt trip, without 1st Shunt trip | 570700 | 1 | Z\ | 1
3WA1340-6FG31-0AA0 |  | Withdrawable circuit breaker with guide frame, IEC 60947-2, frame size 3, 3-poles, In=4000A up to 690V AC 50/60Hz, breaking capacity C Icu=150kA at 690V, Trip unit ETU600 LSIG Hi-Z upgrade ready , colordisplay, bluetooth and USB interface, Protection LT, ST, INST, GFx, with GF highimpedance-input N-protection required an external N-sensor, incl. trip alarm switch (1xCO), rear connection vertical, guide frame with shutter and w/o position signalling switch, with internal voltage tap on lower stab of circuit breaker, with voltage tap module VTM680 and power supply of ETU600, able to communication, integrated metering type PMF-2 Basic Power Monitoring, Voltage, Energy, Power, Power factor, Frequency, Unbalance, Temperature, Manual operating mechanism with mechanical closing, without Spring charging motor, Ready-to-close signal. switch, Auxiliary switches 2NO+2NC, without Closing coil (CC), manual operating mechanism with mechanical closing, without Remote trip alarm reset coil (RR), without 2nd shunt trip, without 1st Shunt trip | 535700 | 1 | Z\ | 1
3WA1340-6FG32-0AA0 |  | Withdrawable circuit breaker with guide frame, IEC 60947-2, frame size 3, 3-poles, In=4000A up to 690V AC 50/60Hz, breaking capacity C Icu=150kA at 690V, Trip unit ETU600 LSIG Hi-Z upgrade ready , colordisplay, bluetooth and USB interface, Protection LT, ST, INST, GFx, with GF highimpedance-input N-protection required an external N-sensor, incl. trip alarm switch (1xCO), rear connection horizontal, guide frame with shutter and w/o position signalling switch, with internal voltage tap on lower stab of circuit breaker, with voltage tap module VTM680 and power supply of ETU600, able to communication, integrated metering type PMF-2 Basic Power Monitoring, Voltage, Energy, Power, Power factor, Frequency, Unbalance, Temperature, Manual operating mechanism with mechanical closing, without Spring charging motor, Ready-to-close signal. switch, Auxiliary switches 2NO+2NC, without Closing coil (CC), manual operating mechanism with mechanical closing, without Remote trip alarm reset coil (RR), without 2nd shunt trip, without 1st Shunt trip | 522700 | 1 | Z\ | 1
3WA1340-6FG34-0AA0 |  | withdrawable circuit breaker, with guide frame, IEC 60947-2, size 3, 3-pole, In=4000 A up to 690 V AC 50/60 Hz, breaking capacity C Icu=150 kA at 690 V tripping unit ETU600 LSIG Hi-Z upgradeable, color display, Bluetooth, USB interface, basic protection LT, ST, INST, GFx, with GF high-impedance input, neutral conductor protection requires an external neutral point current sensor, trip alarm switch (1 x CO), connection at rear flange, guide frame with shutter, without position signaling switch, with internal voltage tap on lower stab of circuit breaker, with voltage tap module VTM680 and power supply of ETU600, able to communication, integrated metering type PMF-2 Basic Power Monitoring, Voltage, Energy, Power, Power factor, Frequency, Unbalance, Temperature, Manual operating mechanism with mechanical closing, without Spring charging motor, Ready-to-close signal. switch, Auxiliary switches 2NO+2NC, without Closing coil (CC), manual operating mechanism with mechanical closing, without Remote trip alarm reset coil (RR), without 2nd shunt trip, without 1st Shunt trip | 522700 | 1 | Z\ | 1
3WA1340-6FG41-0AA0 |  | Withdrawable circuit breaker with guide frame, IEC 60947-2, frame size 3, 4-poles, N-pole left, In=4000A up to 690V AC 50/60Hz, breaking capacity C Icu=130kA at 690V, Trip unit ETU600 LSIG Hi-Z upgrade ready , colordisplay, bluetooth and USB interface, Protection LT, ST, INST, GFx, with GF highimpedance-input include N-protection, (internal N-sensor available), incl. trip alarm switch (1xCO), rear connection vertical, guide frame with shutter and w/o position signalling switch, with internal voltage tap on lower stab of circuit breaker, with voltage tap module VTM680 and power supply of ETU600, able to communication, integrated metering type PMF-2 Basic Power Monitoring, Voltage, Energy, Power, Power factor, Frequency, Unbalance, Temperature, Manual operating mechanism with mechanical closing, without Spring charging motor, Ready-to-close signal. switch, Auxiliary switches 2NO+2NC, without Closing coil (CC), manual operating mechanism with mechanical closing, without Remote trip alarm reset coil (RR), without 2nd shunt trip, without 1st Shunt trip | 690700 | 1 | Z\ | 1
3WA1340-6FG42-0AA0 |  | Withdrawable circuit breaker with guide frame, IEC 60947-2, frame size 3, 4-poles, N-pole left, In=4000A up to 690V AC 50/60Hz, breaking capacity C Icu=130kA at 690V, Trip unit ETU600 LSIG Hi-Z upgrade ready , colordisplay, bluetooth and USB interface, Protection LT, ST, INST, GFx, with GF highimpedance-input include N-protection, (internal N-sensor available), incl. trip alarm switch (1xCO), rear connection horizontal, guide frame with shutter and w/o position signalling switch, with internal voltage tap on lower stab of circuit breaker, with voltage tap module VTM680 and power supply of ETU600, able to communication, integrated metering type PMF-2 Basic Power Monitoring, Voltage, Energy, Power, Power factor, Frequency, Unbalance, Temperature, Manual operating mechanism with mechanical closing, without Spring charging motor, Ready-to-close signal. switch, Auxiliary switches 2NO+2NC, without Closing coil (CC), manual operating mechanism with mechanical closing, without Remote trip alarm reset coil (RR), without 2nd shunt trip, without 1st Shunt trip | 673700 | 1 | Z\ | 1
3WA1340-6FG44-0AA0 |  | withdrawable circuit breaker, with guide frame, IEC 60947-2, size 3, 4-pole, N pole on left, In=4000 A up to 690 V AC 50/60 Hz, breaking capacity C Icu=130 kA at 690 V, tripping unit ETU600 LSIG Hi-Z upgradeable, color display, Bluetooth, USB interface, basic protection LT, ST, INST, GFx, with GF high-impedance input, including protection of the N conductor (internal neutral point sensor available), trip alarm switch (1 x CO), connection at rear flange, guide frame with shutter, without position signaling switch, with internal voltage tap on lower stab of circuit breaker, with voltage tap module VTM680 and power supply of ETU600, able to communication, integrated metering type PMF-2 Basic Power Monitoring, Voltage, Energy, Power, Power factor, Frequency, Unbalance, Temperature, Manual operating mechanism with mechanical closing, without Spring charging motor, Ready-to-close signal. switch, Auxiliary switches 2NO+2NC, without Closing coil (CC), manual operating mechanism with mechanical closing, without Remote trip alarm reset coil (RR), without 2nd shunt trip, without 1st Shunt trip | 673700 | 1 | Z\ | 1
3WA1340-6GE01-0AA0 |  | Fixed-mounted circuit breaker IEC 60947-2, frame size 3, 3-poles, In=4000A up to 690V AC 50/60Hz, breaking capacity C Icu=150kA at 690V, Trip unit ETU600 LSI upgrade ready , colordisplay, bluetooth and USB interface, Protection LT, ST, INST, N-protection required an external N-sensor, incl. trip alarm switch (1xCO), rear connection vertical, with internal voltage tap on lower stab of circuit breaker, with voltage tap module VTM680 and power supply of ETU600, able to communication, integrated metering type PMF-3 Advanced Power Monitor., Voltage, Energy, Power, Power factor, Frequency, Unbalance, Temperature, Power quality, Manual operating mechanism with mechanical closing, without Spring charging motor, Ready-to-close signal. switch, Auxiliary switches 2NO+2NC, without Closing coil (CC), manual operating mechanism with mechanical closing, without Remote trip alarm reset coil (RR), without 2nd shunt trip, without 1st Shunt trip | 430100 | 1 | Z\ | 1
3WA1340-6GE02-0AA0 |  | Fixed-mounted circuit breaker IEC 60947-2, frame size 3, 3-poles, In=4000A up to 690V AC 50/60Hz, breaking capacity C Icu=150kA at 690V, Trip unit ETU600 LSI upgrade ready , colordisplay, bluetooth and USB interface, Protection LT, ST, INST, N-protection required an external N-sensor, incl. trip alarm switch (1xCO), rear connection horizontal, with internal voltage tap on lower stab of circuit breaker, with voltage tap module VTM680 and power supply of ETU600, able to communication, integrated metering type PMF-3 Advanced Power Monitor., Voltage, Energy, Power, Power factor, Frequency, Unbalance, Temperature, Power quality, Manual operating mechanism with mechanical closing, without Spring charging motor, Ready-to-close signal. switch, Auxiliary switches 2NO+2NC, without Closing coil (CC), manual operating mechanism with mechanical closing, without Remote trip alarm reset coil (RR), without 2nd shunt trip, without 1st Shunt trip | 419100 | 1 | Z\ | 1
3WA1340-6GE11-0AA0 |  | Fixed-mounted circuit breaker IEC 60947-2, frame size 3, 4-poles, N-pole left, In=4000A up to 690V AC 50/60Hz, breaking capacity C Icu=130kA at 690V, Trip unit ETU600 LSI upgrade ready , colordisplay, bluetooth and USB interface, Protection LT, ST, INST, include N-protection, (internal N-sensor available), incl. trip alarm switch (1xCO), rear connection vertical, with internal voltage tap on lower stab of circuit breaker, with voltage tap module VTM680 and power supply of ETU600, able to communication, integrated metering type PMF-3 Advanced Power Monitor., Voltage, Energy, Power, Power factor, Frequency, Unbalance, Temperature, Power quality, Manual operating mechanism with mechanical closing, without Spring charging motor, Ready-to-close signal. switch, Auxiliary switches 2NO+2NC, without Closing coil (CC), manual operating mechanism with mechanical closing, without Remote trip alarm reset coil (RR), without 2nd shunt trip, without 1st Shunt trip | 560100 | 1 | Z\ | 1
3WA1340-6GE12-0AA0 |  | Fixed-mounted circuit breaker IEC 60947-2, frame size 3, 4-poles, N-pole left, In=4000A up to 690V AC 50/60Hz, breaking capacity C Icu=130kA at 690V, Trip unit ETU600 LSI upgrade ready , colordisplay, bluetooth and USB interface, Protection LT, ST, INST, include N-protection, (internal N-sensor available), incl. trip alarm switch (1xCO), rear connection horizontal, with internal voltage tap on lower stab of circuit breaker, with voltage tap module VTM680 and power supply of ETU600, able to communication, integrated metering type PMF-3 Advanced Power Monitor., Voltage, Energy, Power, Power factor, Frequency, Unbalance, Temperature, Power quality, Manual operating mechanism with mechanical closing, without Spring charging motor, Ready-to-close signal. switch, Auxiliary switches 2NO+2NC, without Closing coil (CC), manual operating mechanism with mechanical closing, without Remote trip alarm reset coil (RR), without 2nd shunt trip, without 1st Shunt trip | 545100 | 1 | Z\ | 1
3WA1340-6GE21-0AA0 |  | fixed-mounted circuit breaker, IEC 60947-2, size 3, 4-pole, N pole on right, In=4000 A up to 690 V AC 50/60 Hz, breaking capacity C Icu=130 kA at 690 V, tripping unit ETU600 LSI upgradeable, color display, Bluetooth, USB interface, basic protection LT, ST, INST, including protection of the N conductor (internal neutral point sensor available), trip alarm switch (1 x CO), connection at rear vertical, with internal voltage tap on lower stab of circuit breaker, with voltage tap module VTM680 and power supply of ETU600, able to communication, integrated metering type PMF-3 Advanced Power Monitor., Voltage, Energy, Power, Power factor, Frequency, Unbalance, Temperature, Power quality, Manual operating mechanism with mechanical closing, without Spring charging motor, Ready-to-close signal. switch, Auxiliary switches 2NO+2NC, without Closing coil (CC), manual operating mechanism with mechanical closing, without Remote trip alarm reset coil (RR), without 2nd shunt trip, without 1st Shunt trip | 560100 | 1 | Z\ | 1
3WA1340-6GE22-0AA0 |  | fixed-mounted circuit breaker, IEC 60947-2, size 3, 4-pole, N pole on right, In=4000 A up to 690 V AC 50/60 Hz, breaking capacity C Icu=130 kA at 690 V, tripping unit ETU600 LSI upgradeable, color display, Bluetooth, USB interface, basic protection LT, ST, INST, including protection of the N conductor (internal neutral point sensor available), trip alarm switch (1 x CO), connection at rear horizontal with internal voltage tap on lower stab of circuit breaker, with voltage tap module VTM680 and power supply of ETU600, able to communication, integrated metering type PMF-3 Advanced Power Monitor., Voltage, Energy, Power, Power factor, Frequency, Unbalance, Temperature, Power quality, Manual operating mechanism with mechanical closing, without Spring charging motor, Ready-to-close signal. switch, Auxiliary switches 2NO+2NC, without Closing coil (CC), manual operating mechanism with mechanical closing, without Remote trip alarm reset coil (RR), without 2nd shunt trip, without 1st Shunt trip | 545100 | 1 | Z\ | 1
3WA1340-6GE31-0AA0 |  | Withdrawable circuit breaker with guide frame, IEC 60947-2, frame size 3, 3-poles, In=4000A up to 690V AC 50/60Hz, breaking capacity C Icu=150kA at 690V, Trip unit ETU600 LSI upgrade ready , colordisplay, bluetooth and USB interface, Protection LT, ST, INST, N-protection required an external N-sensor, incl. trip alarm switch (1xCO), rear connection vertical, guide frame with shutter and w/o position signalling switch, with internal voltage tap on lower stab of circuit breaker, with voltage tap module VTM680 and power supply of ETU600, able to communication, integrated metering type PMF-3 Advanced Power Monitor., Voltage, Energy, Power, Power factor, Frequency, Unbalance, Temperature, Power quality, Manual operating mechanism with mechanical closing, without Spring charging motor, Ready-to-close signal. switch, Auxiliary switches 2NO+2NC, without Closing coil (CC), manual operating mechanism with mechanical closing, without Remote trip alarm reset coil (RR), without 2nd shunt trip, without 1st Shunt trip | 510100 | 1 | Z\ | 1
3WA1340-6GE32-0AA0 |  | Withdrawable circuit breaker with guide frame, IEC 60947-2, frame size 3, 3-poles, In=4000A up to 690V AC 50/60Hz, breaking capacity C Icu=150kA at 690V, Trip unit ETU600 LSI upgrade ready , colordisplay, bluetooth and USB interface, Protection LT, ST, INST, N-protection required an external N-sensor, incl. trip alarm switch (1xCO), rear connection horizontal, guide frame with shutter and w/o position signalling switch, with internal voltage tap on lower stab of circuit breaker, with voltage tap module VTM680 and power supply of ETU600, able to communication, integrated metering type PMF-3 Advanced Power Monitor., Voltage, Energy, Power, Power factor, Frequency, Unbalance, Temperature, Power quality, Manual operating mechanism with mechanical closing, without Spring charging motor, Ready-to-close signal. switch, Auxiliary switches 2NO+2NC, without Closing coil (CC), manual operating mechanism with mechanical closing, without Remote trip alarm reset coil (RR), without 2nd shunt trip, without 1st Shunt trip | 497100 | 1 | Z\ | 1
3WA1340-6GE34-0AA0 |  | withdrawable circuit breaker, with guide frame, IEC 60947-2, size 3, 3-pole, In=4000 A up to 690 V AC 50/60 Hz, breaking capacity C Icu=150 kA at 690 V tripping unit ETU600 LSI upgradeable, color display, Bluetooth, USB interface, basic protection LT, ST, INST, neutral conductor protection requires an external neutral point current sensor, trip alarm switch (1 x CO), connection at rear flange, guide frame with shutter, without position signaling switch, with internal voltage tap on lower stab of circuit breaker, with voltage tap module VTM680 and power supply of ETU600, able to communication, integrated metering type PMF-3 Advanced Power Monitor., Voltage, Energy, Power, Power factor, Frequency, Unbalance, Temperature, Power quality, Manual operating mechanism with mechanical closing, without Spring charging motor, Ready-to-close signal. switch, Auxiliary switches 2NO+2NC, without Closing coil (CC), manual operating mechanism with mechanical closing, without Remote trip alarm reset coil (RR), without 2nd shunt trip, without 1st Shunt trip | 497100 | 1 | Z\ | 1
3WA1340-6GE41-0AA0 |  | Withdrawable circuit breaker with guide frame, IEC 60947-2, frame size 3, 4-poles, N-pole left, In=4000A up to 690V AC 50/60Hz, breaking capacity C Icu=130kA at 690V, Trip unit ETU600 LSI upgrade ready , colordisplay, bluetooth and USB interface, Protection LT, ST, INST, include N-protection, (internal N-sensor available), incl. trip alarm switch (1xCO), rear connection vertical, guide frame with shutter and w/o position signalling switch, with internal voltage tap on lower stab of circuit breaker, with voltage tap module VTM680 and power supply of ETU600, able to communication, integrated metering type PMF-3 Advanced Power Monitor., Voltage, Energy, Power, Power factor, Frequency, Unbalance, Temperature, Power quality, Manual operating mechanism with mechanical closing, without Spring charging motor, Ready-to-close signal. switch, Auxiliary switches 2NO+2NC, without Closing coil (CC), manual operating mechanism with mechanical closing, without Remote trip alarm reset coil (RR), without 2nd shunt trip, without 1st Shunt trip | 665100 | 1 | Z\ | 1
3WA1340-6GE42-0AA0 |  | Withdrawable circuit breaker with guide frame, IEC 60947-2, frame size 3, 4-poles, N-pole left, In=4000A up to 690V AC 50/60Hz, breaking capacity C Icu=130kA at 690V, Trip unit ETU600 LSI upgrade ready , colordisplay, bluetooth and USB interface, Protection LT, ST, INST, include N-protection, (internal N-sensor available), incl. trip alarm switch (1xCO), rear connection horizontal, guide frame with shutter and w/o position signalling switch, with internal voltage tap on lower stab of circuit breaker, with voltage tap module VTM680 and power supply of ETU600, able to communication, integrated metering type PMF-3 Advanced Power Monitor., Voltage, Energy, Power, Power factor, Frequency, Unbalance, Temperature, Power quality, Manual operating mechanism with mechanical closing, without Spring charging motor, Ready-to-close signal. switch, Auxiliary switches 2NO+2NC, without Closing coil (CC), manual operating mechanism with mechanical closing, without Remote trip alarm reset coil (RR), without 2nd shunt trip, without 1st Shunt trip | 648100 | 1 | Z\ | 1
3WA1340-6GE44-0AA0 |  | withdrawable circuit breaker, with guide frame, IEC 60947-2, size 3, 4-pole, N pole on left, In=4000 A up to 690 V AC 50/60 Hz, breaking capacity C Icu=130 kA at 690 V, tripping unit ETU600 LSI upgradeable, color display, Bluetooth, USB interface, basic protection LT, ST, INST, including protection of the N conductor (internal neutral point sensor available), trip alarm switch (1 x CO), connection at rear flange, guide frame with shutter, without position signaling switch, with internal voltage tap on lower stab of circuit breaker, with voltage tap module VTM680 and power supply of ETU600, able to communication, integrated metering type PMF-3 Advanced Power Monitor., Voltage, Energy, Power, Power factor, Frequency, Unbalance, Temperature, Power quality, Manual operating mechanism with mechanical closing, without Spring charging motor, Ready-to-close signal. switch, Auxiliary switches 2NO+2NC, without Closing coil (CC), manual operating mechanism with mechanical closing, without Remote trip alarm reset coil (RR), without 2nd shunt trip, without 1st Shunt trip | 648100 | 1 | Z\ | 1
3WA1340-6GF01-0AA0 |  | Fixed-mounted circuit breaker IEC 60947-2, frame size 3, 3-poles, In=4000A up to 690V AC 50/60Hz, breaking capacity C Icu=150kA at 690V, Trip unit ETU600 LSIG upgrade ready , colordisplay, bluetooth and USB interface, Protection LT, ST, INST, GFx, N-protection required an external N-sensor, incl. trip alarm switch (1xCO), rear connection vertical, with internal voltage tap on lower stab of circuit breaker, with voltage tap module VTM680 and power supply of ETU600, able to communication, integrated metering type PMF-3 Advanced Power Monitor., Voltage, Energy, Power, Power factor, Frequency, Unbalance, Temperature, Power quality, Manual operating mechanism with mechanical closing, without Spring charging motor, Ready-to-close signal. switch, Auxiliary switches 2NO+2NC, without Closing coil (CC), manual operating mechanism with mechanical closing, without Remote trip alarm reset coil (RR), without 2nd shunt trip, without 1st Shunt trip | 440100 | 1 | Z\ | 1
3WA1340-6GF02-0AA0 |  | Fixed-mounted circuit breaker IEC 60947-2, frame size 3, 3-poles, In=4000A up to 690V AC 50/60Hz, breaking capacity C Icu=150kA at 690V, Trip unit ETU600 LSIG upgrade ready , colordisplay, bluetooth and USB interface, Protection LT, ST, INST, GFx, N-protection required an external N-sensor, incl. trip alarm switch (1xCO), rear connection horizontal, with internal voltage tap on lower stab of circuit breaker, with voltage tap module VTM680 and power supply of ETU600, able to communication, integrated metering type PMF-3 Advanced Power Monitor., Voltage, Energy, Power, Power factor, Frequency, Unbalance, Temperature, Power quality, Manual operating mechanism with mechanical closing, without Spring charging motor, Ready-to-close signal. switch, Auxiliary switches 2NO+2NC, without Closing coil (CC), manual operating mechanism with mechanical closing, without Remote trip alarm reset coil (RR), without 2nd shunt trip, without 1st Shunt trip | 430100 | 1 | Z\ | 1
3WA1340-6GF11-0AA0 |  | Fixed-mounted circuit breaker IEC 60947-2, frame size 3, 4-poles, N-pole left, In=4000A up to 690V AC 50/60Hz, breaking capacity C Icu=130kA at 690V, Trip unit ETU600 LSIG upgrade ready , colordisplay, bluetooth and USB interface, Protection LT, ST, INST, GFx, include N-protection, (internal N-sensor available), incl. trip alarm switch (1xCO), rear connection vertical, with internal voltage tap on lower stab of circuit breaker, with voltage tap module VTM680 and power supply of ETU600, able to communication, integrated metering type PMF-3 Advanced Power Monitor., Voltage, Energy, Power, Power factor, Frequency, Unbalance, Temperature, Power quality, Manual operating mechanism with mechanical closing, without Spring charging motor, Ready-to-close signal. switch, Auxiliary switches 2NO+2NC, without Closing coil (CC), manual operating mechanism with mechanical closing, without Remote trip alarm reset coil (RR), without 2nd shunt trip, without 1st Shunt trip | 570100 | 1 | Z\ | 1
3WA1340-6GF12-0AA0 |  | Fixed-mounted circuit breaker IEC 60947-2, frame size 3, 4-poles, N-pole left, In=4000A up to 690V AC 50/60Hz, breaking capacity C Icu=130kA at 690V, Trip unit ETU600 LSIG upgrade ready , colordisplay, bluetooth and USB interface, Protection LT, ST, INST, GFx, include N-protection, (internal N-sensor available), incl. trip alarm switch (1xCO), rear connection horizontal, with internal voltage tap on lower stab of circuit breaker, with voltage tap module VTM680 and power supply of ETU600, able to communication, integrated metering type PMF-3 Advanced Power Monitor., Voltage, Energy, Power, Power factor, Frequency, Unbalance, Temperature, Power quality, Manual operating mechanism with mechanical closing, without Spring charging motor, Ready-to-close signal. switch, Auxiliary switches 2NO+2NC, without Closing coil (CC), manual operating mechanism with mechanical closing, without Remote trip alarm reset coil (RR), without 2nd shunt trip, without 1st Shunt trip | 556100 | 1 | Z\ | 1
3WA1340-6GF21-0AA0 |  | fixed-mounted circuit breaker, IEC 60947-2, size 3, 4-pole, N pole on right, In=4000 A up to 690 V AC 50/60 Hz, breaking capacity C Icu=130 kA at 690 V, tripping unit ETU600 LSIG upgradeable, color display, Bluetooth, USB interface, basic protection LT, ST, INST, GFx, including protection of the N conductor (internal neutral point sensor available), trip alarm switch (1 x CO), connection at rear vertical, with internal voltage tap on lower stab of circuit breaker, with voltage tap module VTM680 and power supply of ETU600, able to communication, integrated metering type PMF-3 Advanced Power Monitor., Voltage, Energy, Power, Power factor, Frequency, Unbalance, Temperature, Power quality, Manual operating mechanism with mechanical closing, without Spring charging motor, Ready-to-close signal. switch, Auxiliary switches 2NO+2NC, without Closing coil (CC), manual operating mechanism with mechanical closing, without Remote trip alarm reset coil (RR), without 2nd shunt trip, without 1st Shunt trip | 570100 | 1 | Z\ | 1
3WA1340-6GF22-0AA0 |  | fixed-mounted circuit breaker, IEC 60947-2, size 3, 4-pole, N pole on right, In=4000 A up to 690 V AC 50/60 Hz, breaking capacity C Icu=130 kA at 690 V, tripping unit ETU600 LSIG upgradeable, color display, Bluetooth, USB interface, basic protection LT, ST, INST, GFx, including protection of the N conductor (internal neutral point sensor available), trip alarm switch (1 x CO), connection at rear horizontal with internal voltage tap on lower stab of circuit breaker, with voltage tap module VTM680 and power supply of ETU600, able to communication, integrated metering type PMF-3 Advanced Power Monitor., Voltage, Energy, Power, Power factor, Frequency, Unbalance, Temperature, Power quality, Manual operating mechanism with mechanical closing, without Spring charging motor, Ready-to-close signal. switch, Auxiliary switches 2NO+2NC, without Closing coil (CC), manual operating mechanism with mechanical closing, without Remote trip alarm reset coil (RR), without 2nd shunt trip, without 1st Shunt trip | 556100 | 1 | Z\ | 1
3WA1340-6GF31-0AA0 |  | Withdrawable circuit breaker with guide frame, IEC 60947-2, frame size 3, 3-poles, In=4000A up to 690V AC 50/60Hz, breaking capacity C Icu=150kA at 690V, Trip unit ETU600 LSIG upgrade ready , colordisplay, bluetooth and USB interface, Protection LT, ST, INST, GFx, N-protection required an external N-sensor, incl. trip alarm switch (1xCO), rear connection vertical, guide frame with shutter and w/o position signalling switch, with internal voltage tap on lower stab of circuit breaker, with voltage tap module VTM680 and power supply of ETU600, able to communication, integrated metering type PMF-3 Advanced Power Monitor., Voltage, Energy, Power, Power factor, Frequency, Unbalance, Temperature, Power quality, Manual operating mechanism with mechanical closing, without Spring charging motor, Ready-to-close signal. switch, Auxiliary switches 2NO+2NC, without Closing coil (CC), manual operating mechanism with mechanical closing, without Remote trip alarm reset coil (RR), without 2nd shunt trip, without 1st Shunt trip | 520100 | 1 | Z\ | 1
3WA1340-6GF32-0AA0 |  | Withdrawable circuit breaker with guide frame, IEC 60947-2, frame size 3, 3-poles, In=4000A up to 690V AC 50/60Hz, breaking capacity C Icu=150kA at 690V, Trip unit ETU600 LSIG upgrade ready , colordisplay, bluetooth and USB interface, Protection LT, ST, INST, GFx, N-protection required an external N-sensor, incl. trip alarm switch (1xCO), rear connection horizontal, guide frame with shutter and w/o position signalling switch, with internal voltage tap on lower stab of circuit breaker, with voltage tap module VTM680 and power supply of ETU600, able to communication, integrated metering type PMF-3 Advanced Power Monitor., Voltage, Energy, Power, Power factor, Frequency, Unbalance, Temperature, Power quality, Manual operating mechanism with mechanical closing, without Spring charging motor, Ready-to-close signal. switch, Auxiliary switches 2NO+2NC, without Closing coil (CC), manual operating mechanism with mechanical closing, without Remote trip alarm reset coil (RR), without 2nd shunt trip, without 1st Shunt trip | 508100 | 1 | Z\ | 1
3WA1340-6GF34-0AA0 |  | withdrawable circuit breaker, with guide frame, IEC 60947-2, size 3, 3-pole, In=4000 A up to 690 V AC 50/60 Hz, breaking capacity C Icu=150 kA at 690 V tripping unit ETU600 LSIG upgradeable, color display, Bluetooth, USB interface, basic protection LT, ST, INST, GFx, neutral conductor protection requires an external neutral point current sensor, trip alarm switch (1 x CO), connection at rear flange, guide frame with shutter, without position signaling switch, with internal voltage tap on lower stab of circuit breaker, with voltage tap module VTM680 and power supply of ETU600, able to communication, integrated metering type PMF-3 Advanced Power Monitor., Voltage, Energy, Power, Power factor, Frequency, Unbalance, Temperature, Power quality, Manual operating mechanism with mechanical closing, without Spring charging motor, Ready-to-close signal. switch, Auxiliary switches 2NO+2NC, without Closing coil (CC), manual operating mechanism with mechanical closing, without Remote trip alarm reset coil (RR), without 2nd shunt trip, without 1st Shunt trip | 508100 | 1 | Z\ | 1
3WA1340-6GF41-0AA0 |  | Withdrawable circuit breaker with guide frame, IEC 60947-2, frame size 3, 4-poles, N-pole left, In=4000A up to 690V AC 50/60Hz, breaking capacity C Icu=130kA at 690V, Trip unit ETU600 LSIG upgrade ready , colordisplay, bluetooth and USB interface, Protection LT, ST, INST, GFx, include N-protection, (internal N-sensor available), incl. trip alarm switch (1xCO), rear connection vertical, guide frame with shutter and w/o position signalling switch, with internal voltage tap on lower stab of circuit breaker, with voltage tap module VTM680 and power supply of ETU600, able to communication, integrated metering type PMF-3 Advanced Power Monitor., Voltage, Energy, Power, Power factor, Frequency, Unbalance, Temperature, Power quality, Manual operating mechanism with mechanical closing, without Spring charging motor, Ready-to-close signal. switch, Auxiliary switches 2NO+2NC, without Closing coil (CC), manual operating mechanism with mechanical closing, without Remote trip alarm reset coil (RR), without 2nd shunt trip, without 1st Shunt trip | 676100 | 1 | Z\ | 1
3WA1340-6GF42-0AA0 |  | Withdrawable circuit breaker with guide frame, IEC 60947-2, frame size 3, 4-poles, N-pole left, In=4000A up to 690V AC 50/60Hz, breaking capacity C Icu=130kA at 690V, Trip unit ETU600 LSIG upgrade ready , colordisplay, bluetooth and USB interface, Protection LT, ST, INST, GFx, include N-protection, (internal N-sensor available), incl. trip alarm switch (1xCO), rear connection horizontal, guide frame with shutter and w/o position signalling switch, with internal voltage tap on lower stab of circuit breaker, with voltage tap module VTM680 and power supply of ETU600, able to communication, integrated metering type PMF-3 Advanced Power Monitor., Voltage, Energy, Power, Power factor, Frequency, Unbalance, Temperature, Power quality, Manual operating mechanism with mechanical closing, without Spring charging motor, Ready-to-close signal. switch, Auxiliary switches 2NO+2NC, without Closing coil (CC), manual operating mechanism with mechanical closing, without Remote trip alarm reset coil (RR), without 2nd shunt trip, without 1st Shunt trip | 659100 | 1 | Z\ | 1
3WA1340-6GF44-0AA0 |  | withdrawable circuit breaker, with guide frame, IEC 60947-2, size 3, 4-pole, N pole on left, In=4000 A up to 690 V AC 50/60 Hz, breaking capacity C Icu=130 kA at 690 V, tripping unit ETU600 LSIG upgradeable, color display, Bluetooth, USB interface, basic protection LT, ST, INST, GFx, including protection of the N conductor (internal neutral point sensor available), trip alarm switch (1 x CO), connection at rear flange, guide frame with shutter, without position signaling switch, with internal voltage tap on lower stab of circuit breaker, with voltage tap module VTM680 and power supply of ETU600, able to communication, integrated metering type PMF-3 Advanced Power Monitor., Voltage, Energy, Power, Power factor, Frequency, Unbalance, Temperature, Power quality, Manual operating mechanism with mechanical closing, without Spring charging motor, Ready-to-close signal. switch, Auxiliary switches 2NO+2NC, without Closing coil (CC), manual operating mechanism with mechanical closing, without Remote trip alarm reset coil (RR), without 2nd shunt trip, without 1st Shunt trip | 659100 | 1 | Z\ | 1
3WA1340-6GG01-0AA0 |  | Fixed-mounted circuit breaker IEC 60947-2, frame size 3, 3-poles, In=4000A up to 690V AC 50/60Hz, breaking capacity C Icu=150kA at 690V, Trip unit ETU600 LSIG Hi-Z upgrade ready , colordisplay, bluetooth and USB interface, Protection LT, ST, INST, GFx, with GF highimpedance-input N-protection required an external N-sensor, incl. trip alarm switch (1xCO), rear connection vertical, with internal voltage tap on lower stab of circuit breaker, with voltage tap module VTM680 and power supply of ETU600, able to communication, integrated metering type PMF-3 Advanced Power Monitor., Voltage, Energy, Power, Power factor, Frequency, Unbalance, Temperature, Power quality, Manual operating mechanism with mechanical closing, without Spring charging motor, Ready-to-close signal. switch, Auxiliary switches 2NO+2NC, without Closing coil (CC), manual operating mechanism with mechanical closing, without Remote trip alarm reset coil (RR), without 2nd shunt trip, without 1st Shunt trip | 462100 | 1 | Z\ | 1
3WA1340-6GG02-0AA0 |  | Fixed-mounted circuit breaker IEC 60947-2, frame size 3, 3-poles, In=4000A up to 690V AC 50/60Hz, breaking capacity C Icu=150kA at 690V, Trip unit ETU600 LSIG Hi-Z upgrade ready , colordisplay, bluetooth and USB interface, Protection LT, ST, INST, GFx, with GF highimpedance-input N-protection required an external N-sensor, incl. trip alarm switch (1xCO), rear connection horizontal, with internal voltage tap on lower stab of circuit breaker, with voltage tap module VTM680 and power supply of ETU600, able to communication, integrated metering type PMF-3 Advanced Power Monitor., Voltage, Energy, Power, Power factor, Frequency, Unbalance, Temperature, Power quality, Manual operating mechanism with mechanical closing, without Spring charging motor, Ready-to-close signal. switch, Auxiliary switches 2NO+2NC, without Closing coil (CC), manual operating mechanism with mechanical closing, without Remote trip alarm reset coil (RR), without 2nd shunt trip, without 1st Shunt trip | 451100 | 1 | Z\ | 1
3WA1340-6GG11-0AA0 |  | Fixed-mounted circuit breaker IEC 60947-2, frame size 3, 4-poles, N-pole left, In=4000A up to 690V AC 50/60Hz, breaking capacity C Icu=130kA at 690V, Trip unit ETU600 LSIG Hi-Z upgrade ready , colordisplay, bluetooth and USB interface, Protection LT, ST, INST, GFx, with GF highimpedance-input include N-protection, (internal N-sensor available), incl. trip alarm switch (1xCO), rear connection vertical, with internal voltage tap on lower stab of circuit breaker, with voltage tap module VTM680 and power supply of ETU600, able to communication, integrated metering type PMF-3 Advanced Power Monitor., Voltage, Energy, Power, Power factor, Frequency, Unbalance, Temperature, Power quality, Manual operating mechanism with mechanical closing, without Spring charging motor, Ready-to-close signal. switch, Auxiliary switches 2NO+2NC, without Closing coil (CC), manual operating mechanism with mechanical closing, without Remote trip alarm reset coil (RR), without 2nd shunt trip, without 1st Shunt trip | 591100 | 1 | Z\ | 1
3WA1340-6GG12-0AA0 |  | Fixed-mounted circuit breaker IEC 60947-2, frame size 3, 4-poles, N-pole left, In=4000A up to 690V AC 50/60Hz, breaking capacity C Icu=130kA at 690V, Trip unit ETU600 LSIG Hi-Z upgrade ready , colordisplay, bluetooth and USB interface, Protection LT, ST, INST, GFx, with GF highimpedance-input include N-protection, (internal N-sensor available), incl. trip alarm switch (1xCO), rear connection horizontal, with internal voltage tap on lower stab of circuit breaker, with voltage tap module VTM680 and power supply of ETU600, able to communication, integrated metering type PMF-3 Advanced Power Monitor., Voltage, Energy, Power, Power factor, Frequency, Unbalance, Temperature, Power quality, Manual operating mechanism with mechanical closing, without Spring charging motor, Ready-to-close signal. switch, Auxiliary switches 2NO+2NC, without Closing coil (CC), manual operating mechanism with mechanical closing, without Remote trip alarm reset coil (RR), without 2nd shunt trip, without 1st Shunt trip | 577100 | 1 | Z\ | 1
3WA1340-6GG21-0AA0 |  | fixed-mounted circuit breaker, IEC 60947-2, size 3, 4-pole, N pole on right, In=4000 A up to 690 V AC 50/60 Hz, breaking capacity C Icu=130 kA at 690 V, tripping unit ETU600 LSIG Hi-Z upgradeable, color display, Bluetooth, USB interface, basic protection LT, ST, INST, GFx, with GF high-impedance input, including protection of the N conductor (internal neutral point sensor available), trip alarm switch (1 x CO), connection at rear vertical, with internal voltage tap on lower stab of circuit breaker, with voltage tap module VTM680 and power supply of ETU600, able to communication, integrated metering type PMF-3 Advanced Power Monitor., Voltage, Energy, Power, Power factor, Frequency, Unbalance, Temperature, Power quality, Manual operating mechanism with mechanical closing, without Spring charging motor, Ready-to-close signal. switch, Auxiliary switches 2NO+2NC, without Closing coil (CC), manual operating mechanism with mechanical closing, without Remote trip alarm reset coil (RR), without 2nd shunt trip, without 1st Shunt trip | 591100 | 1 | Z\ | 1
3WA1340-6GG22-0AA0 |  | fixed-mounted circuit breaker, IEC 60947-2, size 3, 4-pole, N pole on right, In=4000 A up to 690 V AC 50/60 Hz, breaking capacity C Icu=130 kA at 690 V, tripping unit ETU600 LSIG Hi-Z upgradeable, color display, Bluetooth, USB interface, basic protection LT, ST, INST, GFx, with GF high-impedance input, including protection of the N conductor (internal neutral point sensor available), trip alarm switch (1 x CO), connection at rear horizontal with internal voltage tap on lower stab of circuit breaker, with voltage tap module VTM680 and power supply of ETU600, able to communication, integrated metering type PMF-3 Advanced Power Monitor., Voltage, Energy, Power, Power factor, Frequency, Unbalance, Temperature, Power quality, Manual operating mechanism with mechanical closing, without Spring charging motor, Ready-to-close signal. switch, Auxiliary switches 2NO+2NC, without Closing coil (CC), manual operating mechanism with mechanical closing, without Remote trip alarm reset coil (RR), without 2nd shunt trip, without 1st Shunt trip | 577100 | 1 | Z\ | 1
3WA1340-6GG31-0AA0 |  | Withdrawable circuit breaker with guide frame, IEC 60947-2, frame size 3, 3-poles, In=4000A up to 690V AC 50/60Hz, breaking capacity C Icu=150kA at 690V, Trip unit ETU600 LSIG Hi-Z upgrade ready , colordisplay, bluetooth and USB interface, Protection LT, ST, INST, GFx, with GF highimpedance-input N-protection required an external N-sensor, incl. trip alarm switch (1xCO), rear connection vertical, guide frame with shutter and w/o position signalling switch, with internal voltage tap on lower stab of circuit breaker, with voltage tap module VTM680 and power supply of ETU600, able to communication, integrated metering type PMF-3 Advanced Power Monitor., Voltage, Energy, Power, Power factor, Frequency, Unbalance, Temperature, Power quality, Manual operating mechanism with mechanical closing, without Spring charging motor, Ready-to-close signal. switch, Auxiliary switches 2NO+2NC, without Closing coil (CC), manual operating mechanism with mechanical closing, without Remote trip alarm reset coil (RR), without 2nd shunt trip, without 1st Shunt trip | 542100 | 1 | Z\ | 1
3WA1340-6GG32-0AA0 |  | Withdrawable circuit breaker with guide frame, IEC 60947-2, frame size 3, 3-poles, In=4000A up to 690V AC 50/60Hz, breaking capacity C Icu=150kA at 690V, Trip unit ETU600 LSIG Hi-Z upgrade ready , colordisplay, bluetooth and USB interface, Protection LT, ST, INST, GFx, with GF highimpedance-input N-protection required an external N-sensor, incl. trip alarm switch (1xCO), rear connection horizontal, guide frame with shutter and w/o position signalling switch, with internal voltage tap on lower stab of circuit breaker, with voltage tap module VTM680 and power supply of ETU600, able to communication, integrated metering type PMF-3 Advanced Power Monitor., Voltage, Energy, Power, Power factor, Frequency, Unbalance, Temperature, Power quality, Manual operating mechanism with mechanical closing, without Spring charging motor, Ready-to-close signal. switch, Auxiliary switches 2NO+2NC, without Closing coil (CC), manual operating mechanism with mechanical closing, without Remote trip alarm reset coil (RR), without 2nd shunt trip, without 1st Shunt trip | 529100 | 1 | Z\ | 1
3WA1340-6GG34-0AA0 |  | withdrawable circuit breaker, with guide frame, IEC 60947-2, size 3, 3-pole, In=4000 A up to 690 V AC 50/60 Hz, breaking capacity C Icu=150 kA at 690 V tripping unit ETU600 LSIG Hi-Z upgradeable, color display, Bluetooth, USB interface, basic protection LT, ST, INST, GFx, with GF high-impedance input, neutral conductor protection requires an external neutral point current sensor, trip alarm switch (1 x CO), connection at rear flange, guide frame with shutter, without position signaling switch, with internal voltage tap on lower stab of circuit breaker, with voltage tap module VTM680 and power supply of ETU600, able to communication, integrated metering type PMF-3 Advanced Power Monitor., Voltage, Energy, Power, Power factor, Frequency, Unbalance, Temperature, Power quality, Manual operating mechanism with mechanical closing, without Spring charging motor, Ready-to-close signal. switch, Auxiliary switches 2NO+2NC, without Closing coil (CC), manual operating mechanism with mechanical closing, without Remote trip alarm reset coil (RR), without 2nd shunt trip, without 1st Shunt trip | 529100 | 1 | Z\ | 1
3WA1340-6GG41-0AA0 |  | Withdrawable circuit breaker with guide frame, IEC 60947-2, frame size 3, 4-poles, N-pole left, In=4000A up to 690V AC 50/60Hz, breaking capacity C Icu=130kA at 690V, Trip unit ETU600 LSIG Hi-Z upgrade ready , colordisplay, bluetooth and USB interface, Protection LT, ST, INST, GFx, with GF highimpedance-input include N-protection, (internal N-sensor available), incl. trip alarm switch (1xCO), rear connection vertical, guide frame with shutter and w/o position signalling switch, with internal voltage tap on lower stab of circuit breaker, with voltage tap module VTM680 and power supply of ETU600, able to communication, integrated metering type PMF-3 Advanced Power Monitor., Voltage, Energy, Power, Power factor, Frequency, Unbalance, Temperature, Power quality, Manual operating mechanism with mechanical closing, without Spring charging motor, Ready-to-close signal. switch, Auxiliary switches 2NO+2NC, without Closing coil (CC), manual operating mechanism with mechanical closing, without Remote trip alarm reset coil (RR), without 2nd shunt trip, without 1st Shunt trip | 697100 | 1 | Z\ | 1
3WA1340-6GG42-0AA0 |  | Withdrawable circuit breaker with guide frame, IEC 60947-2, frame size 3, 4-poles, N-pole left, In=4000A up to 690V AC 50/60Hz, breaking capacity C Icu=130kA at 690V, Trip unit ETU600 LSIG Hi-Z upgrade ready , colordisplay, bluetooth and USB interface, Protection LT, ST, INST, GFx, with GF highimpedance-input include N-protection, (internal N-sensor available), incl. trip alarm switch (1xCO), rear connection horizontal, guide frame with shutter and w/o position signalling switch, with internal voltage tap on lower stab of circuit breaker, with voltage tap module VTM680 and power supply of ETU600, able to communication, integrated metering type PMF-3 Advanced Power Monitor., Voltage, Energy, Power, Power factor, Frequency, Unbalance, Temperature, Power quality, Manual operating mechanism with mechanical closing, without Spring charging motor, Ready-to-close signal. switch, Auxiliary switches 2NO+2NC, without Closing coil (CC), manual operating mechanism with mechanical closing, without Remote trip alarm reset coil (RR), without 2nd shunt trip, without 1st Shunt trip | 680100 | 1 | Z\ | 1
3WA1340-6GG44-0AA0 |  | withdrawable circuit breaker, with guide frame, IEC 60947-2, size 3, 4-pole, N pole on left, In=4000 A up to 690 V AC 50/60 Hz, breaking capacity C Icu=130 kA at 690 V, tripping unit ETU600 LSIG Hi-Z upgradeable, color display, Bluetooth, USB interface, basic protection LT, ST, INST, GFx, with GF high-impedance input, including protection of the N conductor (internal neutral point sensor available), trip alarm switch (1 x CO), connection at rear flange, guide frame with shutter, without position signaling switch, with internal voltage tap on lower stab of circuit breaker, with voltage tap module VTM680 and power supply of ETU600, able to communication, integrated metering type PMF-3 Advanced Power Monitor., Voltage, Energy, Power, Power factor, Frequency, Unbalance, Temperature, Power quality, Manual operating mechanism with mechanical closing, without Spring charging motor, Ready-to-close signal. switch, Auxiliary switches 2NO+2NC, without Closing coil (CC), manual operating mechanism with mechanical closing, without Remote trip alarm reset coil (RR), without 2nd shunt trip, without 1st Shunt trip | 680100 | 1 | Z\ | 1
3WA1340-6LE01-0AA0 |  | Fixed-mounted circuit breaker IEC 60947-2, frame size 3, 3-poles, In=4000A up to 690V AC 50/60Hz, breaking capacity C Icu=150kA at 690V, Trip unit ETU600 LSI upgrade ready , colordisplay, bluetooth and USB interface, Protection LT, ST, INST, N-protection required an external N-sensor, incl. trip alarm switch (1xCO), rear connection vertical, with internal voltage tap on upper stab of circuit breaker, with voltage tap module VTM680 and power supply of ETU600, able to communication, integrated metering type PMF-1 Energy Efficiency, Voltage, Active energy Ea Manual operating mechanism with mechanical closing, without Spring charging motor, Ready-to-close signal. switch, Auxiliary switches 2NO+2NC, without Closing coil (CC), manual operating mechanism with mechanical closing, without Remote trip alarm reset coil (RR), without 2nd shunt trip, without 1st Shunt trip | 414870 | 1 | Z\ | 1
3WA1340-6LE02-0AA0 |  | Fixed-mounted circuit breaker IEC 60947-2, frame size 3, 3-poles, In=4000A up to 690V AC 50/60Hz, breaking capacity C Icu=150kA at 690V, Trip unit ETU600 LSI upgrade ready , colordisplay, bluetooth and USB interface, Protection LT, ST, INST, N-protection required an external N-sensor, incl. trip alarm switch (1xCO), rear connection horizontal, with internal voltage tap on upper stab of circuit breaker, with voltage tap module VTM680 and power supply of ETU600, able to communication, integrated metering type PMF-1 Energy Efficiency, Voltage, Active energy Ea Manual operating mechanism with mechanical closing, without Spring charging motor, Ready-to-close signal. switch, Auxiliary switches 2NO+2NC, without Closing coil (CC), manual operating mechanism with mechanical closing, without Remote trip alarm reset coil (RR), without 2nd shunt trip, without 1st Shunt trip | 403870 | 1 | Z\ | 1
3WA1340-6LE11-0AA0 |  | Fixed-mounted circuit breaker IEC 60947-2, frame size 3, 4-poles, N-pole left, In=4000A up to 690V AC 50/60Hz, breaking capacity C Icu=130kA at 690V, Trip unit ETU600 LSI upgrade ready , colordisplay, bluetooth and USB interface, Protection LT, ST, INST, include N-protection, (internal N-sensor available), incl. trip alarm switch (1xCO), rear connection vertical, with internal voltage tap on upper stab of circuit breaker, with voltage tap module VTM680 and power supply of ETU600, able to communication, integrated metering type PMF-1 Energy Efficiency, Voltage, Active energy Ea Manual operating mechanism with mechanical closing, without Spring charging motor, Ready-to-close signal. switch, Auxiliary switches 2NO+2NC, without Closing coil (CC), manual operating mechanism with mechanical closing, without Remote trip alarm reset coil (RR), without 2nd shunt trip, without 1st Shunt trip | 544870 | 1 | Z\ | 1
3WA1340-6LE12-0AA0 |  | Fixed-mounted circuit breaker IEC 60947-2, frame size 3, 4-poles, N-pole left, In=4000A up to 690V AC 50/60Hz, breaking capacity C Icu=130kA at 690V, Trip unit ETU600 LSI upgrade ready , colordisplay, bluetooth and USB interface, Protection LT, ST, INST, include N-protection, (internal N-sensor available), incl. trip alarm switch (1xCO), rear connection horizontal, with internal voltage tap on upper stab of circuit breaker, with voltage tap module VTM680 and power supply of ETU600, able to communication, integrated metering type PMF-1 Energy Efficiency, Voltage, Active energy Ea Manual operating mechanism with mechanical closing, without Spring charging motor, Ready-to-close signal. switch, Auxiliary switches 2NO+2NC, without Closing coil (CC), manual operating mechanism with mechanical closing, without Remote trip alarm reset coil (RR), without 2nd shunt trip, without 1st Shunt trip | 529870 | 1 | Z\ | 1
3WA1340-6LE21-0AA0 |  | fixed-mounted circuit breaker, IEC 60947-2, size 3, 4-pole, N pole on right, In=4000 A up to 690 V AC 50/60 Hz, breaking capacity C Icu=130 kA at 690 V, tripping unit ETU600 LSI upgradeable, color display, Bluetooth, USB interface, basic protection LT, ST, INST, including protection of the N conductor (internal neutral point sensor available), trip alarm switch (1 x CO), connection at rear vertical, with internal voltage tap on upper stab of circuit breaker, with voltage tap module VTM680 and power supply of ETU600, able to communication, integrated metering type PMF-1 Energy Efficiency, Voltage, Active energy Ea Manual operating mechanism with mechanical closing, without Spring charging motor, Ready-to-close signal. switch, Auxiliary switches 2NO+2NC, without Closing coil (CC), manual operating mechanism with mechanical closing, without Remote trip alarm reset coil (RR), without 2nd shunt trip, without 1st Shunt trip | 544870 | 1 | Z\ | 1
3WA1340-6LE22-0AA0 |  | fixed-mounted circuit breaker, IEC 60947-2, size 3, 4-pole, N pole on right, In=4000 A up to 690 V AC 50/60 Hz, breaking capacity C Icu=130 kA at 690 V, tripping unit ETU600 LSI upgradeable, color display, Bluetooth, USB interface, basic protection LT, ST, INST, including protection of the N conductor (internal neutral point sensor available), trip alarm switch (1 x CO), connection at rear horizontal with internal voltage tap on upper stab of circuit breaker, with voltage tap module VTM680 and power supply of ETU600, able to communication, integrated metering type PMF-1 Energy Efficiency, Voltage, Active energy Ea Manual operating mechanism with mechanical closing, without Spring charging motor, Ready-to-close signal. switch, Auxiliary switches 2NO+2NC, without Closing coil (CC), manual operating mechanism with mechanical closing, without Remote trip alarm reset coil (RR), without 2nd shunt trip, without 1st Shunt trip | 529870 | 1 | Z\ | 1
3WA1340-6LE31-0AA0 |  | Withdrawable circuit breaker with guide frame, IEC 60947-2, frame size 3, 3-poles, In=4000A up to 690V AC 50/60Hz, breaking capacity C Icu=150kA at 690V, Trip unit ETU600 LSI upgrade ready , colordisplay, bluetooth and USB interface, Protection LT, ST, INST, N-protection required an external N-sensor, incl. trip alarm switch (1xCO), rear connection vertical, guide frame with shutter and w/o position signalling switch, with internal voltage tap on upper stab of circuit breaker, with voltage tap module VTM680 and power supply of ETU600, able to communication, integrated metering type PMF-1 Energy Efficiency, Voltage, Active energy Ea Manual operating mechanism with mechanical closing, without Spring charging motor, Ready-to-close signal. switch, Auxiliary switches 2NO+2NC, without Closing coil (CC), manual operating mechanism with mechanical closing, without Remote trip alarm reset coil (RR), without 2nd shunt trip, without 1st Shunt trip | 494870 | 1 | Z\ | 1
3WA1340-6LE32-0AA0 |  | Withdrawable circuit breaker with guide frame, IEC 60947-2, frame size 3, 3-poles, In=4000A up to 690V AC 50/60Hz, breaking capacity C Icu=150kA at 690V, Trip unit ETU600 LSI upgrade ready , colordisplay, bluetooth and USB interface, Protection LT, ST, INST, N-protection required an external N-sensor, incl. trip alarm switch (1xCO), rear connection horizontal, guide frame with shutter and w/o position signalling switch, with internal voltage tap on upper stab of circuit breaker, with voltage tap module VTM680 and power supply of ETU600, able to communication, integrated metering type PMF-1 Energy Efficiency, Voltage, Active energy Ea Manual operating mechanism with mechanical closing, without Spring charging motor, Ready-to-close signal. switch, Auxiliary switches 2NO+2NC, without Closing coil (CC), manual operating mechanism with mechanical closing, without Remote trip alarm reset coil (RR), without 2nd shunt trip, without 1st Shunt trip | 481870 | 1 | Z\ | 1
3WA1340-6LE34-0AA0 |  | withdrawable circuit breaker, with guide frame, IEC 60947-2, size 3, 3-pole, In=4000 A up to 690 V AC 50/60 Hz, breaking capacity C Icu=150 kA at 690 V tripping unit ETU600 LSI upgradeable, color display, Bluetooth, USB interface, basic protection LT, ST, INST, neutral conductor protection requires an external neutral point current sensor, trip alarm switch (1 x CO), connection at rear flange, guide frame with shutter, without position signaling switch, with internal voltage tap on upper stab of circuit breaker, with voltage tap module VTM680 and power supply of ETU600, able to communication, integrated metering type PMF-1 Energy Efficiency, Voltage, Active energy Ea Manual operating mechanism with mechanical closing, without Spring charging motor, Ready-to-close signal. switch, Auxiliary switches 2NO+2NC, without Closing coil (CC), manual operating mechanism with mechanical closing, without Remote trip alarm reset coil (RR), without 2nd shunt trip, without 1st Shunt trip | 481870 | 1 | Z\ | 1
3WA1340-6LE41-0AA0 |  | Withdrawable circuit breaker with guide frame, IEC 60947-2, frame size 3, 4-poles, N-pole left, In=4000A up to 690V AC 50/60Hz, breaking capacity C Icu=130kA at 690V, Trip unit ETU600 LSI upgrade ready , colordisplay, bluetooth and USB interface, Protection LT, ST, INST, include N-protection, (internal N-sensor available), incl. trip alarm switch (1xCO), rear connection vertical, guide frame with shutter and w/o position signalling switch, with internal voltage tap on upper stab of circuit breaker, with voltage tap module VTM680 and power supply of ETU600, able to communication, integrated metering type PMF-1 Energy Efficiency, Voltage, Active energy Ea Manual operating mechanism with mechanical closing, without Spring charging motor, Ready-to-close signal. switch, Auxiliary switches 2NO+2NC, without Closing coil (CC), manual operating mechanism with mechanical closing, without Remote trip alarm reset coil (RR), without 2nd shunt trip, without 1st Shunt trip | 649870 | 1 | Z\ | 1
3WA1340-6LE42-0AA0 |  | Withdrawable circuit breaker with guide frame, IEC 60947-2, frame size 3, 4-poles, N-pole left, In=4000A up to 690V AC 50/60Hz, breaking capacity C Icu=130kA at 690V, Trip unit ETU600 LSI upgrade ready , colordisplay, bluetooth and USB interface, Protection LT, ST, INST, include N-protection, (internal N-sensor available), incl. trip alarm switch (1xCO), rear connection horizontal, guide frame with shutter and w/o position signalling switch, with internal voltage tap on upper stab of circuit breaker, with voltage tap module VTM680 and power supply of ETU600, able to communication, integrated metering type PMF-1 Energy Efficiency, Voltage, Active energy Ea Manual operating mechanism with mechanical closing, without Spring charging motor, Ready-to-close signal. switch, Auxiliary switches 2NO+2NC, without Closing coil (CC), manual operating mechanism with mechanical closing, without Remote trip alarm reset coil (RR), without 2nd shunt trip, without 1st Shunt trip | 632870 | 1 | Z\ | 1
3WA1340-6LE44-0AA0 |  | withdrawable circuit breaker, with guide frame, IEC 60947-2, size 3, 4-pole, N pole on left, In=4000 A up to 690 V AC 50/60 Hz, breaking capacity C Icu=130 kA at 690 V, tripping unit ETU600 LSI upgradeable, color display, Bluetooth, USB interface, basic protection LT, ST, INST, including protection of the N conductor (internal neutral point sensor available), trip alarm switch (1 x CO), connection at rear flange, guide frame with shutter, without position signaling switch, with internal voltage tap on upper stab of circuit breaker, with voltage tap module VTM680 and power supply of ETU600, able to communication, integrated metering type PMF-1 Energy Efficiency, Voltage, Active energy Ea Manual operating mechanism with mechanical closing, without Spring charging motor, Ready-to-close signal. switch, Auxiliary switches 2NO+2NC, without Closing coil (CC), manual operating mechanism with mechanical closing, without Remote trip alarm reset coil (RR), without 2nd shunt trip, without 1st Shunt trip | 632870 | 1 | Z\ | 1
3WA1340-6LF01-0AA0 |  | Fixed-mounted circuit breaker IEC 60947-2, frame size 3, 3-poles, In=4000A up to 690V AC 50/60Hz, breaking capacity C Icu=150kA at 690V, Trip unit ETU600 LSIG upgrade ready , colordisplay, bluetooth and USB interface, Protection LT, ST, INST, GFx, N-protection required an external N-sensor, incl. trip alarm switch (1xCO), rear connection vertical, with internal voltage tap on upper stab of circuit breaker, with voltage tap module VTM680 and power supply of ETU600, able to communication, integrated metering type PMF-1 Energy Efficiency, Voltage, Active energy Ea Manual operating mechanism with mechanical closing, without Spring charging motor, Ready-to-close signal. switch, Auxiliary switches 2NO+2NC, without Closing coil (CC), manual operating mechanism with mechanical closing, without Remote trip alarm reset coil (RR), without 2nd shunt trip, without 1st Shunt trip | 424870 | 1 | Z\ | 1
3WA1340-6LF02-0AA0 |  | Fixed-mounted circuit breaker IEC 60947-2, frame size 3, 3-poles, In=4000A up to 690V AC 50/60Hz, breaking capacity C Icu=150kA at 690V, Trip unit ETU600 LSIG upgrade ready , colordisplay, bluetooth and USB interface, Protection LT, ST, INST, GFx, N-protection required an external N-sensor, incl. trip alarm switch (1xCO), rear connection horizontal, with internal voltage tap on upper stab of circuit breaker, with voltage tap module VTM680 and power supply of ETU600, able to communication, integrated metering type PMF-1 Energy Efficiency, Voltage, Active energy Ea Manual operating mechanism with mechanical closing, without Spring charging motor, Ready-to-close signal. switch, Auxiliary switches 2NO+2NC, without Closing coil (CC), manual operating mechanism with mechanical closing, without Remote trip alarm reset coil (RR), without 2nd shunt trip, without 1st Shunt trip | 414870 | 1 | Z\ | 1
3WA1340-6LF11-0AA0 |  | Fixed-mounted circuit breaker IEC 60947-2, frame size 3, 4-poles, N-pole left, In=4000A up to 690V AC 50/60Hz, breaking capacity C Icu=130kA at 690V, Trip unit ETU600 LSIG upgrade ready , colordisplay, bluetooth and USB interface, Protection LT, ST, INST, GFx, include N-protection, (internal N-sensor available), incl. trip alarm switch (1xCO), rear connection vertical, with internal voltage tap on upper stab of circuit breaker, with voltage tap module VTM680 and power supply of ETU600, able to communication, integrated metering type PMF-1 Energy Efficiency, Voltage, Active energy Ea Manual operating mechanism with mechanical closing, without Spring charging motor, Ready-to-close signal. switch, Auxiliary switches 2NO+2NC, without Closing coil (CC), manual operating mechanism with mechanical closing, without Remote trip alarm reset coil (RR), without 2nd shunt trip, without 1st Shunt trip | 554870 | 1 | Z\ | 1
3WA1340-6LF12-0AA0 |  | Fixed-mounted circuit breaker IEC 60947-2, frame size 3, 4-poles, N-pole left, In=4000A up to 690V AC 50/60Hz, breaking capacity C Icu=130kA at 690V, Trip unit ETU600 LSIG upgrade ready , colordisplay, bluetooth and USB interface, Protection LT, ST, INST, GFx, include N-protection, (internal N-sensor available), incl. trip alarm switch (1xCO), rear connection horizontal, with internal voltage tap on upper stab of circuit breaker, with voltage tap module VTM680 and power supply of ETU600, able to communication, integrated metering type PMF-1 Energy Efficiency, Voltage, Active energy Ea Manual operating mechanism with mechanical closing, without Spring charging motor, Ready-to-close signal. switch, Auxiliary switches 2NO+2NC, without Closing coil (CC), manual operating mechanism with mechanical closing, without Remote trip alarm reset coil (RR), without 2nd shunt trip, without 1st Shunt trip | 540870 | 1 | Z\ | 1
3WA1340-6LF21-0AA0 |  | fixed-mounted circuit breaker, IEC 60947-2, size 3, 4-pole, N pole on right, In=4000 A up to 690 V AC 50/60 Hz, breaking capacity C Icu=130 kA at 690 V, tripping unit ETU600 LSIG upgradeable, color display, Bluetooth, USB interface, basic protection LT, ST, INST, GFx, including protection of the N conductor (internal neutral point sensor available), trip alarm switch (1 x CO), connection at rear vertical, with internal voltage tap on upper stab of circuit breaker, with voltage tap module VTM680 and power supply of ETU600, able to communication, integrated metering type PMF-1 Energy Efficiency, Voltage, Active energy Ea Manual operating mechanism with mechanical closing, without Spring charging motor, Ready-to-close signal. switch, Auxiliary switches 2NO+2NC, without Closing coil (CC), manual operating mechanism with mechanical closing, without Remote trip alarm reset coil (RR), without 2nd shunt trip, without 1st Shunt trip | 554870 | 1 | Z\ | 1
3WA1340-6LF22-0AA0 |  | fixed-mounted circuit breaker, IEC 60947-2, size 3, 4-pole, N pole on right, In=4000 A up to 690 V AC 50/60 Hz, breaking capacity C Icu=130 kA at 690 V, tripping unit ETU600 LSIG upgradeable, color display, Bluetooth, USB interface, basic protection LT, ST, INST, GFx, including protection of the N conductor (internal neutral point sensor available), trip alarm switch (1 x CO), connection at rear horizontal with internal voltage tap on upper stab of circuit breaker, with voltage tap module VTM680 and power supply of ETU600, able to communication, integrated metering type PMF-1 Energy Efficiency, Voltage, Active energy Ea Manual operating mechanism with mechanical closing, without Spring charging motor, Ready-to-close signal. switch, Auxiliary switches 2NO+2NC, without Closing coil (CC), manual operating mechanism with mechanical closing, without Remote trip alarm reset coil (RR), without 2nd shunt trip, without 1st Shunt trip | 540870 | 1 | Z\ | 1
3WA1340-6LF31-0AA0 |  | Withdrawable circuit breaker with guide frame, IEC 60947-2, frame size 3, 3-poles, In=4000A up to 690V AC 50/60Hz, breaking capacity C Icu=150kA at 690V, Trip unit ETU600 LSIG upgrade ready , colordisplay, bluetooth and USB interface, Protection LT, ST, INST, GFx, N-protection required an external N-sensor, incl. trip alarm switch (1xCO), rear connection vertical, guide frame with shutter and w/o position signalling switch, with internal voltage tap on upper stab of circuit breaker, with voltage tap module VTM680 and power supply of ETU600, able to communication, integrated metering type PMF-1 Energy Efficiency, Voltage, Active energy Ea Manual operating mechanism with mechanical closing, without Spring charging motor, Ready-to-close signal. switch, Auxiliary switches 2NO+2NC, without Closing coil (CC), manual operating mechanism with mechanical closing, without Remote trip alarm reset coil (RR), without 2nd shunt trip, without 1st Shunt trip | 504870 | 1 | Z\ | 1
3WA1340-6LF32-0AA0 |  | Withdrawable circuit breaker with guide frame, IEC 60947-2, frame size 3, 3-poles, In=4000A up to 690V AC 50/60Hz, breaking capacity C Icu=150kA at 690V, Trip unit ETU600 LSIG upgrade ready , colordisplay, bluetooth and USB interface, Protection LT, ST, INST, GFx, N-protection required an external N-sensor, incl. trip alarm switch (1xCO), rear connection horizontal, guide frame with shutter and w/o position signalling switch, with internal voltage tap on upper stab of circuit breaker, with voltage tap module VTM680 and power supply of ETU600, able to communication, integrated metering type PMF-1 Energy Efficiency, Voltage, Active energy Ea Manual operating mechanism with mechanical closing, without Spring charging motor, Ready-to-close signal. switch, Auxiliary switches 2NO+2NC, without Closing coil (CC), manual operating mechanism with mechanical closing, without Remote trip alarm reset coil (RR), without 2nd shunt trip, without 1st Shunt trip | 492870 | 1 | Z\ | 1
3WA1340-6LF34-0AA0 |  | withdrawable circuit breaker, with guide frame, IEC 60947-2, size 3, 3-pole, In=4000 A up to 690 V AC 50/60 Hz, breaking capacity C Icu=150 kA at 690 V tripping unit ETU600 LSIG upgradeable, color display, Bluetooth, USB interface, basic protection LT, ST, INST, GFx, neutral conductor protection requires an external neutral point current sensor, trip alarm switch (1 x CO), connection at rear flange, guide frame with shutter, without position signaling switch, with internal voltage tap on upper stab of circuit breaker, with voltage tap module VTM680 and power supply of ETU600, able to communication, integrated metering type PMF-1 Energy Efficiency, Voltage, Active energy Ea Manual operating mechanism with mechanical closing, without Spring charging motor, Ready-to-close signal. switch, Auxiliary switches 2NO+2NC, without Closing coil (CC), manual operating mechanism with mechanical closing, without Remote trip alarm reset coil (RR), without 2nd shunt trip, without 1st Shunt trip | 492870 | 1 | Z\ | 1
3WA1340-6LF41-0AA0 |  | Withdrawable circuit breaker with guide frame, IEC 60947-2, frame size 3, 4-poles, N-pole left, In=4000A up to 690V AC 50/60Hz, breaking capacity C Icu=130kA at 690V, Trip unit ETU600 LSIG upgrade ready , colordisplay, bluetooth and USB interface, Protection LT, ST, INST, GFx, include N-protection, (internal N-sensor available), incl. trip alarm switch (1xCO), rear connection vertical, guide frame with shutter and w/o position signalling switch, with internal voltage tap on upper stab of circuit breaker, with voltage tap module VTM680 and power supply of ETU600, able to communication, integrated metering type PMF-1 Energy Efficiency, Voltage, Active energy Ea Manual operating mechanism with mechanical closing, without Spring charging motor, Ready-to-close signal. switch, Auxiliary switches 2NO+2NC, without Closing coil (CC), manual operating mechanism with mechanical closing, without Remote trip alarm reset coil (RR), without 2nd shunt trip, without 1st Shunt trip | 660870 | 1 | Z\ | 1
3WA1340-6LF42-0AA0 |  | Withdrawable circuit breaker with guide frame, IEC 60947-2, frame size 3, 4-poles, N-pole left, In=4000A up to 690V AC 50/60Hz, breaking capacity C Icu=130kA at 690V, Trip unit ETU600 LSIG upgrade ready , colordisplay, bluetooth and USB interface, Protection LT, ST, INST, GFx, include N-protection, (internal N-sensor available), incl. trip alarm switch (1xCO), rear connection horizontal, guide frame with shutter and w/o position signalling switch, with internal voltage tap on upper stab of circuit breaker, with voltage tap module VTM680 and power supply of ETU600, able to communication, integrated metering type PMF-1 Energy Efficiency, Voltage, Active energy Ea Manual operating mechanism with mechanical closing, without Spring charging motor, Ready-to-close signal. switch, Auxiliary switches 2NO+2NC, without Closing coil (CC), manual operating mechanism with mechanical closing, without Remote trip alarm reset coil (RR), without 2nd shunt trip, without 1st Shunt trip | 643870 | 1 | Z\ | 1
3WA1340-6LF44-0AA0 |  | withdrawable circuit breaker, with guide frame, IEC 60947-2, size 3, 4-pole, N pole on left, In=4000 A up to 690 V AC 50/60 Hz, breaking capacity C Icu=130 kA at 690 V, tripping unit ETU600 LSIG upgradeable, color display, Bluetooth, USB interface, basic protection LT, ST, INST, GFx, including protection of the N conductor (internal neutral point sensor available), trip alarm switch (1 x CO), connection at rear flange, guide frame with shutter, without position signaling switch, with internal voltage tap on upper stab of circuit breaker, with voltage tap module VTM680 and power supply of ETU600, able to communication, integrated metering type PMF-1 Energy Efficiency, Voltage, Active energy Ea Manual operating mechanism with mechanical closing, without Spring charging motor, Ready-to-close signal. switch, Auxiliary switches 2NO+2NC, without Closing coil (CC), manual operating mechanism with mechanical closing, without Remote trip alarm reset coil (RR), without 2nd shunt trip, without 1st Shunt trip | 643870 | 1 | Z\ | 1
3WA1340-6LG01-0AA0 |  | Fixed-mounted circuit breaker IEC 60947-2, frame size 3, 3-poles, In=4000A up to 690V AC 50/60Hz, breaking capacity C Icu=150kA at 690V, Trip unit ETU600 LSIG Hi-Z upgrade ready , colordisplay, bluetooth and USB interface, Protection LT, ST, INST, GFx, with GF highimpedance-input N-protection required an external N-sensor, incl. trip alarm switch (1xCO), rear connection vertical, with internal voltage tap on upper stab of circuit breaker, with voltage tap module VTM680 and power supply of ETU600, able to communication, integrated metering type PMF-1 Energy Efficiency, Voltage, Active energy Ea Manual operating mechanism with mechanical closing, without Spring charging motor, Ready-to-close signal. switch, Auxiliary switches 2NO+2NC, without Closing coil (CC), manual operating mechanism with mechanical closing, without Remote trip alarm reset coil (RR), without 2nd shunt trip, without 1st Shunt trip | 446870 | 1 | Z\ | 1
3WA1340-6LG02-0AA0 |  | Fixed-mounted circuit breaker IEC 60947-2, frame size 3, 3-poles, In=4000A up to 690V AC 50/60Hz, breaking capacity C Icu=150kA at 690V, Trip unit ETU600 LSIG Hi-Z upgrade ready , colordisplay, bluetooth and USB interface, Protection LT, ST, INST, GFx, with GF highimpedance-input N-protection required an external N-sensor, incl. trip alarm switch (1xCO), rear connection horizontal, with internal voltage tap on upper stab of circuit breaker, with voltage tap module VTM680 and power supply of ETU600, able to communication, integrated metering type PMF-1 Energy Efficiency, Voltage, Active energy Ea Manual operating mechanism with mechanical closing, without Spring charging motor, Ready-to-close signal. switch, Auxiliary switches 2NO+2NC, without Closing coil (CC), manual operating mechanism with mechanical closing, without Remote trip alarm reset coil (RR), without 2nd shunt trip, without 1st Shunt trip | 435870 | 1 | Z\ | 1
3WA1340-6LG11-0AA0 |  | Fixed-mounted circuit breaker IEC 60947-2, frame size 3, 4-poles, N-pole left, In=4000A up to 690V AC 50/60Hz, breaking capacity C Icu=130kA at 690V, Trip unit ETU600 LSIG Hi-Z upgrade ready , colordisplay, bluetooth and USB interface, Protection LT, ST, INST, GFx, with GF highimpedance-input include N-protection, (internal N-sensor available), incl. trip alarm switch (1xCO), rear connection vertical, with internal voltage tap on upper stab of circuit breaker, with voltage tap module VTM680 and power supply of ETU600, able to communication, integrated metering type PMF-1 Energy Efficiency, Voltage, Active energy Ea Manual operating mechanism with mechanical closing, without Spring charging motor, Ready-to-close signal. switch, Auxiliary switches 2NO+2NC, without Closing coil (CC), manual operating mechanism with mechanical closing, without Remote trip alarm reset coil (RR), without 2nd shunt trip, without 1st Shunt trip | 575870 | 1 | Z\ | 1
3WA1340-6LG12-0AA0 |  | Fixed-mounted circuit breaker IEC 60947-2, frame size 3, 4-poles, N-pole left, In=4000A up to 690V AC 50/60Hz, breaking capacity C Icu=130kA at 690V, Trip unit ETU600 LSIG Hi-Z upgrade ready , colordisplay, bluetooth and USB interface, Protection LT, ST, INST, GFx, with GF highimpedance-input include N-protection, (internal N-sensor available), incl. trip alarm switch (1xCO), rear connection horizontal, with internal voltage tap on upper stab of circuit breaker, with voltage tap module VTM680 and power supply of ETU600, able to communication, integrated metering type PMF-1 Energy Efficiency, Voltage, Active energy Ea Manual operating mechanism with mechanical closing, without Spring charging motor, Ready-to-close signal. switch, Auxiliary switches 2NO+2NC, without Closing coil (CC), manual operating mechanism with mechanical closing, without Remote trip alarm reset coil (RR), without 2nd shunt trip, without 1st Shunt trip | 561870 | 1 | Z\ | 1
3WA1340-6LG21-0AA0 |  | fixed-mounted circuit breaker, IEC 60947-2, size 3, 4-pole, N pole on right, In=4000 A up to 690 V AC 50/60 Hz, breaking capacity C Icu=130 kA at 690 V, tripping unit ETU600 LSIG Hi-Z upgradeable, color display, Bluetooth, USB interface, basic protection LT, ST, INST, GFx, with GF high-impedance input, including protection of the N conductor (internal neutral point sensor available), trip alarm switch (1 x CO), connection at rear vertical, with internal voltage tap on upper stab of circuit breaker, with voltage tap module VTM680 and power supply of ETU600, able to communication, integrated metering type PMF-1 Energy Efficiency, Voltage, Active energy Ea Manual operating mechanism with mechanical closing, without Spring charging motor, Ready-to-close signal. switch, Auxiliary switches 2NO+2NC, without Closing coil (CC), manual operating mechanism with mechanical closing, without Remote trip alarm reset coil (RR), without 2nd shunt trip, without 1st Shunt trip | 575870 | 1 | Z\ | 1
3WA1340-6LG22-0AA0 |  | fixed-mounted circuit breaker, IEC 60947-2, size 3, 4-pole, N pole on right, In=4000 A up to 690 V AC 50/60 Hz, breaking capacity C Icu=130 kA at 690 V, tripping unit ETU600 LSIG Hi-Z upgradeable, color display, Bluetooth, USB interface, basic protection LT, ST, INST, GFx, with GF high-impedance input, including protection of the N conductor (internal neutral point sensor available), trip alarm switch (1 x CO), connection at rear horizontal with internal voltage tap on upper stab of circuit breaker, with voltage tap module VTM680 and power supply of ETU600, able to communication, integrated metering type PMF-1 Energy Efficiency, Voltage, Active energy Ea Manual operating mechanism with mechanical closing, without Spring charging motor, Ready-to-close signal. switch, Auxiliary switches 2NO+2NC, without Closing coil (CC), manual operating mechanism with mechanical closing, without Remote trip alarm reset coil (RR), without 2nd shunt trip, without 1st Shunt trip | 561870 | 1 | Z\ | 1
3WA1340-6LG31-0AA0 |  | Withdrawable circuit breaker with guide frame, IEC 60947-2, frame size 3, 3-poles, In=4000A up to 690V AC 50/60Hz, breaking capacity C Icu=150kA at 690V, Trip unit ETU600 LSIG Hi-Z upgrade ready , colordisplay, bluetooth and USB interface, Protection LT, ST, INST, GFx, with GF highimpedance-input N-protection required an external N-sensor, incl. trip alarm switch (1xCO), rear connection vertical, guide frame with shutter and w/o position signalling switch, with internal voltage tap on upper stab of circuit breaker, with voltage tap module VTM680 and power supply of ETU600, able to communication, integrated metering type PMF-1 Energy Efficiency, Voltage, Active energy Ea Manual operating mechanism with mechanical closing, without Spring charging motor, Ready-to-close signal. switch, Auxiliary switches 2NO+2NC, without Closing coil (CC), manual operating mechanism with mechanical closing, without Remote trip alarm reset coil (RR), without 2nd shunt trip, without 1st Shunt trip | 526870 | 1 | Z\ | 1
3WA1340-6LG32-0AA0 |  | Withdrawable circuit breaker with guide frame, IEC 60947-2, frame size 3, 3-poles, In=4000A up to 690V AC 50/60Hz, breaking capacity C Icu=150kA at 690V, Trip unit ETU600 LSIG Hi-Z upgrade ready , colordisplay, bluetooth and USB interface, Protection LT, ST, INST, GFx, with GF highimpedance-input N-protection required an external N-sensor, incl. trip alarm switch (1xCO), rear connection horizontal, guide frame with shutter and w/o position signalling switch, with internal voltage tap on upper stab of circuit breaker, with voltage tap module VTM680 and power supply of ETU600, able to communication, integrated metering type PMF-1 Energy Efficiency, Voltage, Active energy Ea Manual operating mechanism with mechanical closing, without Spring charging motor, Ready-to-close signal. switch, Auxiliary switches 2NO+2NC, without Closing coil (CC), manual operating mechanism with mechanical closing, without Remote trip alarm reset coil (RR), without 2nd shunt trip, without 1st Shunt trip | 513870 | 1 | Z\ | 1
3WA1340-6LG34-0AA0 |  | withdrawable circuit breaker, with guide frame, IEC 60947-2, size 3, 3-pole, In=4000 A up to 690 V AC 50/60 Hz, breaking capacity C Icu=150 kA at 690 V tripping unit ETU600 LSIG Hi-Z upgradeable, color display, Bluetooth, USB interface, basic protection LT, ST, INST, GFx, with GF high-impedance input, neutral conductor protection requires an external neutral point current sensor, trip alarm switch (1 x CO), connection at rear flange, guide frame with shutter, without position signaling switch, with internal voltage tap on upper stab of circuit breaker, with voltage tap module VTM680 and power supply of ETU600, able to communication, integrated metering type PMF-1 Energy Efficiency, Voltage, Active energy Ea Manual operating mechanism with mechanical closing, without Spring charging motor, Ready-to-close signal. switch, Auxiliary switches 2NO+2NC, without Closing coil (CC), manual operating mechanism with mechanical closing, without Remote trip alarm reset coil (RR), without 2nd shunt trip, without 1st Shunt trip | 513870 | 1 | Z\ | 1
3WA1340-6LG41-0AA0 |  | Withdrawable circuit breaker with guide frame, IEC 60947-2, frame size 3, 4-poles, N-pole left, In=4000A up to 690V AC 50/60Hz, breaking capacity C Icu=130kA at 690V, Trip unit ETU600 LSIG Hi-Z upgrade ready , colordisplay, bluetooth and USB interface, Protection LT, ST, INST, GFx, with GF highimpedance-input include N-protection, (internal N-sensor available), incl. trip alarm switch (1xCO), rear connection vertical, guide frame with shutter and w/o position signalling switch, with internal voltage tap on upper stab of circuit breaker, with voltage tap module VTM680 and power supply of ETU600, able to communication, integrated metering type PMF-1 Energy Efficiency, Voltage, Active energy Ea Manual operating mechanism with mechanical closing, without Spring charging motor, Ready-to-close signal. switch, Auxiliary switches 2NO+2NC, without Closing coil (CC), manual operating mechanism with mechanical closing, without Remote trip alarm reset coil (RR), without 2nd shunt trip, without 1st Shunt trip | 681870 | 1 | Z\ | 1
3WA1340-6LG42-0AA0 |  | Withdrawable circuit breaker with guide frame, IEC 60947-2, frame size 3, 4-poles, N-pole left, In=4000A up to 690V AC 50/60Hz, breaking capacity C Icu=130kA at 690V, Trip unit ETU600 LSIG Hi-Z upgrade ready , colordisplay, bluetooth and USB interface, Protection LT, ST, INST, GFx, with GF highimpedance-input include N-protection, (internal N-sensor available), incl. trip alarm switch (1xCO), rear connection horizontal, guide frame with shutter and w/o position signalling switch, with internal voltage tap on upper stab of circuit breaker, with voltage tap module VTM680 and power supply of ETU600, able to communication, integrated metering type PMF-1 Energy Efficiency, Voltage, Active energy Ea Manual operating mechanism with mechanical closing, without Spring charging motor, Ready-to-close signal. switch, Auxiliary switches 2NO+2NC, without Closing coil (CC), manual operating mechanism with mechanical closing, without Remote trip alarm reset coil (RR), without 2nd shunt trip, without 1st Shunt trip | 664870 | 1 | Z\ | 1
3WA1340-6LG44-0AA0 |  | withdrawable circuit breaker, with guide frame, IEC 60947-2, size 3, 4-pole, N pole on left, In=4000 A up to 690 V AC 50/60 Hz, breaking capacity C Icu=130 kA at 690 V, tripping unit ETU600 LSIG Hi-Z upgradeable, color display, Bluetooth, USB interface, basic protection LT, ST, INST, GFx, with GF high-impedance input, including protection of the N conductor (internal neutral point sensor available), trip alarm switch (1 x CO), connection at rear flange, guide frame with shutter, without position signaling switch, with internal voltage tap on upper stab of circuit breaker, with voltage tap module VTM680 and power supply of ETU600, able to communication, integrated metering type PMF-1 Energy Efficiency, Voltage, Active energy Ea Manual operating mechanism with mechanical closing, without Spring charging motor, Ready-to-close signal. switch, Auxiliary switches 2NO+2NC, without Closing coil (CC), manual operating mechanism with mechanical closing, without Remote trip alarm reset coil (RR), without 2nd shunt trip, without 1st Shunt trip | 664870 | 1 | Z\ | 1
3WA1340-6ME01-0AA0 |  | Fixed-mounted circuit breaker IEC 60947-2, frame size 3, 3-poles, In=4000A up to 690V AC 50/60Hz, breaking capacity C Icu=150kA at 690V, Trip unit ETU600 LSI upgrade ready , colordisplay, bluetooth and USB interface, Protection LT, ST, INST, N-protection required an external N-sensor, incl. trip alarm switch (1xCO), rear connection vertical, with internal voltage tap on upper stab of circuit breaker, with voltage tap module VTM680 and power supply of ETU600, able to communication, integrated metering type PMF-2 Basic Power Monitoring, Voltage, Energy, Power, Power factor, Frequency, Unbalance, Temperature, Manual operating mechanism with mechanical closing, without Spring charging motor, Ready-to-close signal. switch, Auxiliary switches 2NO+2NC, without Closing coil (CC), manual operating mechanism with mechanical closing, without Remote trip alarm reset coil (RR), without 2nd shunt trip, without 1st Shunt trip | 423700 | 1 | Z\ | 1
3WA1340-6ME02-0AA0 |  | Fixed-mounted circuit breaker IEC 60947-2, frame size 3, 3-poles, In=4000A up to 690V AC 50/60Hz, breaking capacity C Icu=150kA at 690V, Trip unit ETU600 LSI upgrade ready , colordisplay, bluetooth and USB interface, Protection LT, ST, INST, N-protection required an external N-sensor, incl. trip alarm switch (1xCO), rear connection horizontal, with internal voltage tap on upper stab of circuit breaker, with voltage tap module VTM680 and power supply of ETU600, able to communication, integrated metering type PMF-2 Basic Power Monitoring, Voltage, Energy, Power, Power factor, Frequency, Unbalance, Temperature, Manual operating mechanism with mechanical closing, without Spring charging motor, Ready-to-close signal. switch, Auxiliary switches 2NO+2NC, without Closing coil (CC), manual operating mechanism with mechanical closing, without Remote trip alarm reset coil (RR), without 2nd shunt trip, without 1st Shunt trip | 412700 | 1 | Z\ | 1
3WA1340-6ME11-0AA0 |  | Fixed-mounted circuit breaker IEC 60947-2, frame size 3, 4-poles, N-pole left, In=4000A up to 690V AC 50/60Hz, breaking capacity C Icu=130kA at 690V, Trip unit ETU600 LSI upgrade ready , colordisplay, bluetooth and USB interface, Protection LT, ST, INST, include N-protection, (internal N-sensor available), incl. trip alarm switch (1xCO), rear connection vertical, with internal voltage tap on upper stab of circuit breaker, with voltage tap module VTM680 and power supply of ETU600, able to communication, integrated metering type PMF-2 Basic Power Monitoring, Voltage, Energy, Power, Power factor, Frequency, Unbalance, Temperature, Manual operating mechanism with mechanical closing, without Spring charging motor, Ready-to-close signal. switch, Auxiliary switches 2NO+2NC, without Closing coil (CC), manual operating mechanism with mechanical closing, without Remote trip alarm reset coil (RR), without 2nd shunt trip, without 1st Shunt trip | 553700 | 1 | Z\ | 1
3WA1340-6ME12-0AA0 |  | Fixed-mounted circuit breaker IEC 60947-2, frame size 3, 4-poles, N-pole left, In=4000A up to 690V AC 50/60Hz, breaking capacity C Icu=130kA at 690V, Trip unit ETU600 LSI upgrade ready , colordisplay, bluetooth and USB interface, Protection LT, ST, INST, include N-protection, (internal N-sensor available), incl. trip alarm switch (1xCO), rear connection horizontal, with internal voltage tap on upper stab of circuit breaker, with voltage tap module VTM680 and power supply of ETU600, able to communication, integrated metering type PMF-2 Basic Power Monitoring, Voltage, Energy, Power, Power factor, Frequency, Unbalance, Temperature, Manual operating mechanism with mechanical closing, without Spring charging motor, Ready-to-close signal. switch, Auxiliary switches 2NO+2NC, without Closing coil (CC), manual operating mechanism with mechanical closing, without Remote trip alarm reset coil (RR), without 2nd shunt trip, without 1st Shunt trip | 538700 | 1 | Z\ | 1
3WA1340-6ME21-0AA0 |  | fixed-mounted circuit breaker, IEC 60947-2, size 3, 4-pole, N pole on right, In=4000 A up to 690 V AC 50/60 Hz, breaking capacity C Icu=130 kA at 690 V, tripping unit ETU600 LSI upgradeable, color display, Bluetooth, USB interface, basic protection LT, ST, INST, including protection of the N conductor (internal neutral point sensor available), trip alarm switch (1 x CO), connection at rear vertical, with internal voltage tap on upper stab of circuit breaker, with voltage tap module VTM680 and power supply of ETU600, able to communication, integrated metering type PMF-2 Basic Power Monitoring, Voltage, Energy, Power, Power factor, Frequency, Unbalance, Temperature, Manual operating mechanism with mechanical closing, without Spring charging motor, Ready-to-close signal. switch, Auxiliary switches 2NO+2NC, without Closing coil (CC), manual operating mechanism with mechanical closing, without Remote trip alarm reset coil (RR), without 2nd shunt trip, without 1st Shunt trip | 553700 | 1 | Z\ | 1
3WA1340-6ME22-0AA0 |  | fixed-mounted circuit breaker, IEC 60947-2, size 3, 4-pole, N pole on right, In=4000 A up to 690 V AC 50/60 Hz, breaking capacity C Icu=130 kA at 690 V, tripping unit ETU600 LSI upgradeable, color display, Bluetooth, USB interface, basic protection LT, ST, INST, including protection of the N conductor (internal neutral point sensor available), trip alarm switch (1 x CO), connection at rear horizontal with internal voltage tap on upper stab of circuit breaker, with voltage tap module VTM680 and power supply of ETU600, able to communication, integrated metering type PMF-2 Basic Power Monitoring, Voltage, Energy, Power, Power factor, Frequency, Unbalance, Temperature, Manual operating mechanism with mechanical closing, without Spring charging motor, Ready-to-close signal. switch, Auxiliary switches 2NO+2NC, without Closing coil (CC), manual operating mechanism with mechanical closing, without Remote trip alarm reset coil (RR), without 2nd shunt trip, without 1st Shunt trip | 538700 | 1 | Z\ | 1
3WA1340-6ME31-0AA0 |  | Withdrawable circuit breaker with guide frame, IEC 60947-2, frame size 3, 3-poles, In=4000A up to 690V AC 50/60Hz, breaking capacity C Icu=150kA at 690V, Trip unit ETU600 LSI upgrade ready , colordisplay, bluetooth and USB interface, Protection LT, ST, INST, N-protection required an external N-sensor, incl. trip alarm switch (1xCO), rear connection vertical, guide frame with shutter and w/o position signalling switch, with internal voltage tap on upper stab of circuit breaker, with voltage tap module VTM680 and power supply of ETU600, able to communication, integrated metering type PMF-2 Basic Power Monitoring, Voltage, Energy, Power, Power factor, Frequency, Unbalance, Temperature, Manual operating mechanism with mechanical closing, without Spring charging motor, Ready-to-close signal. switch, Auxiliary switches 2NO+2NC, without Closing coil (CC), manual operating mechanism with mechanical closing, without Remote trip alarm reset coil (RR), without 2nd shunt trip, without 1st Shunt trip | 503700 | 1 | Z\ | 1
3WA1340-6ME32-0AA0 |  | Withdrawable circuit breaker with guide frame, IEC 60947-2, frame size 3, 3-poles, In=4000A up to 690V AC 50/60Hz, breaking capacity C Icu=150kA at 690V, Trip unit ETU600 LSI upgrade ready , colordisplay, bluetooth and USB interface, Protection LT, ST, INST, N-protection required an external N-sensor, incl. trip alarm switch (1xCO), rear connection horizontal, guide frame with shutter and w/o position signalling switch, with internal voltage tap on upper stab of circuit breaker, with voltage tap module VTM680 and power supply of ETU600, able to communication, integrated metering type PMF-2 Basic Power Monitoring, Voltage, Energy, Power, Power factor, Frequency, Unbalance, Temperature, Manual operating mechanism with mechanical closing, without Spring charging motor, Ready-to-close signal. switch, Auxiliary switches 2NO+2NC, without Closing coil (CC), manual operating mechanism with mechanical closing, without Remote trip alarm reset coil (RR), without 2nd shunt trip, without 1st Shunt trip | 490700 | 1 | Z\ | 1
3WA1340-6ME34-0AA0 |  | withdrawable circuit breaker, with guide frame, IEC 60947-2, size 3, 3-pole, In=4000 A up to 690 V AC 50/60 Hz, breaking capacity C Icu=150 kA at 690 V tripping unit ETU600 LSI upgradeable, color display, Bluetooth, USB interface, basic protection LT, ST, INST, neutral conductor protection requires an external neutral point current sensor, trip alarm switch (1 x CO), connection at rear flange, guide frame with shutter, without position signaling switch, with internal voltage tap on upper stab of circuit breaker, with voltage tap module VTM680 and power supply of ETU600, able to communication, integrated metering type PMF-2 Basic Power Monitoring, Voltage, Energy, Power, Power factor, Frequency, Unbalance, Temperature, Manual operating mechanism with mechanical closing, without Spring charging motor, Ready-to-close signal. switch, Auxiliary switches 2NO+2NC, without Closing coil (CC), manual operating mechanism with mechanical closing, without Remote trip alarm reset coil (RR), without 2nd shunt trip, without 1st Shunt trip | 490700 | 1 | Z\ | 1
3WA1340-6ME41-0AA0 |  | Withdrawable circuit breaker with guide frame, IEC 60947-2, frame size 3, 4-poles, N-pole left, In=4000A up to 690V AC 50/60Hz, breaking capacity C Icu=130kA at 690V, Trip unit ETU600 LSI upgrade ready , colordisplay, bluetooth and USB interface, Protection LT, ST, INST, include N-protection, (internal N-sensor available), incl. trip alarm switch (1xCO), rear connection vertical, guide frame with shutter and w/o position signalling switch, with internal voltage tap on upper stab of circuit breaker, with voltage tap module VTM680 and power supply of ETU600, able to communication, integrated metering type PMF-2 Basic Power Monitoring, Voltage, Energy, Power, Power factor, Frequency, Unbalance, Temperature, Manual operating mechanism with mechanical closing, without Spring charging motor, Ready-to-close signal. switch, Auxiliary switches 2NO+2NC, without Closing coil (CC), manual operating mechanism with mechanical closing, without Remote trip alarm reset coil (RR), without 2nd shunt trip, without 1st Shunt trip | 658700 | 1 | Z\ | 1
3WA1340-6ME42-0AA0 |  | Withdrawable circuit breaker with guide frame, IEC 60947-2, frame size 3, 4-poles, N-pole left, In=4000A up to 690V AC 50/60Hz, breaking capacity C Icu=130kA at 690V, Trip unit ETU600 LSI upgrade ready , colordisplay, bluetooth and USB interface, Protection LT, ST, INST, include N-protection, (internal N-sensor available), incl. trip alarm switch (1xCO), rear connection horizontal, guide frame with shutter and w/o position signalling switch, with internal voltage tap on upper stab of circuit breaker, with voltage tap module VTM680 and power supply of ETU600, able to communication, integrated metering type PMF-2 Basic Power Monitoring, Voltage, Energy, Power, Power factor, Frequency, Unbalance, Temperature, Manual operating mechanism with mechanical closing, without Spring charging motor, Ready-to-close signal. switch, Auxiliary switches 2NO+2NC, without Closing coil (CC), manual operating mechanism with mechanical closing, without Remote trip alarm reset coil (RR), without 2nd shunt trip, without 1st Shunt trip | 641700 | 1 | Z\ | 1
3WA1340-6ME44-0AA0 |  | withdrawable circuit breaker, with guide frame, IEC 60947-2, size 3, 4-pole, N pole on left, In=4000 A up to 690 V AC 50/60 Hz, breaking capacity C Icu=130 kA at 690 V, tripping unit ETU600 LSI upgradeable, color display, Bluetooth, USB interface, basic protection LT, ST, INST, including protection of the N conductor (internal neutral point sensor available), trip alarm switch (1 x CO), connection at rear flange, guide frame with shutter, without position signaling switch, with internal voltage tap on upper stab of circuit breaker, with voltage tap module VTM680 and power supply of ETU600, able to communication, integrated metering type PMF-2 Basic Power Monitoring, Voltage, Energy, Power, Power factor, Frequency, Unbalance, Temperature, Manual operating mechanism with mechanical closing, without Spring charging motor, Ready-to-close signal. switch, Auxiliary switches 2NO+2NC, without Closing coil (CC), manual operating mechanism with mechanical closing, without Remote trip alarm reset coil (RR), without 2nd shunt trip, without 1st Shunt trip | 641700 | 1 | Z\ | 1
3WA1340-6MF01-0AA0 |  | Fixed-mounted circuit breaker IEC 60947-2, frame size 3, 3-poles, In=4000A up to 690V AC 50/60Hz, breaking capacity C Icu=150kA at 690V, Trip unit ETU600 LSIG upgrade ready , colordisplay, bluetooth and USB interface, Protection LT, ST, INST, GFx, N-protection required an external N-sensor, incl. trip alarm switch (1xCO), rear connection vertical, with internal voltage tap on upper stab of circuit breaker, with voltage tap module VTM680 and power supply of ETU600, able to communication, integrated metering type PMF-2 Basic Power Monitoring, Voltage, Energy, Power, Power factor, Frequency, Unbalance, Temperature, Manual operating mechanism with mechanical closing, without Spring charging motor, Ready-to-close signal. switch, Auxiliary switches 2NO+2NC, without Closing coil (CC), manual operating mechanism with mechanical closing, without Remote trip alarm reset coil (RR), without 2nd shunt trip, without 1st Shunt trip | 433700 | 1 | Z\ | 1
3WA1340-6MF02-0AA0 |  | Fixed-mounted circuit breaker IEC 60947-2, frame size 3, 3-poles, In=4000A up to 690V AC 50/60Hz, breaking capacity C Icu=150kA at 690V, Trip unit ETU600 LSIG upgrade ready , colordisplay, bluetooth and USB interface, Protection LT, ST, INST, GFx, N-protection required an external N-sensor, incl. trip alarm switch (1xCO), rear connection horizontal, with internal voltage tap on upper stab of circuit breaker, with voltage tap module VTM680 and power supply of ETU600, able to communication, integrated metering type PMF-2 Basic Power Monitoring, Voltage, Energy, Power, Power factor, Frequency, Unbalance, Temperature, Manual operating mechanism with mechanical closing, without Spring charging motor, Ready-to-close signal. switch, Auxiliary switches 2NO+2NC, without Closing coil (CC), manual operating mechanism with mechanical closing, without Remote trip alarm reset coil (RR), without 2nd shunt trip, without 1st Shunt trip | 423700 | 1 | Z\ | 1
3WA1340-6MF11-0AA0 |  | Fixed-mounted circuit breaker IEC 60947-2, frame size 3, 4-poles, N-pole left, In=4000A up to 690V AC 50/60Hz, breaking capacity C Icu=130kA at 690V, Trip unit ETU600 LSIG upgrade ready , colordisplay, bluetooth and USB interface, Protection LT, ST, INST, GFx, include N-protection, (internal N-sensor available), incl. trip alarm switch (1xCO), rear connection vertical, with internal voltage tap on upper stab of circuit breaker, with voltage tap module VTM680 and power supply of ETU600, able to communication, integrated metering type PMF-2 Basic Power Monitoring, Voltage, Energy, Power, Power factor, Frequency, Unbalance, Temperature, Manual operating mechanism with mechanical closing, without Spring charging motor, Ready-to-close signal. switch, Auxiliary switches 2NO+2NC, without Closing coil (CC), manual operating mechanism with mechanical closing, without Remote trip alarm reset coil (RR), without 2nd shunt trip, without 1st Shunt trip | 563700 | 1 | Z\ | 1
3WA1340-6MF12-0AA0 |  | Fixed-mounted circuit breaker IEC 60947-2, frame size 3, 4-poles, N-pole left, In=4000A up to 690V AC 50/60Hz, breaking capacity C Icu=130kA at 690V, Trip unit ETU600 LSIG upgrade ready , colordisplay, bluetooth and USB interface, Protection LT, ST, INST, GFx, include N-protection, (internal N-sensor available), incl. trip alarm switch (1xCO), rear connection horizontal, with internal voltage tap on upper stab of circuit breaker, with voltage tap module VTM680 and power supply of ETU600, able to communication, integrated metering type PMF-2 Basic Power Monitoring, Voltage, Energy, Power, Power factor, Frequency, Unbalance, Temperature, Manual operating mechanism with mechanical closing, without Spring charging motor, Ready-to-close signal. switch, Auxiliary switches 2NO+2NC, without Closing coil (CC), manual operating mechanism with mechanical closing, without Remote trip alarm reset coil (RR), without 2nd shunt trip, without 1st Shunt trip | 549700 | 1 | Z\ | 1
3WA1340-6MF21-0AA0 |  | fixed-mounted circuit breaker, IEC 60947-2, size 3, 4-pole, N pole on right, In=4000 A up to 690 V AC 50/60 Hz, breaking capacity C Icu=130 kA at 690 V, tripping unit ETU600 LSIG upgradeable, color display, Bluetooth, USB interface, basic protection LT, ST, INST, GFx, including protection of the N conductor (internal neutral point sensor available), trip alarm switch (1 x CO), connection at rear vertical, with internal voltage tap on upper stab of circuit breaker, with voltage tap module VTM680 and power supply of ETU600, able to communication, integrated metering type PMF-2 Basic Power Monitoring, Voltage, Energy, Power, Power factor, Frequency, Unbalance, Temperature, Manual operating mechanism with mechanical closing, without Spring charging motor, Ready-to-close signal. switch, Auxiliary switches 2NO+2NC, without Closing coil (CC), manual operating mechanism with mechanical closing, without Remote trip alarm reset coil (RR), without 2nd shunt trip, without 1st Shunt trip | 563700 | 1 | Z\ | 1
3WA1340-6MF22-0AA0 |  | fixed-mounted circuit breaker, IEC 60947-2, size 3, 4-pole, N pole on right, In=4000 A up to 690 V AC 50/60 Hz, breaking capacity C Icu=130 kA at 690 V, tripping unit ETU600 LSIG upgradeable, color display, Bluetooth, USB interface, basic protection LT, ST, INST, GFx, including protection of the N conductor (internal neutral point sensor available), trip alarm switch (1 x CO), connection at rear horizontal with internal voltage tap on upper stab of circuit breaker, with voltage tap module VTM680 and power supply of ETU600, able to communication, integrated metering type PMF-2 Basic Power Monitoring, Voltage, Energy, Power, Power factor, Frequency, Unbalance, Temperature, Manual operating mechanism with mechanical closing, without Spring charging motor, Ready-to-close signal. switch, Auxiliary switches 2NO+2NC, without Closing coil (CC), manual operating mechanism with mechanical closing, without Remote trip alarm reset coil (RR), without 2nd shunt trip, without 1st Shunt trip | 549700 | 1 | Z\ | 1
3WA1340-6MF31-0AA0 |  | Withdrawable circuit breaker with guide frame, IEC 60947-2, frame size 3, 3-poles, In=4000A up to 690V AC 50/60Hz, breaking capacity C Icu=150kA at 690V, Trip unit ETU600 LSIG upgrade ready , colordisplay, bluetooth and USB interface, Protection LT, ST, INST, GFx, N-protection required an external N-sensor, incl. trip alarm switch (1xCO), rear connection vertical, guide frame with shutter and w/o position signalling switch, with internal voltage tap on upper stab of circuit breaker, with voltage tap module VTM680 and power supply of ETU600, able to communication, integrated metering type PMF-2 Basic Power Monitoring, Voltage, Energy, Power, Power factor, Frequency, Unbalance, Temperature, Manual operating mechanism with mechanical closing, without Spring charging motor, Ready-to-close signal. switch, Auxiliary switches 2NO+2NC, without Closing coil (CC), manual operating mechanism with mechanical closing, without Remote trip alarm reset coil (RR), without 2nd shunt trip, without 1st Shunt trip | 513700 | 1 | Z\ | 1
3WA1340-6MF32-0AA0 |  | Withdrawable circuit breaker with guide frame, IEC 60947-2, frame size 3, 3-poles, In=4000A up to 690V AC 50/60Hz, breaking capacity C Icu=150kA at 690V, Trip unit ETU600 LSIG upgrade ready , colordisplay, bluetooth and USB interface, Protection LT, ST, INST, GFx, N-protection required an external N-sensor, incl. trip alarm switch (1xCO), rear connection horizontal, guide frame with shutter and w/o position signalling switch, with internal voltage tap on upper stab of circuit breaker, with voltage tap module VTM680 and power supply of ETU600, able to communication, integrated metering type PMF-2 Basic Power Monitoring, Voltage, Energy, Power, Power factor, Frequency, Unbalance, Temperature, Manual operating mechanism with mechanical closing, without Spring charging motor, Ready-to-close signal. switch, Auxiliary switches 2NO+2NC, without Closing coil (CC), manual operating mechanism with mechanical closing, without Remote trip alarm reset coil (RR), without 2nd shunt trip, without 1st Shunt trip | 501700 | 1 | Z\ | 1
3WA1340-6MF34-0AA0 |  | withdrawable circuit breaker, with guide frame, IEC 60947-2, size 3, 3-pole, In=4000 A up to 690 V AC 50/60 Hz, breaking capacity C Icu=150 kA at 690 V tripping unit ETU600 LSIG upgradeable, color display, Bluetooth, USB interface, basic protection LT, ST, INST, GFx, neutral conductor protection requires an external neutral point current sensor, trip alarm switch (1 x CO), connection at rear flange, guide frame with shutter, without position signaling switch, with internal voltage tap on upper stab of circuit breaker, with voltage tap module VTM680 and power supply of ETU600, able to communication, integrated metering type PMF-2 Basic Power Monitoring, Voltage, Energy, Power, Power factor, Frequency, Unbalance, Temperature, Manual operating mechanism with mechanical closing, without Spring charging motor, Ready-to-close signal. switch, Auxiliary switches 2NO+2NC, without Closing coil (CC), manual operating mechanism with mechanical closing, without Remote trip alarm reset coil (RR), without 2nd shunt trip, without 1st Shunt trip | 501700 | 1 | Z\ | 1
3WA1340-6MF41-0AA0 |  | Withdrawable circuit breaker with guide frame, IEC 60947-2, frame size 3, 4-poles, N-pole left, In=4000A up to 690V AC 50/60Hz, breaking capacity C Icu=130kA at 690V, Trip unit ETU600 LSIG upgrade ready , colordisplay, bluetooth and USB interface, Protection LT, ST, INST, GFx, include N-protection, (internal N-sensor available), incl. trip alarm switch (1xCO), rear connection vertical, guide frame with shutter and w/o position signalling switch, with internal voltage tap on upper stab of circuit breaker, with voltage tap module VTM680 and power supply of ETU600, able to communication, integrated metering type PMF-2 Basic Power Monitoring, Voltage, Energy, Power, Power factor, Frequency, Unbalance, Temperature, Manual operating mechanism with mechanical closing, without Spring charging motor, Ready-to-close signal. switch, Auxiliary switches 2NO+2NC, without Closing coil (CC), manual operating mechanism with mechanical closing, without Remote trip alarm reset coil (RR), without 2nd shunt trip, without 1st Shunt trip | 669700 | 1 | Z\ | 1
3WA1340-6MF42-0AA0 |  | Withdrawable circuit breaker with guide frame, IEC 60947-2, frame size 3, 4-poles, N-pole left, In=4000A up to 690V AC 50/60Hz, breaking capacity C Icu=130kA at 690V, Trip unit ETU600 LSIG upgrade ready , colordisplay, bluetooth and USB interface, Protection LT, ST, INST, GFx, include N-protection, (internal N-sensor available), incl. trip alarm switch (1xCO), rear connection horizontal, guide frame with shutter and w/o position signalling switch, with internal voltage tap on upper stab of circuit breaker, with voltage tap module VTM680 and power supply of ETU600, able to communication, integrated metering type PMF-2 Basic Power Monitoring, Voltage, Energy, Power, Power factor, Frequency, Unbalance, Temperature, Manual operating mechanism with mechanical closing, without Spring charging motor, Ready-to-close signal. switch, Auxiliary switches 2NO+2NC, without Closing coil (CC), manual operating mechanism with mechanical closing, without Remote trip alarm reset coil (RR), without 2nd shunt trip, without 1st Shunt trip | 652700 | 1 | Z\ | 1
3WA1340-6MF44-0AA0 |  | withdrawable circuit breaker, with guide frame, IEC 60947-2, size 3, 4-pole, N pole on left, In=4000 A up to 690 V AC 50/60 Hz, breaking capacity C Icu=130 kA at 690 V, tripping unit ETU600 LSIG upgradeable, color display, Bluetooth, USB interface, basic protection LT, ST, INST, GFx, including protection of the N conductor (internal neutral point sensor available), trip alarm switch (1 x CO), connection at rear flange, guide frame with shutter, without position signaling switch, with internal voltage tap on upper stab of circuit breaker, with voltage tap module VTM680 and power supply of ETU600, able to communication, integrated metering type PMF-2 Basic Power Monitoring, Voltage, Energy, Power, Power factor, Frequency, Unbalance, Temperature, Manual operating mechanism with mechanical closing, without Spring charging motor, Ready-to-close signal. switch, Auxiliary switches 2NO+2NC, without Closing coil (CC), manual operating mechanism with mechanical closing, without Remote trip alarm reset coil (RR), without 2nd shunt trip, without 1st Shunt trip | 652700 | 1 | Z\ | 1
3WA1340-6MG01-0AA0 |  | Fixed-mounted circuit breaker IEC 60947-2, frame size 3, 3-poles, In=4000A up to 690V AC 50/60Hz, breaking capacity C Icu=150kA at 690V, Trip unit ETU600 LSIG Hi-Z upgrade ready , colordisplay, bluetooth and USB interface, Protection LT, ST, INST, GFx, with GF highimpedance-input N-protection required an external N-sensor, incl. trip alarm switch (1xCO), rear connection vertical, with internal voltage tap on upper stab of circuit breaker, with voltage tap module VTM680 and power supply of ETU600, able to communication, integrated metering type PMF-2 Basic Power Monitoring, Voltage, Energy, Power, Power factor, Frequency, Unbalance, Temperature, Manual operating mechanism with mechanical closing, without Spring charging motor, Ready-to-close signal. switch, Auxiliary switches 2NO+2NC, without Closing coil (CC), manual operating mechanism with mechanical closing, without Remote trip alarm reset coil (RR), without 2nd shunt trip, without 1st Shunt trip | 455700 | 1 | Z\ | 1
3WA1340-6MG02-0AA0 |  | Fixed-mounted circuit breaker IEC 60947-2, frame size 3, 3-poles, In=4000A up to 690V AC 50/60Hz, breaking capacity C Icu=150kA at 690V, Trip unit ETU600 LSIG Hi-Z upgrade ready , colordisplay, bluetooth and USB interface, Protection LT, ST, INST, GFx, with GF highimpedance-input N-protection required an external N-sensor, incl. trip alarm switch (1xCO), rear connection horizontal, with internal voltage tap on upper stab of circuit breaker, with voltage tap module VTM680 and power supply of ETU600, able to communication, integrated metering type PMF-2 Basic Power Monitoring, Voltage, Energy, Power, Power factor, Frequency, Unbalance, Temperature, Manual operating mechanism with mechanical closing, without Spring charging motor, Ready-to-close signal. switch, Auxiliary switches 2NO+2NC, without Closing coil (CC), manual operating mechanism with mechanical closing, without Remote trip alarm reset coil (RR), without 2nd shunt trip, without 1st Shunt trip | 444700 | 1 | Z\ | 1
3WA1340-6MG11-0AA0 |  | Fixed-mounted circuit breaker IEC 60947-2, frame size 3, 4-poles, N-pole left, In=4000A up to 690V AC 50/60Hz, breaking capacity C Icu=130kA at 690V, Trip unit ETU600 LSIG Hi-Z upgrade ready , colordisplay, bluetooth and USB interface, Protection LT, ST, INST, GFx, with GF highimpedance-input include N-protection, (internal N-sensor available), incl. trip alarm switch (1xCO), rear connection vertical, with internal voltage tap on upper stab of circuit breaker, with voltage tap module VTM680 and power supply of ETU600, able to communication, integrated metering type PMF-2 Basic Power Monitoring, Voltage, Energy, Power, Power factor, Frequency, Unbalance, Temperature, Manual operating mechanism with mechanical closing, without Spring charging motor, Ready-to-close signal. switch, Auxiliary switches 2NO+2NC, without Closing coil (CC), manual operating mechanism with mechanical closing, without Remote trip alarm reset coil (RR), without 2nd shunt trip, without 1st Shunt trip | 584700 | 1 | Z\ | 1
3WA1340-6MG12-0AA0 |  | Fixed-mounted circuit breaker IEC 60947-2, frame size 3, 4-poles, N-pole left, In=4000A up to 690V AC 50/60Hz, breaking capacity C Icu=130kA at 690V, Trip unit ETU600 LSIG Hi-Z upgrade ready , colordisplay, bluetooth and USB interface, Protection LT, ST, INST, GFx, with GF highimpedance-input include N-protection, (internal N-sensor available), incl. trip alarm switch (1xCO), rear connection horizontal, with internal voltage tap on upper stab of circuit breaker, with voltage tap module VTM680 and power supply of ETU600, able to communication, integrated metering type PMF-2 Basic Power Monitoring, Voltage, Energy, Power, Power factor, Frequency, Unbalance, Temperature, Manual operating mechanism with mechanical closing, without Spring charging motor, Ready-to-close signal. switch, Auxiliary switches 2NO+2NC, without Closing coil (CC), manual operating mechanism with mechanical closing, without Remote trip alarm reset coil (RR), without 2nd shunt trip, without 1st Shunt trip | 570700 | 1 | Z\ | 1
3WA1340-6MG21-0AA0 |  | fixed-mounted circuit breaker, IEC 60947-2, size 3, 4-pole, N pole on right, In=4000 A up to 690 V AC 50/60 Hz, breaking capacity C Icu=130 kA at 690 V, tripping unit ETU600 LSIG Hi-Z upgradeable, color display, Bluetooth, USB interface, basic protection LT, ST, INST, GFx, with GF high-impedance input, including protection of the N conductor (internal neutral point sensor available), trip alarm switch (1 x CO), connection at rear vertical, with internal voltage tap on upper stab of circuit breaker, with voltage tap module VTM680 and power supply of ETU600, able to communication, integrated metering type PMF-2 Basic Power Monitoring, Voltage, Energy, Power, Power factor, Frequency, Unbalance, Temperature, Manual operating mechanism with mechanical closing, without Spring charging motor, Ready-to-close signal. switch, Auxiliary switches 2NO+2NC, without Closing coil (CC), manual operating mechanism with mechanical closing, without Remote trip alarm reset coil (RR), without 2nd shunt trip, without 1st Shunt trip | 584700 | 1 | Z\ | 1
3WA1340-6MG22-0AA0 |  | fixed-mounted circuit breaker, IEC 60947-2, size 3, 4-pole, N pole on right, In=4000 A up to 690 V AC 50/60 Hz, breaking capacity C Icu=130 kA at 690 V, tripping unit ETU600 LSIG Hi-Z upgradeable, color display, Bluetooth, USB interface, basic protection LT, ST, INST, GFx, with GF high-impedance input, including protection of the N conductor (internal neutral point sensor available), trip alarm switch (1 x CO), connection at rear horizontal with internal voltage tap on upper stab of circuit breaker, with voltage tap module VTM680 and power supply of ETU600, able to communication, integrated metering type PMF-2 Basic Power Monitoring, Voltage, Energy, Power, Power factor, Frequency, Unbalance, Temperature, Manual operating mechanism with mechanical closing, without Spring charging motor, Ready-to-close signal. switch, Auxiliary switches 2NO+2NC, without Closing coil (CC), manual operating mechanism with mechanical closing, without Remote trip alarm reset coil (RR), without 2nd shunt trip, without 1st Shunt trip | 570700 | 1 | Z\ | 1
3WA1340-6MG31-0AA0 |  | Withdrawable circuit breaker with guide frame, IEC 60947-2, frame size 3, 3-poles, In=4000A up to 690V AC 50/60Hz, breaking capacity C Icu=150kA at 690V, Trip unit ETU600 LSIG Hi-Z upgrade ready , colordisplay, bluetooth and USB interface, Protection LT, ST, INST, GFx, with GF highimpedance-input N-protection required an external N-sensor, incl. trip alarm switch (1xCO), rear connection vertical, guide frame with shutter and w/o position signalling switch, with internal voltage tap on upper stab of circuit breaker, with voltage tap module VTM680 and power supply of ETU600, able to communication, integrated metering type PMF-2 Basic Power Monitoring, Voltage, Energy, Power, Power factor, Frequency, Unbalance, Temperature, Manual operating mechanism with mechanical closing, without Spring charging motor, Ready-to-close signal. switch, Auxiliary switches 2NO+2NC, without Closing coil (CC), manual operating mechanism with mechanical closing, without Remote trip alarm reset coil (RR), without 2nd shunt trip, without 1st Shunt trip | 535700 | 1 | Z\ | 1
3WA1340-6MG32-0AA0 |  | Withdrawable circuit breaker with guide frame, IEC 60947-2, frame size 3, 3-poles, In=4000A up to 690V AC 50/60Hz, breaking capacity C Icu=150kA at 690V, Trip unit ETU600 LSIG Hi-Z upgrade ready , colordisplay, bluetooth and USB interface, Protection LT, ST, INST, GFx, with GF highimpedance-input N-protection required an external N-sensor, incl. trip alarm switch (1xCO), rear connection horizontal, guide frame with shutter and w/o position signalling switch, with internal voltage tap on upper stab of circuit breaker, with voltage tap module VTM680 and power supply of ETU600, able to communication, integrated metering type PMF-2 Basic Power Monitoring, Voltage, Energy, Power, Power factor, Frequency, Unbalance, Temperature, Manual operating mechanism with mechanical closing, without Spring charging motor, Ready-to-close signal. switch, Auxiliary switches 2NO+2NC, without Closing coil (CC), manual operating mechanism with mechanical closing, without Remote trip alarm reset coil (RR), without 2nd shunt trip, without 1st Shunt trip | 522700 | 1 | Z\ | 1
3WA1340-6MG34-0AA0 |  | withdrawable circuit breaker, with guide frame, IEC 60947-2, size 3, 3-pole, In=4000 A up to 690 V AC 50/60 Hz, breaking capacity C Icu=150 kA at 690 V tripping unit ETU600 LSIG Hi-Z upgradeable, color display, Bluetooth, USB interface, basic protection LT, ST, INST, GFx, with GF high-impedance input, neutral conductor protection requires an external neutral point current sensor, trip alarm switch (1 x CO), connection at rear flange, guide frame with shutter, without position signaling switch, with internal voltage tap on upper stab of circuit breaker, with voltage tap module VTM680 and power supply of ETU600, able to communication, integrated metering type PMF-2 Basic Power Monitoring, Voltage, Energy, Power, Power factor, Frequency, Unbalance, Temperature, Manual operating mechanism with mechanical closing, without Spring charging motor, Ready-to-close signal. switch, Auxiliary switches 2NO+2NC, without Closing coil (CC), manual operating mechanism with mechanical closing, without Remote trip alarm reset coil (RR), without 2nd shunt trip, without 1st Shunt trip | 522700 | 1 | Z\ | 1
3WA1340-6MG41-0AA0 |  | Withdrawable circuit breaker with guide frame, IEC 60947-2, frame size 3, 4-poles, N-pole left, In=4000A up to 690V AC 50/60Hz, breaking capacity C Icu=130kA at 690V, Trip unit ETU600 LSIG Hi-Z upgrade ready , colordisplay, bluetooth and USB interface, Protection LT, ST, INST, GFx, with GF highimpedance-input include N-protection, (internal N-sensor available), incl. trip alarm switch (1xCO), rear connection vertical, guide frame with shutter and w/o position signalling switch, with internal voltage tap on upper stab of circuit breaker, with voltage tap module VTM680 and power supply of ETU600, able to communication, integrated metering type PMF-2 Basic Power Monitoring, Voltage, Energy, Power, Power factor, Frequency, Unbalance, Temperature, Manual operating mechanism with mechanical closing, without Spring charging motor, Ready-to-close signal. switch, Auxiliary switches 2NO+2NC, without Closing coil (CC), manual operating mechanism with mechanical closing, without Remote trip alarm reset coil (RR), without 2nd shunt trip, without 1st Shunt trip | 690700 | 1 | Z\ | 1
3WA1340-6MG42-0AA0 |  | Withdrawable circuit breaker with guide frame, IEC 60947-2, frame size 3, 4-poles, N-pole left, In=4000A up to 690V AC 50/60Hz, breaking capacity C Icu=130kA at 690V, Trip unit ETU600 LSIG Hi-Z upgrade ready , colordisplay, bluetooth and USB interface, Protection LT, ST, INST, GFx, with GF highimpedance-input include N-protection, (internal N-sensor available), incl. trip alarm switch (1xCO), rear connection horizontal, guide frame with shutter and w/o position signalling switch, with internal voltage tap on upper stab of circuit breaker, with voltage tap module VTM680 and power supply of ETU600, able to communication, integrated metering type PMF-2 Basic Power Monitoring, Voltage, Energy, Power, Power factor, Frequency, Unbalance, Temperature, Manual operating mechanism with mechanical closing, without Spring charging motor, Ready-to-close signal. switch, Auxiliary switches 2NO+2NC, without Closing coil (CC), manual operating mechanism with mechanical closing, without Remote trip alarm reset coil (RR), without 2nd shunt trip, without 1st Shunt trip | 673700 | 1 | Z\ | 1
3WA1340-6MG44-0AA0 |  | withdrawable circuit breaker, with guide frame, IEC 60947-2, size 3, 4-pole, N pole on left, In=4000 A up to 690 V AC 50/60 Hz, breaking capacity C Icu=130 kA at 690 V, tripping unit ETU600 LSIG Hi-Z upgradeable, color display, Bluetooth, USB interface, basic protection LT, ST, INST, GFx, with GF high-impedance input, including protection of the N conductor (internal neutral point sensor available), trip alarm switch (1 x CO), connection at rear flange, guide frame with shutter, without position signaling switch, with internal voltage tap on upper stab of circuit breaker, with voltage tap module VTM680 and power supply of ETU600, able to communication, integrated metering type PMF-2 Basic Power Monitoring, Voltage, Energy, Power, Power factor, Frequency, Unbalance, Temperature, Manual operating mechanism with mechanical closing, without Spring charging motor, Ready-to-close signal. switch, Auxiliary switches 2NO+2NC, without Closing coil (CC), manual operating mechanism with mechanical closing, without Remote trip alarm reset coil (RR), without 2nd shunt trip, without 1st Shunt trip | 673700 | 1 | Z\ | 1
3WA1340-6NE01-0AA0 |  | Fixed-mounted circuit breaker IEC 60947-2, frame size 3, 3-poles, In=4000A up to 690V AC 50/60Hz, breaking capacity C Icu=150kA at 690V, Trip unit ETU600 LSI upgrade ready , colordisplay, bluetooth and USB interface, Protection LT, ST, INST, N-protection required an external N-sensor, incl. trip alarm switch (1xCO), rear connection vertical, with internal voltage tap on upper stab of circuit breaker, with voltage tap module VTM680 and power supply of ETU600, able to communication, integrated metering type PMF-3 Advanced Power Monitor., Voltage, Energy, Power, Power factor, Frequency, Unbalance, Temperature, Power quality, Manual operating mechanism with mechanical closing, without Spring charging motor, Ready-to-close signal. switch, Auxiliary switches 2NO+2NC, without Closing coil (CC), manual operating mechanism with mechanical closing, without Remote trip alarm reset coil (RR), without 2nd shunt trip, without 1st Shunt trip | 430100 | 1 | Z\ | 1
3WA1340-6NE02-0AA0 |  | Fixed-mounted circuit breaker IEC 60947-2, frame size 3, 3-poles, In=4000A up to 690V AC 50/60Hz, breaking capacity C Icu=150kA at 690V, Trip unit ETU600 LSI upgrade ready , colordisplay, bluetooth and USB interface, Protection LT, ST, INST, N-protection required an external N-sensor, incl. trip alarm switch (1xCO), rear connection horizontal, with internal voltage tap on upper stab of circuit breaker, with voltage tap module VTM680 and power supply of ETU600, able to communication, integrated metering type PMF-3 Advanced Power Monitor., Voltage, Energy, Power, Power factor, Frequency, Unbalance, Temperature, Power quality, Manual operating mechanism with mechanical closing, without Spring charging motor, Ready-to-close signal. switch, Auxiliary switches 2NO+2NC, without Closing coil (CC), manual operating mechanism with mechanical closing, without Remote trip alarm reset coil (RR), without 2nd shunt trip, without 1st Shunt trip | 419100 | 1 | Z\ | 1
3WA1340-6NE11-0AA0 |  | Fixed-mounted circuit breaker IEC 60947-2, frame size 3, 4-poles, N-pole left, In=4000A up to 690V AC 50/60Hz, breaking capacity C Icu=130kA at 690V, Trip unit ETU600 LSI upgrade ready , colordisplay, bluetooth and USB interface, Protection LT, ST, INST, include N-protection, (internal N-sensor available), incl. trip alarm switch (1xCO), rear connection vertical, with internal voltage tap on upper stab of circuit breaker, with voltage tap module VTM680 and power supply of ETU600, able to communication, integrated metering type PMF-3 Advanced Power Monitor., Voltage, Energy, Power, Power factor, Frequency, Unbalance, Temperature, Power quality, Manual operating mechanism with mechanical closing, without Spring charging motor, Ready-to-close signal. switch, Auxiliary switches 2NO+2NC, without Closing coil (CC), manual operating mechanism with mechanical closing, without Remote trip alarm reset coil (RR), without 2nd shunt trip, without 1st Shunt trip | 560100 | 1 | Z\ | 1
3WA1340-6NE12-0AA0 |  | Fixed-mounted circuit breaker IEC 60947-2, frame size 3, 4-poles, N-pole left, In=4000A up to 690V AC 50/60Hz, breaking capacity C Icu=130kA at 690V, Trip unit ETU600 LSI upgrade ready , colordisplay, bluetooth and USB interface, Protection LT, ST, INST, include N-protection, (internal N-sensor available), incl. trip alarm switch (1xCO), rear connection horizontal, with internal voltage tap on upper stab of circuit breaker, with voltage tap module VTM680 and power supply of ETU600, able to communication, integrated metering type PMF-3 Advanced Power Monitor., Voltage, Energy, Power, Power factor, Frequency, Unbalance, Temperature, Power quality, Manual operating mechanism with mechanical closing, without Spring charging motor, Ready-to-close signal. switch, Auxiliary switches 2NO+2NC, without Closing coil (CC), manual operating mechanism with mechanical closing, without Remote trip alarm reset coil (RR), without 2nd shunt trip, without 1st Shunt trip | 545100 | 1 | Z\ | 1
3WA1340-6NE21-0AA0 |  | fixed-mounted circuit breaker, IEC 60947-2, size 3, 4-pole, N pole on right, In=4000 A up to 690 V AC 50/60 Hz, breaking capacity C Icu=130 kA at 690 V, tripping unit ETU600 LSI upgradeable, color display, Bluetooth, USB interface, basic protection LT, ST, INST, including protection of the N conductor (internal neutral point sensor available), trip alarm switch (1 x CO), connection at rear vertical, with internal voltage tap on upper stab of circuit breaker, with voltage tap module VTM680 and power supply of ETU600, able to communication, integrated metering type PMF-3 Advanced Power Monitor., Voltage, Energy, Power, Power factor, Frequency, Unbalance, Temperature, Power quality, Manual operating mechanism with mechanical closing, without Spring charging motor, Ready-to-close signal. switch, Auxiliary switches 2NO+2NC, without Closing coil (CC), manual operating mechanism with mechanical closing, without Remote trip alarm reset coil (RR), without 2nd shunt trip, without 1st Shunt trip | 560100 | 1 | Z\ | 1
3WA1340-6NE22-0AA0 |  | fixed-mounted circuit breaker, IEC 60947-2, size 3, 4-pole, N pole on right, In=4000 A up to 690 V AC 50/60 Hz, breaking capacity C Icu=130 kA at 690 V, tripping unit ETU600 LSI upgradeable, color display, Bluetooth, USB interface, basic protection LT, ST, INST, including protection of the N conductor (internal neutral point sensor available), trip alarm switch (1 x CO), connection at rear horizontal with internal voltage tap on upper stab of circuit breaker, with voltage tap module VTM680 and power supply of ETU600, able to communication, integrated metering type PMF-3 Advanced Power Monitor., Voltage, Energy, Power, Power factor, Frequency, Unbalance, Temperature, Power quality, Manual operating mechanism with mechanical closing, without Spring charging motor, Ready-to-close signal. switch, Auxiliary switches 2NO+2NC, without Closing coil (CC), manual operating mechanism with mechanical closing, without Remote trip alarm reset coil (RR), without 2nd shunt trip, without 1st Shunt trip | 545100 | 1 | Z\ | 1
3WA1340-6NE31-0AA0 |  | Withdrawable circuit breaker with guide frame, IEC 60947-2, frame size 3, 3-poles, In=4000A up to 690V AC 50/60Hz, breaking capacity C Icu=150kA at 690V, Trip unit ETU600 LSI upgrade ready , colordisplay, bluetooth and USB interface, Protection LT, ST, INST, N-protection required an external N-sensor, incl. trip alarm switch (1xCO), rear connection vertical, guide frame with shutter and w/o position signalling switch, with internal voltage tap on upper stab of circuit breaker, with voltage tap module VTM680 and power supply of ETU600, able to communication, integrated metering type PMF-3 Advanced Power Monitor., Voltage, Energy, Power, Power factor, Frequency, Unbalance, Temperature, Power quality, Manual operating mechanism with mechanical closing, without Spring charging motor, Ready-to-close signal. switch, Auxiliary switches 2NO+2NC, without Closing coil (CC), manual operating mechanism with mechanical closing, without Remote trip alarm reset coil (RR), without 2nd shunt trip, without 1st Shunt trip | 510100 | 1 | Z\ | 1
3WA1340-6NE32-0AA0 |  | Withdrawable circuit breaker with guide frame, IEC 60947-2, frame size 3, 3-poles, In=4000A up to 690V AC 50/60Hz, breaking capacity C Icu=150kA at 690V, Trip unit ETU600 LSI upgrade ready , colordisplay, bluetooth and USB interface, Protection LT, ST, INST, N-protection required an external N-sensor, incl. trip alarm switch (1xCO), rear connection horizontal, guide frame with shutter and w/o position signalling switch, with internal voltage tap on upper stab of circuit breaker, with voltage tap module VTM680 and power supply of ETU600, able to communication, integrated metering type PMF-3 Advanced Power Monitor., Voltage, Energy, Power, Power factor, Frequency, Unbalance, Temperature, Power quality, Manual operating mechanism with mechanical closing, without Spring charging motor, Ready-to-close signal. switch, Auxiliary switches 2NO+2NC, without Closing coil (CC), manual operating mechanism with mechanical closing, without Remote trip alarm reset coil (RR), without 2nd shunt trip, without 1st Shunt trip | 497100 | 1 | Z\ | 1
3WA1340-6NE34-0AA0 |  | withdrawable circuit breaker, with guide frame, IEC 60947-2, size 3, 3-pole, In=4000 A up to 690 V AC 50/60 Hz, breaking capacity C Icu=150 kA at 690 V tripping unit ETU600 LSI upgradeable, color display, Bluetooth, USB interface, basic protection LT, ST, INST, neutral conductor protection requires an external neutral point current sensor, trip alarm switch (1 x CO), connection at rear flange, guide frame with shutter, without position signaling switch, with internal voltage tap on upper stab of circuit breaker, with voltage tap module VTM680 and power supply of ETU600, able to communication, integrated metering type PMF-3 Advanced Power Monitor., Voltage, Energy, Power, Power factor, Frequency, Unbalance, Temperature, Power quality, Manual operating mechanism with mechanical closing, without Spring charging motor, Ready-to-close signal. switch, Auxiliary switches 2NO+2NC, without Closing coil (CC), manual operating mechanism with mechanical closing, without Remote trip alarm reset coil (RR), without 2nd shunt trip, without 1st Shunt trip | 497100 | 1 | Z\ | 1
3WA1340-6NE41-0AA0 |  | Withdrawable circuit breaker with guide frame, IEC 60947-2, frame size 3, 4-poles, N-pole left, In=4000A up to 690V AC 50/60Hz, breaking capacity C Icu=130kA at 690V, Trip unit ETU600 LSI upgrade ready , colordisplay, bluetooth and USB interface, Protection LT, ST, INST, include N-protection, (internal N-sensor available), incl. trip alarm switch (1xCO), rear connection vertical, guide frame with shutter and w/o position signalling switch, with internal voltage tap on upper stab of circuit breaker, with voltage tap module VTM680 and power supply of ETU600, able to communication, integrated metering type PMF-3 Advanced Power Monitor., Voltage, Energy, Power, Power factor, Frequency, Unbalance, Temperature, Power quality, Manual operating mechanism with mechanical closing, without Spring charging motor, Ready-to-close signal. switch, Auxiliary switches 2NO+2NC, without Closing coil (CC), manual operating mechanism with mechanical closing, without Remote trip alarm reset coil (RR), without 2nd shunt trip, without 1st Shunt trip | 665100 | 1 | Z\ | 1
3WA1340-6NE42-0AA0 |  | Withdrawable circuit breaker with guide frame, IEC 60947-2, frame size 3, 4-poles, N-pole left, In=4000A up to 690V AC 50/60Hz, breaking capacity C Icu=130kA at 690V, Trip unit ETU600 LSI upgrade ready , colordisplay, bluetooth and USB interface, Protection LT, ST, INST, include N-protection, (internal N-sensor available), incl. trip alarm switch (1xCO), rear connection horizontal, guide frame with shutter and w/o position signalling switch, with internal voltage tap on upper stab of circuit breaker, with voltage tap module VTM680 and power supply of ETU600, able to communication, integrated metering type PMF-3 Advanced Power Monitor., Voltage, Energy, Power, Power factor, Frequency, Unbalance, Temperature, Power quality, Manual operating mechanism with mechanical closing, without Spring charging motor, Ready-to-close signal. switch, Auxiliary switches 2NO+2NC, without Closing coil (CC), manual operating mechanism with mechanical closing, without Remote trip alarm reset coil (RR), without 2nd shunt trip, without 1st Shunt trip | 648100 | 1 | Z\ | 1
3WA1340-6NE44-0AA0 |  | withdrawable circuit breaker, with guide frame, IEC 60947-2, size 3, 4-pole, N pole on left, In=4000 A up to 690 V AC 50/60 Hz, breaking capacity C Icu=130 kA at 690 V, tripping unit ETU600 LSI upgradeable, color display, Bluetooth, USB interface, basic protection LT, ST, INST, including protection of the N conductor (internal neutral point sensor available), trip alarm switch (1 x CO), connection at rear flange, guide frame with shutter, without position signaling switch, with internal voltage tap on upper stab of circuit breaker, with voltage tap module VTM680 and power supply of ETU600, able to communication, integrated metering type PMF-3 Advanced Power Monitor., Voltage, Energy, Power, Power factor, Frequency, Unbalance, Temperature, Power quality, Manual operating mechanism with mechanical closing, without Spring charging motor, Ready-to-close signal. switch, Auxiliary switches 2NO+2NC, without Closing coil (CC), manual operating mechanism with mechanical closing, without Remote trip alarm reset coil (RR), without 2nd shunt trip, without 1st Shunt trip | 648100 | 1 | Z\ | 1
3WA1340-6NF01-0AA0 |  | Fixed-mounted circuit breaker IEC 60947-2, frame size 3, 3-poles, In=4000A up to 690V AC 50/60Hz, breaking capacity C Icu=150kA at 690V, Trip unit ETU600 LSIG upgrade ready , colordisplay, bluetooth and USB interface, Protection LT, ST, INST, GFx, N-protection required an external N-sensor, incl. trip alarm switch (1xCO), rear connection vertical, with internal voltage tap on upper stab of circuit breaker, with voltage tap module VTM680 and power supply of ETU600, able to communication, integrated metering type PMF-3 Advanced Power Monitor., Voltage, Energy, Power, Power factor, Frequency, Unbalance, Temperature, Power quality, Manual operating mechanism with mechanical closing, without Spring charging motor, Ready-to-close signal. switch, Auxiliary switches 2NO+2NC, without Closing coil (CC), manual operating mechanism with mechanical closing, without Remote trip alarm reset coil (RR), without 2nd shunt trip, without 1st Shunt trip | 440100 | 1 | Z\ | 1
3WA1340-6NF02-0AA0 |  | Fixed-mounted circuit breaker IEC 60947-2, frame size 3, 3-poles, In=4000A up to 690V AC 50/60Hz, breaking capacity C Icu=150kA at 690V, Trip unit ETU600 LSIG upgrade ready , colordisplay, bluetooth and USB interface, Protection LT, ST, INST, GFx, N-protection required an external N-sensor, incl. trip alarm switch (1xCO), rear connection horizontal, with internal voltage tap on upper stab of circuit breaker, with voltage tap module VTM680 and power supply of ETU600, able to communication, integrated metering type PMF-3 Advanced Power Monitor., Voltage, Energy, Power, Power factor, Frequency, Unbalance, Temperature, Power quality, Manual operating mechanism with mechanical closing, without Spring charging motor, Ready-to-close signal. switch, Auxiliary switches 2NO+2NC, without Closing coil (CC), manual operating mechanism with mechanical closing, without Remote trip alarm reset coil (RR), without 2nd shunt trip, without 1st Shunt trip | 430100 | 1 | Z\ | 1
3WA1340-6NF11-0AA0 |  | Fixed-mounted circuit breaker IEC 60947-2, frame size 3, 4-poles, N-pole left, In=4000A up to 690V AC 50/60Hz, breaking capacity C Icu=130kA at 690V, Trip unit ETU600 LSIG upgrade ready , colordisplay, bluetooth and USB interface, Protection LT, ST, INST, GFx, include N-protection, (internal N-sensor available), incl. trip alarm switch (1xCO), rear connection vertical, with internal voltage tap on upper stab of circuit breaker, with voltage tap module VTM680 and power supply of ETU600, able to communication, integrated metering type PMF-3 Advanced Power Monitor., Voltage, Energy, Power, Power factor, Frequency, Unbalance, Temperature, Power quality, Manual operating mechanism with mechanical closing, without Spring charging motor, Ready-to-close signal. switch, Auxiliary switches 2NO+2NC, without Closing coil (CC), manual operating mechanism with mechanical closing, without Remote trip alarm reset coil (RR), without 2nd shunt trip, without 1st Shunt trip | 570100 | 1 | Z\ | 1
3WA1340-6NF12-0AA0 |  | Fixed-mounted circuit breaker IEC 60947-2, frame size 3, 4-poles, N-pole left, In=4000A up to 690V AC 50/60Hz, breaking capacity C Icu=130kA at 690V, Trip unit ETU600 LSIG upgrade ready , colordisplay, bluetooth and USB interface, Protection LT, ST, INST, GFx, include N-protection, (internal N-sensor available), incl. trip alarm switch (1xCO), rear connection horizontal, with internal voltage tap on upper stab of circuit breaker, with voltage tap module VTM680 and power supply of ETU600, able to communication, integrated metering type PMF-3 Advanced Power Monitor., Voltage, Energy, Power, Power factor, Frequency, Unbalance, Temperature, Power quality, Manual operating mechanism with mechanical closing, without Spring charging motor, Ready-to-close signal. switch, Auxiliary switches 2NO+2NC, without Closing coil (CC), manual operating mechanism with mechanical closing, without Remote trip alarm reset coil (RR), without 2nd shunt trip, without 1st Shunt trip | 556100 | 1 | Z\ | 1
3WA1340-6NF21-0AA0 |  | fixed-mounted circuit breaker, IEC 60947-2, size 3, 4-pole, N pole on right, In=4000 A up to 690 V AC 50/60 Hz, breaking capacity C Icu=130 kA at 690 V, tripping unit ETU600 LSIG upgradeable, color display, Bluetooth, USB interface, basic protection LT, ST, INST, GFx, including protection of the N conductor (internal neutral point sensor available), trip alarm switch (1 x CO), connection at rear vertical, with internal voltage tap on upper stab of circuit breaker, with voltage tap module VTM680 and power supply of ETU600, able to communication, integrated metering type PMF-3 Advanced Power Monitor., Voltage, Energy, Power, Power factor, Frequency, Unbalance, Temperature, Power quality, Manual operating mechanism with mechanical closing, without Spring charging motor, Ready-to-close signal. switch, Auxiliary switches 2NO+2NC, without Closing coil (CC), manual operating mechanism with mechanical closing, without Remote trip alarm reset coil (RR), without 2nd shunt trip, without 1st Shunt trip | 570100 | 1 | Z\ | 1
3WA1340-6NF22-0AA0 |  | fixed-mounted circuit breaker, IEC 60947-2, size 3, 4-pole, N pole on right, In=4000 A up to 690 V AC 50/60 Hz, breaking capacity C Icu=130 kA at 690 V, tripping unit ETU600 LSIG upgradeable, color display, Bluetooth, USB interface, basic protection LT, ST, INST, GFx, including protection of the N conductor (internal neutral point sensor available), trip alarm switch (1 x CO), connection at rear horizontal with internal voltage tap on upper stab of circuit breaker, with voltage tap module VTM680 and power supply of ETU600, able to communication, integrated metering type PMF-3 Advanced Power Monitor., Voltage, Energy, Power, Power factor, Frequency, Unbalance, Temperature, Power quality, Manual operating mechanism with mechanical closing, without Spring charging motor, Ready-to-close signal. switch, Auxiliary switches 2NO+2NC, without Closing coil (CC), manual operating mechanism with mechanical closing, without Remote trip alarm reset coil (RR), without 2nd shunt trip, without 1st Shunt trip | 556100 | 1 | Z\ | 1
3WA1340-6NF31-0AA0 |  | Withdrawable circuit breaker with guide frame, IEC 60947-2, frame size 3, 3-poles, In=4000A up to 690V AC 50/60Hz, breaking capacity C Icu=150kA at 690V, Trip unit ETU600 LSIG upgrade ready , colordisplay, bluetooth and USB interface, Protection LT, ST, INST, GFx, N-protection required an external N-sensor, incl. trip alarm switch (1xCO), rear connection vertical, guide frame with shutter and w/o position signalling switch, with internal voltage tap on upper stab of circuit breaker, with voltage tap module VTM680 and power supply of ETU600, able to communication, integrated metering type PMF-3 Advanced Power Monitor., Voltage, Energy, Power, Power factor, Frequency, Unbalance, Temperature, Power quality, Manual operating mechanism with mechanical closing, without Spring charging motor, Ready-to-close signal. switch, Auxiliary switches 2NO+2NC, without Closing coil (CC), manual operating mechanism with mechanical closing, without Remote trip alarm reset coil (RR), without 2nd shunt trip, without 1st Shunt trip | 520100 | 1 | Z\ | 1
3WA1340-6NF32-0AA0 |  | Withdrawable circuit breaker with guide frame, IEC 60947-2, frame size 3, 3-poles, In=4000A up to 690V AC 50/60Hz, breaking capacity C Icu=150kA at 690V, Trip unit ETU600 LSIG upgrade ready , colordisplay, bluetooth and USB interface, Protection LT, ST, INST, GFx, N-protection required an external N-sensor, incl. trip alarm switch (1xCO), rear connection horizontal, guide frame with shutter and w/o position signalling switch, with internal voltage tap on upper stab of circuit breaker, with voltage tap module VTM680 and power supply of ETU600, able to communication, integrated metering type PMF-3 Advanced Power Monitor., Voltage, Energy, Power, Power factor, Frequency, Unbalance, Temperature, Power quality, Manual operating mechanism with mechanical closing, without Spring charging motor, Ready-to-close signal. switch, Auxiliary switches 2NO+2NC, without Closing coil (CC), manual operating mechanism with mechanical closing, without Remote trip alarm reset coil (RR), without 2nd shunt trip, without 1st Shunt trip | 508100 | 1 | Z\ | 1
3WA1340-6NF34-0AA0 |  | withdrawable circuit breaker, with guide frame, IEC 60947-2, size 3, 3-pole, In=4000 A up to 690 V AC 50/60 Hz, breaking capacity C Icu=150 kA at 690 V tripping unit ETU600 LSIG upgradeable, color display, Bluetooth, USB interface, basic protection LT, ST, INST, GFx, neutral conductor protection requires an external neutral point current sensor, trip alarm switch (1 x CO), connection at rear flange, guide frame with shutter, without position signaling switch, with internal voltage tap on upper stab of circuit breaker, with voltage tap module VTM680 and power supply of ETU600, able to communication, integrated metering type PMF-3 Advanced Power Monitor., Voltage, Energy, Power, Power factor, Frequency, Unbalance, Temperature, Power quality, Manual operating mechanism with mechanical closing, without Spring charging motor, Ready-to-close signal. switch, Auxiliary switches 2NO+2NC, without Closing coil (CC), manual operating mechanism with mechanical closing, without Remote trip alarm reset coil (RR), without 2nd shunt trip, without 1st Shunt trip | 508100 | 1 | Z\ | 1
3WA1340-6NF41-0AA0 |  | Withdrawable circuit breaker with guide frame, IEC 60947-2, frame size 3, 4-poles, N-pole left, In=4000A up to 690V AC 50/60Hz, breaking capacity C Icu=130kA at 690V, Trip unit ETU600 LSIG upgrade ready , colordisplay, bluetooth and USB interface, Protection LT, ST, INST, GFx, include N-protection, (internal N-sensor available), incl. trip alarm switch (1xCO), rear connection vertical, guide frame with shutter and w/o position signalling switch, with internal voltage tap on upper stab of circuit breaker, with voltage tap module VTM680 and power supply of ETU600, able to communication, integrated metering type PMF-3 Advanced Power Monitor., Voltage, Energy, Power, Power factor, Frequency, Unbalance, Temperature, Power quality, Manual operating mechanism with mechanical closing, without Spring charging motor, Ready-to-close signal. switch, Auxiliary switches 2NO+2NC, without Closing coil (CC), manual operating mechanism with mechanical closing, without Remote trip alarm reset coil (RR), without 2nd shunt trip, without 1st Shunt trip | 676100 | 1 | Z\ | 1
3WA1340-6NF42-0AA0 |  | Withdrawable circuit breaker with guide frame, IEC 60947-2, frame size 3, 4-poles, N-pole left, In=4000A up to 690V AC 50/60Hz, breaking capacity C Icu=130kA at 690V, Trip unit ETU600 LSIG upgrade ready , colordisplay, bluetooth and USB interface, Protection LT, ST, INST, GFx, include N-protection, (internal N-sensor available), incl. trip alarm switch (1xCO), rear connection horizontal, guide frame with shutter and w/o position signalling switch, with internal voltage tap on upper stab of circuit breaker, with voltage tap module VTM680 and power supply of ETU600, able to communication, integrated metering type PMF-3 Advanced Power Monitor., Voltage, Energy, Power, Power factor, Frequency, Unbalance, Temperature, Power quality, Manual operating mechanism with mechanical closing, without Spring charging motor, Ready-to-close signal. switch, Auxiliary switches 2NO+2NC, without Closing coil (CC), manual operating mechanism with mechanical closing, without Remote trip alarm reset coil (RR), without 2nd shunt trip, without 1st Shunt trip | 659100 | 1 | Z\ | 1
3WA1340-6NF44-0AA0 |  | withdrawable circuit breaker, with guide frame, IEC 60947-2, size 3, 4-pole, N pole on left, In=4000 A up to 690 V AC 50/60 Hz, breaking capacity C Icu=130 kA at 690 V, tripping unit ETU600 LSIG upgradeable, color display, Bluetooth, USB interface, basic protection LT, ST, INST, GFx, including protection of the N conductor (internal neutral point sensor available), trip alarm switch (1 x CO), connection at rear flange, guide frame with shutter, without position signaling switch, with internal voltage tap on upper stab of circuit breaker, with voltage tap module VTM680 and power supply of ETU600, able to communication, integrated metering type PMF-3 Advanced Power Monitor., Voltage, Energy, Power, Power factor, Frequency, Unbalance, Temperature, Power quality, Manual operating mechanism with mechanical closing, without Spring charging motor, Ready-to-close signal. switch, Auxiliary switches 2NO+2NC, without Closing coil (CC), manual operating mechanism with mechanical closing, without Remote trip alarm reset coil (RR), without 2nd shunt trip, without 1st Shunt trip | 659100 | 1 | Z\ | 1
3WA1340-6NG01-0AA0 |  | Fixed-mounted circuit breaker IEC 60947-2, frame size 3, 3-poles, In=4000A up to 690V AC 50/60Hz, breaking capacity C Icu=150kA at 690V, Trip unit ETU600 LSIG Hi-Z upgrade ready , colordisplay, bluetooth and USB interface, Protection LT, ST, INST, GFx, with GF highimpedance-input N-protection required an external N-sensor, incl. trip alarm switch (1xCO), rear connection vertical, with internal voltage tap on upper stab of circuit breaker, with voltage tap module VTM680 and power supply of ETU600, able to communication, integrated metering type PMF-3 Advanced Power Monitor., Voltage, Energy, Power, Power factor, Frequency, Unbalance, Temperature, Power quality, Manual operating mechanism with mechanical closing, without Spring charging motor, Ready-to-close signal. switch, Auxiliary switches 2NO+2NC, without Closing coil (CC), manual operating mechanism with mechanical closing, without Remote trip alarm reset coil (RR), without 2nd shunt trip, without 1st Shunt trip | 462100 | 1 | Z\ | 1
3WA1340-6NG02-0AA0 |  | Fixed-mounted circuit breaker IEC 60947-2, frame size 3, 3-poles, In=4000A up to 690V AC 50/60Hz, breaking capacity C Icu=150kA at 690V, Trip unit ETU600 LSIG Hi-Z upgrade ready , colordisplay, bluetooth and USB interface, Protection LT, ST, INST, GFx, with GF highimpedance-input N-protection required an external N-sensor, incl. trip alarm switch (1xCO), rear connection horizontal, with internal voltage tap on upper stab of circuit breaker, with voltage tap module VTM680 and power supply of ETU600, able to communication, integrated metering type PMF-3 Advanced Power Monitor., Voltage, Energy, Power, Power factor, Frequency, Unbalance, Temperature, Power quality, Manual operating mechanism with mechanical closing, without Spring charging motor, Ready-to-close signal. switch, Auxiliary switches 2NO+2NC, without Closing coil (CC), manual operating mechanism with mechanical closing, without Remote trip alarm reset coil (RR), without 2nd shunt trip, without 1st Shunt trip | 451100 | 1 | Z\ | 1
3WA1340-6NG11-0AA0 |  | Fixed-mounted circuit breaker IEC 60947-2, frame size 3, 4-poles, N-pole left, In=4000A up to 690V AC 50/60Hz, breaking capacity C Icu=130kA at 690V, Trip unit ETU600 LSIG Hi-Z upgrade ready , colordisplay, bluetooth and USB interface, Protection LT, ST, INST, GFx, with GF highimpedance-input include N-protection, (internal N-sensor available), incl. trip alarm switch (1xCO), rear connection vertical, with internal voltage tap on upper stab of circuit breaker, with voltage tap module VTM680 and power supply of ETU600, able to communication, integrated metering type PMF-3 Advanced Power Monitor., Voltage, Energy, Power, Power factor, Frequency, Unbalance, Temperature, Power quality, Manual operating mechanism with mechanical closing, without Spring charging motor, Ready-to-close signal. switch, Auxiliary switches 2NO+2NC, without Closing coil (CC), manual operating mechanism with mechanical closing, without Remote trip alarm reset coil (RR), without 2nd shunt trip, without 1st Shunt trip | 591100 | 1 | Z\ | 1
3WA1340-6NG12-0AA0 |  | Fixed-mounted circuit breaker IEC 60947-2, frame size 3, 4-poles, N-pole left, In=4000A up to 690V AC 50/60Hz, breaking capacity C Icu=130kA at 690V, Trip unit ETU600 LSIG Hi-Z upgrade ready , colordisplay, bluetooth and USB interface, Protection LT, ST, INST, GFx, with GF highimpedance-input include N-protection, (internal N-sensor available), incl. trip alarm switch (1xCO), rear connection horizontal, with internal voltage tap on upper stab of circuit breaker, with voltage tap module VTM680 and power supply of ETU600, able to communication, integrated metering type PMF-3 Advanced Power Monitor., Voltage, Energy, Power, Power factor, Frequency, Unbalance, Temperature, Power quality, Manual operating mechanism with mechanical closing, without Spring charging motor, Ready-to-close signal. switch, Auxiliary switches 2NO+2NC, without Closing coil (CC), manual operating mechanism with mechanical closing, without Remote trip alarm reset coil (RR), without 2nd shunt trip, without 1st Shunt trip | 577100 | 1 | Z\ | 1
3WA1340-6NG21-0AA0 |  | fixed-mounted circuit breaker, IEC 60947-2, size 3, 4-pole, N pole on right, In=4000 A up to 690 V AC 50/60 Hz, breaking capacity C Icu=130 kA at 690 V, tripping unit ETU600 LSIG Hi-Z upgradeable, color display, Bluetooth, USB interface, basic protection LT, ST, INST, GFx, with GF high-impedance input, including protection of the N conductor (internal neutral point sensor available), trip alarm switch (1 x CO), connection at rear vertical, with internal voltage tap on upper stab of circuit breaker, with voltage tap module VTM680 and power supply of ETU600, able to communication, integrated metering type PMF-3 Advanced Power Monitor., Voltage, Energy, Power, Power factor, Frequency, Unbalance, Temperature, Power quality, Manual operating mechanism with mechanical closing, without Spring charging motor, Ready-to-close signal. switch, Auxiliary switches 2NO+2NC, without Closing coil (CC), manual operating mechanism with mechanical closing, without Remote trip alarm reset coil (RR), without 2nd shunt trip, without 1st Shunt trip | 591100 | 1 | Z\ | 1
3WA1340-6NG22-0AA0 |  | fixed-mounted circuit breaker, IEC 60947-2, size 3, 4-pole, N pole on right, In=4000 A up to 690 V AC 50/60 Hz, breaking capacity C Icu=130 kA at 690 V, tripping unit ETU600 LSIG Hi-Z upgradeable, color display, Bluetooth, USB interface, basic protection LT, ST, INST, GFx, with GF high-impedance input, including protection of the N conductor (internal neutral point sensor available), trip alarm switch (1 x CO), connection at rear horizontal with internal voltage tap on upper stab of circuit breaker, with voltage tap module VTM680 and power supply of ETU600, able to communication, integrated metering type PMF-3 Advanced Power Monitor., Voltage, Energy, Power, Power factor, Frequency, Unbalance, Temperature, Power quality, Manual operating mechanism with mechanical closing, without Spring charging motor, Ready-to-close signal. switch, Auxiliary switches 2NO+2NC, without Closing coil (CC), manual operating mechanism with mechanical closing, without Remote trip alarm reset coil (RR), without 2nd shunt trip, without 1st Shunt trip | 577100 | 1 | Z\ | 1
3WA1340-6NG31-0AA0 |  | Withdrawable circuit breaker with guide frame, IEC 60947-2, frame size 3, 3-poles, In=4000A up to 690V AC 50/60Hz, breaking capacity C Icu=150kA at 690V, Trip unit ETU600 LSIG Hi-Z upgrade ready , colordisplay, bluetooth and USB interface, Protection LT, ST, INST, GFx, with GF highimpedance-input N-protection required an external N-sensor, incl. trip alarm switch (1xCO), rear connection vertical, guide frame with shutter and w/o position signalling switch, with internal voltage tap on upper stab of circuit breaker, with voltage tap module VTM680 and power supply of ETU600, able to communication, integrated metering type PMF-3 Advanced Power Monitor., Voltage, Energy, Power, Power factor, Frequency, Unbalance, Temperature, Power quality, Manual operating mechanism with mechanical closing, without Spring charging motor, Ready-to-close signal. switch, Auxiliary switches 2NO+2NC, without Closing coil (CC), manual operating mechanism with mechanical closing, without Remote trip alarm reset coil (RR), without 2nd shunt trip, without 1st Shunt trip | 542100 | 1 | Z\ | 1
3WA1340-6NG32-0AA0 |  | Withdrawable circuit breaker with guide frame, IEC 60947-2, frame size 3, 3-poles, In=4000A up to 690V AC 50/60Hz, breaking capacity C Icu=150kA at 690V, Trip unit ETU600 LSIG Hi-Z upgrade ready , colordisplay, bluetooth and USB interface, Protection LT, ST, INST, GFx, with GF highimpedance-input N-protection required an external N-sensor, incl. trip alarm switch (1xCO), rear connection horizontal, guide frame with shutter and w/o position signalling switch, with internal voltage tap on upper stab of circuit breaker, with voltage tap module VTM680 and power supply of ETU600, able to communication, integrated metering type PMF-3 Advanced Power Monitor., Voltage, Energy, Power, Power factor, Frequency, Unbalance, Temperature, Power quality, Manual operating mechanism with mechanical closing, without Spring charging motor, Ready-to-close signal. switch, Auxiliary switches 2NO+2NC, without Closing coil (CC), manual operating mechanism with mechanical closing, without Remote trip alarm reset coil (RR), without 2nd shunt trip, without 1st Shunt trip | 529100 | 1 | Z\ | 1
3WA1340-6NG34-0AA0 |  | withdrawable circuit breaker, with guide frame, IEC 60947-2, size 3, 3-pole, In=4000 A up to 690 V AC 50/60 Hz, breaking capacity C Icu=150 kA at 690 V tripping unit ETU600 LSIG Hi-Z upgradeable, color display, Bluetooth, USB interface, basic protection LT, ST, INST, GFx, with GF high-impedance input, neutral conductor protection requires an external neutral point current sensor, trip alarm switch (1 x CO), connection at rear flange, guide frame with shutter, without position signaling switch, with internal voltage tap on upper stab of circuit breaker, with voltage tap module VTM680 and power supply of ETU600, able to communication, integrated metering type PMF-3 Advanced Power Monitor., Voltage, Energy, Power, Power factor, Frequency, Unbalance, Temperature, Power quality, Manual operating mechanism with mechanical closing, without Spring charging motor, Ready-to-close signal. switch, Auxiliary switches 2NO+2NC, without Closing coil (CC), manual operating mechanism with mechanical closing, without Remote trip alarm reset coil (RR), without 2nd shunt trip, without 1st Shunt trip | 529100 | 1 | Z\ | 1
3WA1340-6NG41-0AA0 |  | Withdrawable circuit breaker with guide frame, IEC 60947-2, frame size 3, 4-poles, N-pole left, In=4000A up to 690V AC 50/60Hz, breaking capacity C Icu=130kA at 690V, Trip unit ETU600 LSIG Hi-Z upgrade ready , colordisplay, bluetooth and USB interface, Protection LT, ST, INST, GFx, with GF highimpedance-input include N-protection, (internal N-sensor available), incl. trip alarm switch (1xCO), rear connection vertical, guide frame with shutter and w/o position signalling switch, with internal voltage tap on upper stab of circuit breaker, with voltage tap module VTM680 and power supply of ETU600, able to communication, integrated metering type PMF-3 Advanced Power Monitor., Voltage, Energy, Power, Power factor, Frequency, Unbalance, Temperature, Power quality, Manual operating mechanism with mechanical closing, without Spring charging motor, Ready-to-close signal. switch, Auxiliary switches 2NO+2NC, without Closing coil (CC), manual operating mechanism with mechanical closing, without Remote trip alarm reset coil (RR), without 2nd shunt trip, without 1st Shunt trip | 697100 | 1 | Z\ | 1
3WA1340-6NG42-0AA0 |  | Withdrawable circuit breaker with guide frame, IEC 60947-2, frame size 3, 4-poles, N-pole left, In=4000A up to 690V AC 50/60Hz, breaking capacity C Icu=130kA at 690V, Trip unit ETU600 LSIG Hi-Z upgrade ready , colordisplay, bluetooth and USB interface, Protection LT, ST, INST, GFx, with GF highimpedance-input include N-protection, (internal N-sensor available), incl. trip alarm switch (1xCO), rear connection horizontal, guide frame with shutter and w/o position signalling switch, with internal voltage tap on upper stab of circuit breaker, with voltage tap module VTM680 and power supply of ETU600, able to communication, integrated metering type PMF-3 Advanced Power Monitor., Voltage, Energy, Power, Power factor, Frequency, Unbalance, Temperature, Power quality, Manual operating mechanism with mechanical closing, without Spring charging motor, Ready-to-close signal. switch, Auxiliary switches 2NO+2NC, without Closing coil (CC), manual operating mechanism with mechanical closing, without Remote trip alarm reset coil (RR), without 2nd shunt trip, without 1st Shunt trip | 680100 | 1 | Z\ | 1
3WA1340-6NG44-0AA0 |  | withdrawable circuit breaker, with guide frame, IEC 60947-2, size 3, 4-pole, N pole on left, In=4000 A up to 690 V AC 50/60 Hz, breaking capacity C Icu=130 kA at 690 V, tripping unit ETU600 LSIG Hi-Z upgradeable, color display, Bluetooth, USB interface, basic protection LT, ST, INST, GFx, with GF high-impedance input, including protection of the N conductor (internal neutral point sensor available), trip alarm switch (1 x CO), connection at rear flange, guide frame with shutter, without position signaling switch, with internal voltage tap on upper stab of circuit breaker, with voltage tap module VTM680 and power supply of ETU600, able to communication, integrated metering type PMF-3 Advanced Power Monitor., Voltage, Energy, Power, Power factor, Frequency, Unbalance, Temperature, Power quality, Manual operating mechanism with mechanical closing, without Spring charging motor, Ready-to-close signal. switch, Auxiliary switches 2NO+2NC, without Closing coil (CC), manual operating mechanism with mechanical closing, without Remote trip alarm reset coil (RR), without 2nd shunt trip, without 1st Shunt trip | 680100 | 1 | Z\ | 1
3WA1340-8AA01-0AA0 |  | Non-automatic circuit breaker Fixed-mounted version, IEC 60947-2, frame size 3, 3-poles, In=4000A to 1150V AC 50/60Hz, breaking capacity E Icc=150/125kA at 690/1000V, without electr. trip unit ETU, rear connection vertical, without Com & metering function Manual operating mechanism with mechanical closing, without Spring charging motor, Ready-to-close signal. switch, Auxiliary switches 2NO+2NC, without Closing coil (CC), manual operating mechanism with mechanical closing, without Remote trip alarm reset coil (RR), without 2nd shunt trip, without 1st Shunt trip | 406000 | 1 | Z\ | 1
3WA1340-8AA02-0AA0 |  | Non-automatic circuit breaker Fixed-mounted version, IEC 60947-2, frame size 3, 3-poles, In=4000A to 1150V AC 50/60Hz, breaking capacity E Icc=150/125kA at 690/1000V, without electr. trip unit ETU, rear connection horizontal, without Com & metering function Manual operating mechanism with mechanical closing, without Spring charging motor, Ready-to-close signal. switch, Auxiliary switches 2NO+2NC, without Closing coil (CC), manual operating mechanism with mechanical closing, without Remote trip alarm reset coil (RR), without 2nd shunt trip, without 1st Shunt trip | 395000 | 1 | Z\ | 1
3WA1340-8AA11-0AA0 |  | Non-automatic circuit breaker Fixed-mounted version, IEC 60947-2, frame size 3, 4-poles, N-pole left, In=4000A to 1150V AC 50/60Hz, breaking capacity E Icc=130/125kA at 690/1000V, without electr. trip unit ETU, rear connection vertical, without Com & metering function Manual operating mechanism with mechanical closing, without Spring charging motor, Ready-to-close signal. switch, Auxiliary switches 2NO+2NC, without Closing coil (CC), manual operating mechanism with mechanical closing, without Remote trip alarm reset coil (RR), without 2nd shunt trip, without 1st Shunt trip | 536000 | 1 | Z\ | 1
3WA1340-8AA12-0AA0 |  | Non-automatic circuit breaker Fixed-mounted version, IEC 60947-2, frame size 3, 4-poles, N-pole left, In=4000A to 1150V AC 50/60Hz, breaking capacity E Icc=130/125kA at 690/1000V, without electr. trip unit ETU, rear connection horizontal, without Com & metering function Manual operating mechanism with mechanical closing, without Spring charging motor, Ready-to-close signal. switch, Auxiliary switches 2NO+2NC, without Closing coil (CC), manual operating mechanism with mechanical closing, without Remote trip alarm reset coil (RR), without 2nd shunt trip, without 1st Shunt trip | 522000 | 1 | Z\ | 1
3WA1340-8AA21-0AA0 |  | AC non-automatic air circuit breaker 3WA, fixed-mounted version, IEC 60947-2, size 3, 4-pole, N pole on right, In=4000 A up to 1150 V AC 50/60 Hz, breaking capacity E, Icc=120/70 kA at 1000/1150 V, without electronic trip unit ETU, connection at rear vertical, without Com & metering function Manual operating mechanism with mechanical closing, without Spring charging motor, Ready-to-close signal. switch, Auxiliary switches 2NO+2NC, without Closing coil (CC), manual operating mechanism with mechanical closing, without Remote trip alarm reset coil (RR), without 2nd shunt trip, without 1st Shunt trip | 536000 | 1 | Z\ | 1
3WA1340-8AA22-0AA0 |  | AC non-automatic air circuit breaker 3WA, fixed-mounted version, IEC 60947-2, size 3, 4-pole, N pole on right, In=4000 A up to 1150 V AC 50/60 Hz, breaking capacity E, Icc=120/70 kA at 1000/1150 V, without electronic trip unit ETU, connection at rear horizontal without Com & metering function Manual operating mechanism with mechanical closing, without Spring charging motor, Ready-to-close signal. switch, Auxiliary switches 2NO+2NC, without Closing coil (CC), manual operating mechanism with mechanical closing, without Remote trip alarm reset coil (RR), without 2nd shunt trip, without 1st Shunt trip | 522000 | 1 | Z\ | 1
3WA1340-8AA31-0AA0 |  | Non-automatic circuit breaker withdrawable version, with guide frame, IEC 60947-2, frame size 3, 3-poles, In=4000A to 1150V AC 50/60Hz, breaking capacity E Icc=150/125kA at 690/1000V, without electr. trip unit ETU, rear connection vertical, guide frame with shutter and w/o position signalling switch, without Com & metering function Manual operating mechanism with mechanical closing, without Spring charging motor, Ready-to-close signal. switch, Auxiliary switches 2NO+2NC, without Closing coil (CC), manual operating mechanism with mechanical closing, without Remote trip alarm reset coil (RR), without 2nd shunt trip, without 1st Shunt trip | 486000 | 1 | Z\ | 1
3WA1340-8AA32-0AA0 |  | Non-automatic circuit breaker withdrawable version, with guide frame, IEC 60947-2, frame size 3, 3-poles, In=4000A to 1150V AC 50/60Hz, breaking capacity E Icc=150/125kA at 690/1000V, without electr. trip unit ETU, rear connection horizontal, guide frame with shutter and w/o position signalling switch, without Com & metering function Manual operating mechanism with mechanical closing, without Spring charging motor, Ready-to-close signal. switch, Auxiliary switches 2NO+2NC, without Closing coil (CC), manual operating mechanism with mechanical closing, without Remote trip alarm reset coil (RR), without 2nd shunt trip, without 1st Shunt trip | 473000 | 1 | Z\ | 1
3WA1340-8AA34-0AA0 |  | AC non-automatic air circuit breaker 3WA, withdrawable version, with guide frame, IEC 60947-2, size 3, 3-pole, In=4000 A up to 1150 V AC 50/60 Hz, breaking capacity E, Icc=125/70 kA at 1000/1150 V, without electronic trip unit ETU, connection at rear flange, guide frame with shutter, without position signaling switch, without Com & metering function Manual operating mechanism with mechanical closing, without Spring charging motor, Ready-to-close signal. switch, Auxiliary switches 2NO+2NC, without Closing coil (CC), manual operating mechanism with mechanical closing, without Remote trip alarm reset coil (RR), without 2nd shunt trip, without 1st Shunt trip | 473000 | 1 | Z\ | 1
3WA1340-8AA41-0AA0 |  | Non-automatic circuit breaker withdrawable version, with guide frame, IEC 60947-2, frame size 3, 4-poles, N-pole left, In=4000A to 1150V AC 50/60Hz, breaking capacity E Icc=130/125kA at 690/1000V, without electr. trip unit ETU, rear connection vertical, guide frame with shutter and w/o position signalling switch, without Com & metering function Manual operating mechanism with mechanical closing, without Spring charging motor, Ready-to-close signal. switch, Auxiliary switches 2NO+2NC, without Closing coil (CC), manual operating mechanism with mechanical closing, without Remote trip alarm reset coil (RR), without 2nd shunt trip, without 1st Shunt trip | 641000 | 1 | Z\ | 1
3WA1340-8AA42-0AA0 |  | Non-automatic circuit breaker withdrawable version, with guide frame, IEC 60947-2, frame size 3, 4-poles, N-pole left, In=4000A to 1150V AC 50/60Hz, breaking capacity E Icc=130/125kA at 690/1000V, without electr. trip unit ETU, rear connection horizontal, guide frame with shutter and w/o position signalling switch, without Com & metering function Manual operating mechanism with mechanical closing, without Spring charging motor, Ready-to-close signal. switch, Auxiliary switches 2NO+2NC, without Closing coil (CC), manual operating mechanism with mechanical closing, without Remote trip alarm reset coil (RR), without 2nd shunt trip, without 1st Shunt trip | 624000 | 1 | Z\ | 1
3WA1340-8AA44-0AA0 |  | AC non-automatic air circuit breaker 3WA, withdrawable version, with guide frame, IEC 60947-2, size 3, 4-pole, N pole on left, In=4000 A up to 1150 V AC 50/60 Hz, breaking capacity E, Icc=120/70 kA at 1000/1150 V, without electronic trip unit ETU, connection at rear flange, guide frame with shutter, without position signaling switch, without Com & metering function Manual operating mechanism with mechanical closing, without Spring charging motor, Ready-to-close signal. switch, Auxiliary switches 2NO+2NC, without Closing coil (CC), manual operating mechanism with mechanical closing, without Remote trip alarm reset coil (RR), without 2nd shunt trip, without 1st Shunt trip | 624000 | 1 | Z\ | 1
3WA1340-8AB01-0AA0 |  | Fixed-mounted circuit breaker IEC 60947-2, frame size 3, 3-poles, In=4000A, breaking capacity E, without internal voltage tap up to 1150V, 70kA, AC 50/60Hz, Icu=150/125kA at 690/1000V, Trip unit ETU300 LSI optimized for standard applica- tions, without display Protection LT, ST, INST, N-protection required an external N-sensor, incl. trip alarm switch (1xCO), rear connection vertical, without Com & metering function Manual operating mechanism with mechanical closing, without Spring charging motor, Ready-to-close signal. switch, Auxiliary switches 2NO+2NC, without Closing coil (CC), manual operating mechanism with mechanical closing, without Remote trip alarm reset coil (RR), without 2nd shunt trip, without 1st Shunt trip | 412000 | 1 | Z\ | 1
3WA1340-8AB02-0AA0 |  | Fixed-mounted circuit breaker IEC 60947-2, frame size 3, 3-poles, In=4000A, breaking capacity E, without internal voltage tap up to 1150V, 70kA, AC 50/60Hz, Icu=150/125kA at 690/1000V, Trip unit ETU300 LSI optimized for standard applica- tions, without display Protection LT, ST, INST, N-protection required an external N-sensor, incl. trip alarm switch (1xCO), rear connection horizontal, without Com & metering function Manual operating mechanism with mechanical closing, without Spring charging motor, Ready-to-close signal. switch, Auxiliary switches 2NO+2NC, without Closing coil (CC), manual operating mechanism with mechanical closing, without Remote trip alarm reset coil (RR), without 2nd shunt trip, without 1st Shunt trip | 402000 | 1 | Z\ | 1
3WA1340-8AB11-0AA0 |  | Fixed-mounted circuit breaker IEC 60947-2, frame size 3, 4-poles, N-pole left, In=4000A, breaking capacity E, without internal voltage tap up to 1150V, 70kA, AC 50/60Hz, Icu=130/125kA at 690/1000V, Trip unit ETU300 LSI optimized for standard applica- tions, without display Protection LT, ST, INST, include N-protection, (internal N-sensor available), incl. trip alarm switch (1xCO), rear connection vertical, without Com & metering function Manual operating mechanism with mechanical closing, without Spring charging motor, Ready-to-close signal. switch, Auxiliary switches 2NO+2NC, without Closing coil (CC), manual operating mechanism with mechanical closing, without Remote trip alarm reset coil (RR), without 2nd shunt trip, without 1st Shunt trip | 546000 | 1 | Z\ | 1
3WA1340-8AB12-0AA0 |  | Fixed-mounted circuit breaker IEC 60947-2, frame size 3, 4-poles, N-pole left, In=4000A, breaking capacity E, without internal voltage tap up to 1150V, 70kA, AC 50/60Hz, Icu=130/125kA at 690/1000V, Trip unit ETU300 LSI optimized for standard applica- tions, without display Protection LT, ST, INST, include N-protection, (internal N-sensor available), incl. trip alarm switch (1xCO), rear connection horizontal, without Com & metering function Manual operating mechanism with mechanical closing, without Spring charging motor, Ready-to-close signal. switch, Auxiliary switches 2NO+2NC, without Closing coil (CC), manual operating mechanism with mechanical closing, without Remote trip alarm reset coil (RR), without 2nd shunt trip, without 1st Shunt trip | 532000 | 1 | Z\ | 1
3WA1340-8AB21-0AA0 |  | fixed-mounted circuit breaker, IEC 60947-2, size 1, 4-pole, N pole on right, In=4000 A, breaking capacity E, without internal voltage tap up to 1150 V, 70 kA, AC 50/60 Hz, Icu=130/125 kA at 690/1000 V, tripping unit ETU300 LSI optimized for standard applications, without display, basic protection LT, ST, INST, including protection of the N conductor (internal neutral point sensor available) trip alarm switch (1 x CO), connection at rear vertical, without Com & metering function Manual operating mechanism with mechanical closing, without Spring charging motor, Ready-to-close signal. switch, Auxiliary switches 2NO+2NC, without Closing coil (CC), manual operating mechanism with mechanical closing, without Remote trip alarm reset coil (RR), without 2nd shunt trip, without 1st Shunt trip | 546000 | 1 | Z\ | 1
3WA1340-8AB22-0AA0 |  | fixed-mounted circuit breaker, IEC 60947-2, size 1, 4-pole, N pole on right, In=4000 A, breaking capacity E, without internal voltage tap up to 1150 V, 70 kA, AC 50/60 Hz, Icu=130/125 kA at 690/1000 V, tripping unit ETU300 LSI optimized for standard applications, without display, basic protection LT, ST, INST, including protection of the N conductor (internal neutral point sensor available) trip alarm switch (1 x CO), connection at rear horizontal without Com & metering function Manual operating mechanism with mechanical closing, without Spring charging motor, Ready-to-close signal. switch, Auxiliary switches 2NO+2NC, without Closing coil (CC), manual operating mechanism with mechanical closing, without Remote trip alarm reset coil (RR), without 2nd shunt trip, without 1st Shunt trip | 532000 | 1 | Z\ | 1
3WA1340-8AB31-0AA0 |  | Withdrawable circuit breaker with guide frame, IEC 60947-2, frame size 3, 3-poles, In=4000A, breaking capacity E, without internal voltage tap up to 1150V, 70kA, AC 50/60Hz, Icu=150/125kA at 690/1000V, Trip unit ETU300 LSI optimized for standard applica- tions, without display Protection LT, ST, INST, N-protection required an external N-sensor, incl. trip alarm switch (1xCO), rear connection vertical, guide frame with shutter and w/o position signalling switch, without Com & metering function Manual operating mechanism with mechanical closing, without Spring charging motor, Ready-to-close signal. switch, Auxiliary switches 2NO+2NC, without Closing coil (CC), manual operating mechanism with mechanical closing, without Remote trip alarm reset coil (RR), without 2nd shunt trip, without 1st Shunt trip | 495000 | 1 | Z\ | 1
3WA1340-8AB32-0AA0 |  | Withdrawable circuit breaker with guide frame, IEC 60947-2, frame size 3, 3-poles, In=4000A, breaking capacity E, without internal voltage tap up to 1150V, 70kA, AC 50/60Hz, Icu=150/125kA at 690/1000V, Trip unit ETU300 LSI optimized for standard applica- tions, without display Protection LT, ST, INST, N-protection required an external N-sensor, incl. trip alarm switch (1xCO), rear connection horizontal, guide frame with shutter and w/o position signalling switch, without Com & metering function Manual operating mechanism with mechanical closing, without Spring charging motor, Ready-to-close signal. switch, Auxiliary switches 2NO+2NC, without Closing coil (CC), manual operating mechanism with mechanical closing, without Remote trip alarm reset coil (RR), without 2nd shunt trip, without 1st Shunt trip | 482000 | 1 | Z\ | 1
3WA1340-8AB34-0AA0 |  | withdrawable circuit breaker, with guide frame, IEC 60947-2, size 1, 3-pole, In=4000 A, breaking capacity E, without internal voltage tap up to 1150 V, 70 kA, AC 50/60 Hz, Icu=150/125 kA at 690/1000 V, tripping unit ETU300 LSI optimized for standard applications, without display, basic protection LT, ST, INST, neutral conductor protection requires an external neutral point current sensor, trip alarm switch (1 x CO), connection at rear flange, guide frame with shutter, without position signaling switch, without Com & metering function Manual operating mechanism with mechanical closing, without Spring charging motor, Ready-to-close signal. switch, Auxiliary switches 2NO+2NC, without Closing coil (CC), manual operating mechanism with mechanical closing, without Remote trip alarm reset coil (RR), without 2nd shunt trip, without 1st Shunt trip | 482000 | 1 | Z\ | 1
3WA1340-8AB41-0AA0 |  | Withdrawable circuit breaker with guide frame, IEC 60947-2, frame size 3, 4-poles, N-pole left, In=4000A, breaking capacity E, without internal voltage tap up to 1150V, 70kA, AC 50/60Hz, Icu=130/125kA at 690/1000V, Trip unit ETU300 LSI optimized for standard applica- tions, without display Protection LT, ST, INST, include N-protection, (internal N-sensor available), incl. trip alarm switch (1xCO), rear connection vertical, guide frame with shutter and w/o position signalling switch, without Com & metering function Manual operating mechanism with mechanical closing, without Spring charging motor, Ready-to-close signal. switch, Auxiliary switches 2NO+2NC, without Closing coil (CC), manual operating mechanism with mechanical closing, without Remote trip alarm reset coil (RR), without 2nd shunt trip, without 1st Shunt trip | 655000 | 1 | Z\ | 1
3WA1340-8AB42-0AA0 |  | Withdrawable circuit breaker with guide frame, IEC 60947-2, frame size 3, 4-poles, N-pole left, In=4000A, breaking capacity E, without internal voltage tap up to 1150V, 70kA, AC 50/60Hz, Icu=130/125kA at 690/1000V, Trip unit ETU300 LSI optimized for standard applica- tions, without display Protection LT, ST, INST, include N-protection, (internal N-sensor available), incl. trip alarm switch (1xCO), rear connection horizontal, guide frame with shutter and w/o position signalling switch, without Com & metering function Manual operating mechanism with mechanical closing, without Spring charging motor, Ready-to-close signal. switch, Auxiliary switches 2NO+2NC, without Closing coil (CC), manual operating mechanism with mechanical closing, without Remote trip alarm reset coil (RR), without 2nd shunt trip, without 1st Shunt trip | 638000 | 1 | Z\ | 1
3WA1340-8AB44-0AA0 |  | withdrawable circuit breaker, with guide frame, IEC 60947-2, size 1, 4-pole, N pole on left, In=4000 A, breaking capacity E, without internal voltage tap up to 1150 V, 70 kA, AC 50/60 Hz, Icu=130/125 kA at 690/1000 V, tripping unit ETU300 LSI optimized for standard applications, without display, basic protection LT, ST, INST, including protection of the N conductor (internal neutral point sensor available) trip alarm switch (1 x CO), connection at rear flange, guide frame with shutter, without position signaling switch, without Com & metering function Manual operating mechanism with mechanical closing, without Spring charging motor, Ready-to-close signal. switch, Auxiliary switches 2NO+2NC, without Closing coil (CC), manual operating mechanism with mechanical closing, without Remote trip alarm reset coil (RR), without 2nd shunt trip, without 1st Shunt trip | 638000 | 1 | Z\ | 1
3WA1340-8AC01-0AA0 |  | Fixed-mounted circuit breaker IEC 60947-2, frame size 3, 3-poles, In=4000A, breaking capacity E, without internal voltage tap up to 1150V, 70kA, AC 50/60Hz, Icu=150/125kA at 690/1000V, Trip unit ETU300 LSIG optimized for standard applica- tions, without display Protection LT, ST, INST, GF, N-protection required an external N-sensor, incl. trip alarm switch (1xCO), rear connection vertical, without Com & metering function Manual operating mechanism with mechanical closing, without Spring charging motor, Ready-to-close signal. switch, Auxiliary switches 2NO+2NC, without Closing coil (CC), manual operating mechanism with mechanical closing, without Remote trip alarm reset coil (RR), without 2nd shunt trip, without 1st Shunt trip | 419000 | 1 | Z\ | 1
3WA1340-8AC02-0AA0 |  | Fixed-mounted circuit breaker IEC 60947-2, frame size 3, 3-poles, In=4000A, breaking capacity E, without internal voltage tap up to 1150V, 70kA, AC 50/60Hz, Icu=150/125kA at 690/1000V, Trip unit ETU300 LSIG optimized for standard applica- tions, without display Protection LT, ST, INST, GF, N-protection required an external N-sensor, incl. trip alarm switch (1xCO), rear connection horizontal, without Com & metering function Manual operating mechanism with mechanical closing, without Spring charging motor, Ready-to-close signal. switch, Auxiliary switches 2NO+2NC, without Closing coil (CC), manual operating mechanism with mechanical closing, without Remote trip alarm reset coil (RR), without 2nd shunt trip, without 1st Shunt trip | 408000 | 1 | Z\ | 1
3WA1340-8AC11-0AA0 |  | Fixed-mounted circuit breaker IEC 60947-2, frame size 3, 4-poles, N-pole left, In=4000A, breaking capacity E, without internal voltage tap up to 1150V, 70kA, AC 50/60Hz, Icu=130/125kA at 690/1000V, Trip unit ETU300 LSIG optimized for standard applica- tions, without display Protection LT, ST, INST, GF, include N-protection, (internal N-sensor available), incl. trip alarm switch (1xCO), rear connection vertical, without Com & metering function Manual operating mechanism with mechanical closing, without Spring charging motor, Ready-to-close signal. switch, Auxiliary switches 2NO+2NC, without Closing coil (CC), manual operating mechanism with mechanical closing, without Remote trip alarm reset coil (RR), without 2nd shunt trip, without 1st Shunt trip | 552000 | 1 | Z\ | 1
3WA1340-8AC12-0AA0 |  | Fixed-mounted circuit breaker IEC 60947-2, frame size 3, 4-poles, N-pole left, In=4000A, breaking capacity E, without internal voltage tap up to 1150V, 70kA, AC 50/60Hz, Icu=130/125kA at 690/1000V, Trip unit ETU300 LSIG optimized for standard applica- tions, without display Protection LT, ST, INST, GF, include N-protection, (internal N-sensor available), incl. trip alarm switch (1xCO), rear connection horizontal, without Com & metering function Manual operating mechanism with mechanical closing, without Spring charging motor, Ready-to-close signal. switch, Auxiliary switches 2NO+2NC, without Closing coil (CC), manual operating mechanism with mechanical closing, without Remote trip alarm reset coil (RR), without 2nd shunt trip, without 1st Shunt trip | 538000 | 1 | Z\ | 1
3WA1340-8AC21-0AA0 |  | fixed-mounted circuit breaker, IEC 60947-2, size 1, 4-pole, N pole on right, In=4000 A, breaking capacity E, without internal voltage tap up to 1150 V, 70 kA, AC 50/60 Hz, Icu=130/125 kA at 690/1000 V, tripping unit ETU300 LSI G optimized for standard applications, without display, basic protection LT, ST, INST, GF, including protection of the N conductor (internal neutral point sensor available), trip alarm switch (1 x CO), connection at rear vertical, without Com & metering function Manual operating mechanism with mechanical closing, without Spring charging motor, Ready-to-close signal. switch, Auxiliary switches 2NO+2NC, without Closing coil (CC), manual operating mechanism with mechanical closing, without Remote trip alarm reset coil (RR), without 2nd shunt trip, without 1st Shunt trip | 552000 | 1 | Z\ | 1
3WA1340-8AC22-0AA0 |  | fixed-mounted circuit breaker, IEC 60947-2, size 1, 4-pole, N pole on right, In=4000 A, breaking capacity E, without internal voltage tap up to 1150 V, 70 kA, AC 50/60 Hz, Icu=130/125 kA at 690/1000 V, tripping unit ETU300 LSI G optimized for standard applications, without display, basic protection LT, ST, INST, GF, including protection of the N conductor (internal neutral point sensor available), trip alarm switch (1 x CO), connection at rear horizontal without Com & metering function Manual operating mechanism with mechanical closing, without Spring charging motor, Ready-to-close signal. switch, Auxiliary switches 2NO+2NC, without Closing coil (CC), manual operating mechanism with mechanical closing, without Remote trip alarm reset coil (RR), without 2nd shunt trip, without 1st Shunt trip | 538000 | 1 | Z\ | 1
3WA1340-8AC31-0AA0 |  | Withdrawable circuit breaker with guide frame, IEC 60947-2, frame size 3, 3-poles, In=4000A, breaking capacity E, without internal voltage tap up to 1150V, 70kA, AC 50/60Hz, Icu=150/125kA at 690/1000V, Trip unit ETU300 LSIG optimized for standard applica- tions, without display Protection LT, ST, INST, GF, N-protection required an external N-sensor, incl. trip alarm switch (1xCO), rear connection vertical, guide frame with shutter and w/o position signalling switch, without Com & metering function Manual operating mechanism with mechanical closing, without Spring charging motor, Ready-to-close signal. switch, Auxiliary switches 2NO+2NC, without Closing coil (CC), manual operating mechanism with mechanical closing, without Remote trip alarm reset coil (RR), without 2nd shunt trip, without 1st Shunt trip | 501000 | 1 | Z\ | 1
3WA1340-8AC32-0AA0 |  | Withdrawable circuit breaker with guide frame, IEC 60947-2, frame size 3, 3-poles, In=4000A, breaking capacity E, without internal voltage tap up to 1150V, 70kA, AC 50/60Hz, Icu=150/125kA at 690/1000V, Trip unit ETU300 LSIG optimized for standard applica- tions, without display Protection LT, ST, INST, GF, N-protection required an external N-sensor, incl. trip alarm switch (1xCO), rear connection horizontal, guide frame with shutter and w/o position signalling switch, without Com & metering function Manual operating mechanism with mechanical closing, without Spring charging motor, Ready-to-close signal. switch, Auxiliary switches 2NO+2NC, without Closing coil (CC), manual operating mechanism with mechanical closing, without Remote trip alarm reset coil (RR), without 2nd shunt trip, without 1st Shunt trip | 488000 | 1 | Z\ | 1
3WA1340-8AC34-0AA0 |  | withdrawable circuit breaker, with guide frame, IEC 60947-2, size 1, 3-pole, In=4000 A, breaking capacity E, without internal voltage tap up to 1150 V, 70 kA, AC 50/60 Hz, Icu=150/125 kA at 690/1000 V, tripping unit ETU300 LSI G optimized for standard applications, without display, basic protection LT, ST, INST, GF, neutral conductor protection requires an external neutral point current sensor, trip alarm switch (1 x CO), connection at rear flange, guide frame with shutter, without position signaling switch, without Com & metering function Manual operating mechanism with mechanical closing, without Spring charging motor, Ready-to-close signal. switch, Auxiliary switches 2NO+2NC, without Closing coil (CC), manual operating mechanism with mechanical closing, without Remote trip alarm reset coil (RR), without 2nd shunt trip, without 1st Shunt trip | 488000 | 1 | Z\ | 1
3WA1340-8AC41-0AA0 |  | Withdrawable circuit breaker with guide frame, IEC 60947-2, frame size 3, 4-poles, N-pole left, In=4000A, breaking capacity E, without internal voltage tap up to 1150V, 70kA, AC 50/60Hz, Icu=130/125kA at 690/1000V, Trip unit ETU300 LSIG optimized for standard applica- tions, without display Protection LT, ST, INST, GF, include N-protection, (internal N-sensor available), incl. trip alarm switch (1xCO), rear connection vertical, guide frame with shutter and w/o position signalling switch, without Com & metering function Manual operating mechanism with mechanical closing, without Spring charging motor, Ready-to-close signal. switch, Auxiliary switches 2NO+2NC, without Closing coil (CC), manual operating mechanism with mechanical closing, without Remote trip alarm reset coil (RR), without 2nd shunt trip, without 1st Shunt trip | 661000 | 1 | Z\ | 1
3WA1340-8AC42-0AA0 |  | Withdrawable circuit breaker with guide frame, IEC 60947-2, frame size 3, 4-poles, N-pole left, In=4000A, breaking capacity E, without internal voltage tap up to 1150V, 70kA, AC 50/60Hz, Icu=130/125kA at 690/1000V, Trip unit ETU300 LSIG optimized for standard applica- tions, without display Protection LT, ST, INST, GF, include N-protection, (internal N-sensor available), incl. trip alarm switch (1xCO), rear connection horizontal, guide frame with shutter and w/o position signalling switch, without Com & metering function Manual operating mechanism with mechanical closing, without Spring charging motor, Ready-to-close signal. switch, Auxiliary switches 2NO+2NC, without Closing coil (CC), manual operating mechanism with mechanical closing, without Remote trip alarm reset coil (RR), without 2nd shunt trip, without 1st Shunt trip | 644000 | 1 | Z\ | 1
3WA1340-8AC44-0AA0 |  | withdrawable circuit breaker, with guide frame, IEC 60947-2, size 1, 4-pole, N pole on left, In=4000 A, breaking capacity E, without internal voltage tap up to 1150 V, 70 kA, AC 50/60 Hz, Icu=130/125 kA at 690/1000 V, tripping unit ETU300 LSI G optimized for standard applications, without display, basic protection LT, ST, INST, GF, including protection of the N conductor (internal neutral point sensor available), trip alarm switch (1 x CO), connection at rear flange, guide frame with shutter, without position signaling switch, without Com & metering function Manual operating mechanism with mechanical closing, without Spring charging motor, Ready-to-close signal. switch, Auxiliary switches 2NO+2NC, without Closing coil (CC), manual operating mechanism with mechanical closing, without Remote trip alarm reset coil (RR), without 2nd shunt trip, without 1st Shunt trip | 644000 | 1 | Z\ | 1
3WA1340-8AE01-0AA0 |  | Fixed-mounted circuit breaker IEC 60947-2, frame size 3, 3-poles, In=4000A, breaking capacity E, without internal voltage tap up to 1150V, 70kA, AC 50/60Hz, Icu=150/125kA at 690/1000V, Trip unit ETU600 LSI upgrade ready , colordisplay, bluetooth and USB interface, Protection LT, ST, INST, N-protection required an external N-sensor, incl. trip alarm switch (1xCO), rear connection vertical, without Com & metering function Manual operating mechanism with mechanical closing, without Spring charging motor, Ready-to-close signal. switch, Auxiliary switches 2NO+2NC, without Closing coil (CC), manual operating mechanism with mechanical closing, without Remote trip alarm reset coil (RR), without 2nd shunt trip, without 1st Shunt trip | 417000 | 1 | Z\ | 1
3WA1340-8AE02-0AA0 |  | Fixed-mounted circuit breaker IEC 60947-2, frame size 3, 3-poles, In=4000A, breaking capacity E, without internal voltage tap up to 1150V, 70kA, AC 50/60Hz, Icu=150/125kA at 690/1000V, Trip unit ETU600 LSI upgrade ready , colordisplay, bluetooth and USB interface, Protection LT, ST, INST, N-protection required an external N-sensor, incl. trip alarm switch (1xCO), rear connection horizontal, without Com & metering function Manual operating mechanism with mechanical closing, without Spring charging motor, Ready-to-close signal. switch, Auxiliary switches 2NO+2NC, without Closing coil (CC), manual operating mechanism with mechanical closing, without Remote trip alarm reset coil (RR), without 2nd shunt trip, without 1st Shunt trip | 407000 | 1 | Z\ | 1
3WA1340-8AE11-0AA0 |  | Fixed-mounted circuit breaker IEC 60947-2, frame size 3, 4-poles, N-pole left, In=4000A, breaking capacity E, without internal voltage tap up to 1150V, 70kA, AC 50/60Hz, Icu=130/125kA at 690/1000V, Trip unit ETU600 LSI upgrade ready , colordisplay, bluetooth and USB interface, Protection LT, ST, INST, include N-protection, (internal N-sensor available), incl. trip alarm switch (1xCO), rear connection vertical, without Com & metering function Manual operating mechanism with mechanical closing, without Spring charging motor, Ready-to-close signal. switch, Auxiliary switches 2NO+2NC, without Closing coil (CC), manual operating mechanism with mechanical closing, without Remote trip alarm reset coil (RR), without 2nd shunt trip, without 1st Shunt trip | 551000 | 1 | Z\ | 1
3WA1340-8AE12-0AA0 |  | Fixed-mounted circuit breaker IEC 60947-2, frame size 3, 4-poles, N-pole left, In=4000A, breaking capacity E, without internal voltage tap up to 1150V, 70kA, AC 50/60Hz, Icu=130/125kA at 690/1000V, Trip unit ETU600 LSI upgrade ready , colordisplay, bluetooth and USB interface, Protection LT, ST, INST, include N-protection, (internal N-sensor available), incl. trip alarm switch (1xCO), rear connection horizontal, without Com & metering function Manual operating mechanism with mechanical closing, without Spring charging motor, Ready-to-close signal. switch, Auxiliary switches 2NO+2NC, without Closing coil (CC), manual operating mechanism with mechanical closing, without Remote trip alarm reset coil (RR), without 2nd shunt trip, without 1st Shunt trip | 537000 | 1 | Z\ | 1
3WA1340-8AE21-0AA0 |  | fixed-mounted circuit breaker, IEC 60947-2, size 3, 4-pole, N pole on right, In=4000 A, breaking capacity E, without internal voltage tap up to 1150 V, 70 kA, AC 50/60 Hz, Icu=130/125 kA at 690/1000 V, tripping unit ETU600 LSI upgradeable, color display, Bluetooth, USB interface, basic protection LT, ST, INST, including protection of the N conductor (internal neutral point sensor available), trip alarm switch (1 x CO), connection at rear vertical, without Com & metering function Manual operating mechanism with mechanical closing, without Spring charging motor, Ready-to-close signal. switch, Auxiliary switches 2NO+2NC, without Closing coil (CC), manual operating mechanism with mechanical closing, without Remote trip alarm reset coil (RR), without 2nd shunt trip, without 1st Shunt trip | 551000 | 1 | Z\ | 1
3WA1340-8AE22-0AA0 |  | fixed-mounted circuit breaker, IEC 60947-2, size 3, 4-pole, N pole on right, In=4000 A, breaking capacity E, without internal voltage tap up to 1150 V, 70 kA, AC 50/60 Hz, Icu=130/125 kA at 690/1000 V, tripping unit ETU600 LSI upgradeable, color display, Bluetooth, USB interface, basic protection LT, ST, INST, including protection of the N conductor (internal neutral point sensor available), trip alarm switch (1 x CO), connection at rear horizontal without Com & metering function Manual operating mechanism with mechanical closing, without Spring charging motor, Ready-to-close signal. switch, Auxiliary switches 2NO+2NC, without Closing coil (CC), manual operating mechanism with mechanical closing, without Remote trip alarm reset coil (RR), without 2nd shunt trip, without 1st Shunt trip | 537000 | 1 | Z\ | 1
3WA1340-8AE31-0AA0 |  | Withdrawable circuit breaker with guide frame, IEC 60947-2, frame size 3, 3-poles, In=4000A, breaking capacity E, without internal voltage tap up to 1150V, 70kA, AC 50/60Hz, Icu=150/125kA at 690/1000V, Trip unit ETU600 LSI upgrade ready , colordisplay, bluetooth and USB interface, Protection LT, ST, INST, N-protection required an external N-sensor, incl. trip alarm switch (1xCO), rear connection vertical, guide frame with shutter and w/o position signalling switch, without Com & metering function Manual operating mechanism with mechanical closing, without Spring charging motor, Ready-to-close signal. switch, Auxiliary switches 2NO+2NC, without Closing coil (CC), manual operating mechanism with mechanical closing, without Remote trip alarm reset coil (RR), without 2nd shunt trip, without 1st Shunt trip | 500000 | 1 | Z\ | 1
3WA1340-8AE32-0AA0 |  | Withdrawable circuit breaker with guide frame, IEC 60947-2, frame size 3, 3-poles, In=4000A, breaking capacity E, without internal voltage tap up to 1150V, 70kA, AC 50/60Hz, Icu=150/125kA at 690/1000V, Trip unit ETU600 LSI upgrade ready , colordisplay, bluetooth and USB interface, Protection LT, ST, INST, N-protection required an external N-sensor, incl. trip alarm switch (1xCO), rear connection horizontal, guide frame with shutter and w/o position signalling switch, without Com & metering function Manual operating mechanism with mechanical closing, without Spring charging motor, Ready-to-close signal. switch, Auxiliary switches 2NO+2NC, without Closing coil (CC), manual operating mechanism with mechanical closing, without Remote trip alarm reset coil (RR), without 2nd shunt trip, without 1st Shunt trip | 487000 | 1 | Z\ | 1
3WA1340-8AE34-0AA0 |  | withdrawable circuit breaker, with guide frame, IEC 60947-2, size 3, 3-pole, In=4000 A, breaking capacity E, without internal voltage tap up to 1150 V, 70 kA, AC 50/60 Hz, Icu=150/125 kA at 690/1000 V, tripping unit ETU600 LSI upgradeable, color display, Bluetooth, USB interface, basic protection LT, ST, INST, neutral conductor protection requires an external neutral point current sensor, trip alarm switch (1 x CO), connection at rear flange, guide frame with shutter, without position signaling switch, without Com & metering function Manual operating mechanism with mechanical closing, without Spring charging motor, Ready-to-close signal. switch, Auxiliary switches 2NO+2NC, without Closing coil (CC), manual operating mechanism with mechanical closing, without Remote trip alarm reset coil (RR), without 2nd shunt trip, without 1st Shunt trip | 487000 | 1 | Z\ | 1
3WA1340-8AE41-0AA0 |  | Withdrawable circuit breaker with guide frame, IEC 60947-2, frame size 3, 4-poles, N-pole left, In=4000A, breaking capacity E, without internal voltage tap up to 1150V, 70kA, AC 50/60Hz, Icu=130/125kA at 690/1000V, Trip unit ETU600 LSI upgrade ready , colordisplay, bluetooth and USB interface, Protection LT, ST, INST, include N-protection, (internal N-sensor available), incl. trip alarm switch (1xCO), rear connection vertical, guide frame with shutter and w/o position signalling switch, without Com & metering function Manual operating mechanism with mechanical closing, without Spring charging motor, Ready-to-close signal. switch, Auxiliary switches 2NO+2NC, without Closing coil (CC), manual operating mechanism with mechanical closing, without Remote trip alarm reset coil (RR), without 2nd shunt trip, without 1st Shunt trip | 660000 | 1 | Z\ | 1
3WA1340-8AE42-0AA0 |  | Withdrawable circuit breaker with guide frame, IEC 60947-2, frame size 3, 4-poles, N-pole left, In=4000A, breaking capacity E, without internal voltage tap up to 1150V, 70kA, AC 50/60Hz, Icu=130/125kA at 690/1000V, Trip unit ETU600 LSI upgrade ready , colordisplay, bluetooth and USB interface, Protection LT, ST, INST, include N-protection, (internal N-sensor available), incl. trip alarm switch (1xCO), rear connection horizontal, guide frame with shutter and w/o position signalling switch, without Com & metering function Manual operating mechanism with mechanical closing, without Spring charging motor, Ready-to-close signal. switch, Auxiliary switches 2NO+2NC, without Closing coil (CC), manual operating mechanism with mechanical closing, without Remote trip alarm reset coil (RR), without 2nd shunt trip, without 1st Shunt trip | 643000 | 1 | Z\ | 1
3WA1340-8AE44-0AA0 |  | withdrawable circuit breaker, with guide frame, IEC 60947-2, size 3, 4-pole, N pole on left, In=4000 A, breaking capacity E, without internal voltage tap up to 1150 V, 70 kA, AC 50/60 Hz, Icu=130/125 kA at 690/1000 V, tripping unit ETU600 LSI upgradeable, color display, Bluetooth, USB interface, basic protection LT, ST, INST, including protection of the N conductor (internal neutral point sensor available), trip alarm switch (1 x CO), connection at rear flange, guide frame with shutter, without position signaling switch, without Com & metering function Manual operating mechanism with mechanical closing, without Spring charging motor, Ready-to-close signal. switch, Auxiliary switches 2NO+2NC, without Closing coil (CC), manual operating mechanism with mechanical closing, without Remote trip alarm reset coil (RR), without 2nd shunt trip, without 1st Shunt trip | 643000 | 1 | Z\ | 1
3WA1340-8AF01-0AA0 |  | Fixed-mounted circuit breaker IEC 60947-2, frame size 3, 3-poles, In=4000A, breaking capacity E, without internal voltage tap up to 1150V, 70kA, AC 50/60Hz, Icu=150/125kA at 690/1000V, Trip unit ETU600 LSIG upgrade ready , colordisplay, bluetooth and USB interface, Protection LT, ST, INST, GFx, N-protection required an external N-sensor, incl. trip alarm switch (1xCO), rear connection vertical, without Com & metering function Manual operating mechanism with mechanical closing, without Spring charging motor, Ready-to-close signal. switch, Auxiliary switches 2NO+2NC, without Closing coil (CC), manual operating mechanism with mechanical closing, without Remote trip alarm reset coil (RR), without 2nd shunt trip, without 1st Shunt trip | 428000 | 1 | Z\ | 1
3WA1340-8AF02-0AA0 |  | Fixed-mounted circuit breaker IEC 60947-2, frame size 3, 3-poles, In=4000A, breaking capacity E, without internal voltage tap up to 1150V, 70kA, AC 50/60Hz, Icu=150/125kA at 690/1000V, Trip unit ETU600 LSIG upgrade ready , colordisplay, bluetooth and USB interface, Protection LT, ST, INST, GFx, N-protection required an external N-sensor, incl. trip alarm switch (1xCO), rear connection horizontal, without Com & metering function Manual operating mechanism with mechanical closing, without Spring charging motor, Ready-to-close signal. switch, Auxiliary switches 2NO+2NC, without Closing coil (CC), manual operating mechanism with mechanical closing, without Remote trip alarm reset coil (RR), without 2nd shunt trip, without 1st Shunt trip | 418000 | 1 | Z\ | 1
3WA1340-8AF11-0AA0 |  | Fixed-mounted circuit breaker IEC 60947-2, frame size 3, 4-poles, N-pole left, In=4000A, breaking capacity E, without internal voltage tap up to 1150V, 70kA, AC 50/60Hz, Icu=130/125kA at 690/1000V, Trip unit ETU600 LSIG upgrade ready , colordisplay, bluetooth and USB interface, Protection LT, ST, INST, GFx, include N-protection, (internal N-sensor available), incl. trip alarm switch (1xCO), rear connection vertical, without Com & metering function Manual operating mechanism with mechanical closing, without Spring charging motor, Ready-to-close signal. switch, Auxiliary switches 2NO+2NC, without Closing coil (CC), manual operating mechanism with mechanical closing, without Remote trip alarm reset coil (RR), without 2nd shunt trip, without 1st Shunt trip | 562000 | 1 | Z\ | 1
3WA1340-8AF12-0AA0 |  | Fixed-mounted circuit breaker IEC 60947-2, frame size 3, 4-poles, N-pole left, In=4000A, breaking capacity E, without internal voltage tap up to 1150V, 70kA, AC 50/60Hz, Icu=130/125kA at 690/1000V, Trip unit ETU600 LSIG upgrade ready , colordisplay, bluetooth and USB interface, Protection LT, ST, INST, GFx, include N-protection, (internal N-sensor available), incl. trip alarm switch (1xCO), rear connection horizontal, without Com & metering function Manual operating mechanism with mechanical closing, without Spring charging motor, Ready-to-close signal. switch, Auxiliary switches 2NO+2NC, without Closing coil (CC), manual operating mechanism with mechanical closing, without Remote trip alarm reset coil (RR), without 2nd shunt trip, without 1st Shunt trip | 548000 | 1 | Z\ | 1
3WA1340-8AF21-0AA0 |  | fixed-mounted circuit breaker, IEC 60947-2, size 3, 4-pole, N pole on right, In=4000 A, breaking capacity E, without internal voltage tap up to 1150 V, 70 kA, AC 50/60 Hz, Icu=130/125 kA at 690/1000 V, tripping unit ETU600 LSIG upgradeable, color display, Bluetooth, USB interface, basic protection LT, ST, INST, GFx, including protection of the N conductor (internal neutral point sensor available), trip alarm switch (1 x CO), connection at rear vertical, without Com & metering function Manual operating mechanism with mechanical closing, without Spring charging motor, Ready-to-close signal. switch, Auxiliary switches 2NO+2NC, without Closing coil (CC), manual operating mechanism with mechanical closing, without Remote trip alarm reset coil (RR), without 2nd shunt trip, without 1st Shunt trip | 562000 | 1 | Z\ | 1
3WA1340-8AF22-0AA0 |  | fixed-mounted circuit breaker, IEC 60947-2, size 3, 4-pole, N pole on right, In=4000 A, breaking capacity E, without internal voltage tap up to 1150 V, 70 kA, AC 50/60 Hz, Icu=130/125 kA at 690/1000 V, tripping unit ETU600 LSIG upgradeable, color display, Bluetooth, USB interface, basic protection LT, ST, INST, GFx, including protection of the N conductor (internal neutral point sensor available), trip alarm switch (1 x CO), connection at rear horizontal without Com & metering function Manual operating mechanism with mechanical closing, without Spring charging motor, Ready-to-close signal. switch, Auxiliary switches 2NO+2NC, without Closing coil (CC), manual operating mechanism with mechanical closing, without Remote trip alarm reset coil (RR), without 2nd shunt trip, without 1st Shunt trip | 548000 | 1 | Z\ | 1
3WA1340-8AF31-0AA0 |  | Withdrawable circuit breaker with guide frame, IEC 60947-2, frame size 3, 3-poles, In=4000A, breaking capacity E, without internal voltage tap up to 1150V, 70kA, AC 50/60Hz, Icu=150/125kA at 690/1000V, Trip unit ETU600 LSIG upgrade ready , colordisplay, bluetooth and USB interface, Protection LT, ST, INST, GFx, N-protection required an external N-sensor, incl. trip alarm switch (1xCO), rear connection vertical, guide frame with shutter and w/o position signalling switch, without Com & metering function Manual operating mechanism with mechanical closing, without Spring charging motor, Ready-to-close signal. switch, Auxiliary switches 2NO+2NC, without Closing coil (CC), manual operating mechanism with mechanical closing, without Remote trip alarm reset coil (RR), without 2nd shunt trip, without 1st Shunt trip | 511000 | 1 | Z\ | 1
3WA1340-8AF32-0AA0 |  | Withdrawable circuit breaker with guide frame, IEC 60947-2, frame size 3, 3-poles, In=4000A, breaking capacity E, without internal voltage tap up to 1150V, 70kA, AC 50/60Hz, Icu=150/125kA at 690/1000V, Trip unit ETU600 LSIG upgrade ready , colordisplay, bluetooth and USB interface, Protection LT, ST, INST, GFx, N-protection required an external N-sensor, incl. trip alarm switch (1xCO), rear connection horizontal, guide frame with shutter and w/o position signalling switch, without Com & metering function Manual operating mechanism with mechanical closing, without Spring charging motor, Ready-to-close signal. switch, Auxiliary switches 2NO+2NC, without Closing coil (CC), manual operating mechanism with mechanical closing, without Remote trip alarm reset coil (RR), without 2nd shunt trip, without 1st Shunt trip | 498000 | 1 | Z\ | 1
3WA1340-8AF34-0AA0 |  | withdrawable circuit breaker, with guide frame, IEC 60947-2, size 3, 3-pole, In=4000 A, breaking capacity E, without internal voltage tap up to 1150 V, 70 kA, AC 50/60 Hz, Icu=150/125 kA at 690/1000 V, tripping unit ETU600 LSIG upgradeable, color display, Bluetooth, USB interface, basic protection LT, ST, INST, GFx, neutral conductor protection requires an external neutral point current sensor, trip alarm switch (1 x CO), connection at rear flange, guide frame with shutter, without position signaling switch, without Com & metering function Manual operating mechanism with mechanical closing, without Spring charging motor, Ready-to-close signal. switch, Auxiliary switches 2NO+2NC, without Closing coil (CC), manual operating mechanism with mechanical closing, without Remote trip alarm reset coil (RR), without 2nd shunt trip, without 1st Shunt trip | 498000 | 1 | Z\ | 1
3WA1340-8AF41-0AA0 |  | Withdrawable circuit breaker with guide frame, IEC 60947-2, frame size 3, 4-poles, N-pole left, In=4000A, breaking capacity E, without internal voltage tap up to 1150V, 70kA, AC 50/60Hz, Icu=130/125kA at 690/1000V, Trip unit ETU600 LSIG upgrade ready , colordisplay, bluetooth and USB interface, Protection LT, ST, INST, GFx, include N-protection, (internal N-sensor available), incl. trip alarm switch (1xCO), rear connection vertical, guide frame with shutter and w/o position signalling switch, without Com & metering function Manual operating mechanism with mechanical closing, without Spring charging motor, Ready-to-close signal. switch, Auxiliary switches 2NO+2NC, without Closing coil (CC), manual operating mechanism with mechanical closing, without Remote trip alarm reset coil (RR), without 2nd shunt trip, without 1st Shunt trip | 671000 | 1 | Z\ | 1
3WA1340-8AF42-0AA0 |  | Withdrawable circuit breaker with guide frame, IEC 60947-2, frame size 3, 4-poles, N-pole left, In=4000A, breaking capacity E, without internal voltage tap up to 1150V, 70kA, AC 50/60Hz, Icu=130/125kA at 690/1000V, Trip unit ETU600 LSIG upgrade ready , colordisplay, bluetooth and USB interface, Protection LT, ST, INST, GFx, include N-protection, (internal N-sensor available), incl. trip alarm switch (1xCO), rear connection horizontal, guide frame with shutter and w/o position signalling switch, without Com & metering function Manual operating mechanism with mechanical closing, without Spring charging motor, Ready-to-close signal. switch, Auxiliary switches 2NO+2NC, without Closing coil (CC), manual operating mechanism with mechanical closing, without Remote trip alarm reset coil (RR), without 2nd shunt trip, without 1st Shunt trip | 654000 | 1 | Z\ | 1
3WA1340-8AF44-0AA0 |  | withdrawable circuit breaker, with guide frame, IEC 60947-2, size 3, 4-pole, N pole on left, In=4000 A, breaking capacity E, without internal voltage tap up to 1150 V, 70 kA, AC 50/60 Hz, Icu=130/125 kA at 690/1000 V, tripping unit ETU600 LSIG upgradeable, color display, Bluetooth, USB interface, basic protection LT, ST, INST, GFx, including protection of the N conductor (internal neutral point sensor available), trip alarm switch (1 x CO), connection at rear flange, guide frame with shutter, without position signaling switch, without Com & metering function Manual operating mechanism with mechanical closing, without Spring charging motor, Ready-to-close signal. switch, Auxiliary switches 2NO+2NC, without Closing coil (CC), manual operating mechanism with mechanical closing, without Remote trip alarm reset coil (RR), without 2nd shunt trip, without 1st Shunt trip | 654000 | 1 | Z\ | 1
3WA1340-8AG01-0AA0 |  | Fixed-mounted circuit breaker IEC 60947-2, frame size 3, 3-poles, In=4000A, breaking capacity E, without internal voltage tap up to 1150V, 70kA, AC 50/60Hz, Icu=150/125kA at 690/1000V, Trip unit ETU600 LSIG Hi-Z upgrade ready , colordisplay, bluetooth and USB interface, Protection LT, ST, INST, GFx, with GF highimpedance-input N-protection required an external N-sensor, incl. trip alarm switch (1xCO), rear connection vertical, without Com & metering function Manual operating mechanism with mechanical closing, without Spring charging motor, Ready-to-close signal. switch, Auxiliary switches 2NO+2NC, without Closing coil (CC), manual operating mechanism with mechanical closing, without Remote trip alarm reset coil (RR), without 2nd shunt trip, without 1st Shunt trip | 449000 | 1 | Z\ | 1
3WA1340-8AG02-0AA0 |  | Fixed-mounted circuit breaker IEC 60947-2, frame size 3, 3-poles, In=4000A, breaking capacity E, without internal voltage tap up to 1150V, 70kA, AC 50/60Hz, Icu=150/125kA at 690/1000V, Trip unit ETU600 LSIG Hi-Z upgrade ready , colordisplay, bluetooth and USB interface, Protection LT, ST, INST, GFx, with GF highimpedance-input N-protection required an external N-sensor, incl. trip alarm switch (1xCO), rear connection horizontal, without Com & metering function Manual operating mechanism with mechanical closing, without Spring charging motor, Ready-to-close signal. switch, Auxiliary switches 2NO+2NC, without Closing coil (CC), manual operating mechanism with mechanical closing, without Remote trip alarm reset coil (RR), without 2nd shunt trip, without 1st Shunt trip | 439000 | 1 | Z\ | 1
3WA1340-8AG11-0AA0 |  | Fixed-mounted circuit breaker IEC 60947-2, frame size 3, 4-poles, N-pole left, In=4000A, breaking capacity E, without internal voltage tap up to 1150V, 70kA, AC 50/60Hz, Icu=130/125kA at 690/1000V, Trip unit ETU600 LSIG Hi-Z upgrade ready , colordisplay, bluetooth and USB interface, Protection LT, ST, INST, GFx, with GF highimpedance-input include N-protection, (internal N-sensor available), incl. trip alarm switch (1xCO), rear connection vertical, without Com & metering function Manual operating mechanism with mechanical closing, without Spring charging motor, Ready-to-close signal. switch, Auxiliary switches 2NO+2NC, without Closing coil (CC), manual operating mechanism with mechanical closing, without Remote trip alarm reset coil (RR), without 2nd shunt trip, without 1st Shunt trip | 583000 | 1 | Z\ | 1
3WA1340-8AG12-0AA0 |  | Fixed-mounted circuit breaker IEC 60947-2, frame size 3, 4-poles, N-pole left, In=4000A, breaking capacity E, without internal voltage tap up to 1150V, 70kA, AC 50/60Hz, Icu=130/125kA at 690/1000V, Trip unit ETU600 LSIG Hi-Z upgrade ready , colordisplay, bluetooth and USB interface, Protection LT, ST, INST, GFx, with GF highimpedance-input include N-protection, (internal N-sensor available), incl. trip alarm switch (1xCO), rear connection horizontal, without Com & metering function Manual operating mechanism with mechanical closing, without Spring charging motor, Ready-to-close signal. switch, Auxiliary switches 2NO+2NC, without Closing coil (CC), manual operating mechanism with mechanical closing, without Remote trip alarm reset coil (RR), without 2nd shunt trip, without 1st Shunt trip | 569000 | 1 | Z\ | 1
3WA1340-8AG21-0AA0 |  | fixed-mounted circuit breaker, IEC 60947-2, size 3, 4-pole, N pole on right, In=4000 A, breaking capacity E, without internal voltage tap up to 1150 V, 70 kA, AC 50/60 Hz, Icu=130/125 kA at 690/1000 V, tripping unit ETU600 LSIG Hi-Z upgradeable, color display, Bluetooth, USB interface, basic protection LT, ST, INST, GFx, with GF high-impedance input, including protection of the N conductor (internal neutral point sensor available), trip alarm switch (1 x CO), connection at rear vertical, without Com & metering function Manual operating mechanism with mechanical closing, without Spring charging motor, Ready-to-close signal. switch, Auxiliary switches 2NO+2NC, without Closing coil (CC), manual operating mechanism with mechanical closing, without Remote trip alarm reset coil (RR), without 2nd shunt trip, without 1st Shunt trip | 583000 | 1 | Z\ | 1
3WA1340-8AG22-0AA0 |  | fixed-mounted circuit breaker, IEC 60947-2, size 3, 4-pole, N pole on right, In=4000 A, breaking capacity E, without internal voltage tap up to 1150 V, 70 kA, AC 50/60 Hz, Icu=130/125 kA at 690/1000 V, tripping unit ETU600 LSIG Hi-Z upgradeable, color display, Bluetooth, USB interface, basic protection LT, ST, INST, GFx, with GF high-impedance input, including protection of the N conductor (internal neutral point sensor available), trip alarm switch (1 x CO), connection at rear horizontal without Com & metering function Manual operating mechanism with mechanical closing, without Spring charging motor, Ready-to-close signal. switch, Auxiliary switches 2NO+2NC, without Closing coil (CC), manual operating mechanism with mechanical closing, without Remote trip alarm reset coil (RR), without 2nd shunt trip, without 1st Shunt trip | 569000 | 1 | Z\ | 1
3WA1340-8AG31-0AA0 |  | Withdrawable circuit breaker with guide frame, IEC 60947-2, frame size 3, 3-poles, In=4000A, breaking capacity E, without internal voltage tap up to 1150V, 70kA, AC 50/60Hz, Icu=150/125kA at 690/1000V, Trip unit ETU600 LSIG Hi-Z upgrade ready , colordisplay, bluetooth and USB interface, Protection LT, ST, INST, GFx, with GF highimpedance-input N-protection required an external N-sensor, incl. trip alarm switch (1xCO), rear connection vertical, guide frame with shutter and w/o position signalling switch, without Com & metering function Manual operating mechanism with mechanical closing, without Spring charging motor, Ready-to-close signal. switch, Auxiliary switches 2NO+2NC, without Closing coil (CC), manual operating mechanism with mechanical closing, without Remote trip alarm reset coil (RR), without 2nd shunt trip, without 1st Shunt trip | 532000 | 1 | Z\ | 1
3WA1340-8AG32-0AA0 |  | Withdrawable circuit breaker with guide frame, IEC 60947-2, frame size 3, 3-poles, In=4000A, breaking capacity E, without internal voltage tap up to 1150V, 70kA, AC 50/60Hz, Icu=150/125kA at 690/1000V, Trip unit ETU600 LSIG Hi-Z upgrade ready , colordisplay, bluetooth and USB interface, Protection LT, ST, INST, GFx, with GF highimpedance-input N-protection required an external N-sensor, incl. trip alarm switch (1xCO), rear connection horizontal, guide frame with shutter and w/o position signalling switch, without Com & metering function Manual operating mechanism with mechanical closing, without Spring charging motor, Ready-to-close signal. switch, Auxiliary switches 2NO+2NC, without Closing coil (CC), manual operating mechanism with mechanical closing, without Remote trip alarm reset coil (RR), without 2nd shunt trip, without 1st Shunt trip | 519000 | 1 | Z\ | 1
3WA1340-8AG34-0AA0 |  | withdrawable circuit breaker, with guide frame, IEC 60947-2, size 3, 3-pole, In=4000 A, breaking capacity E, without internal voltage tap up to 1150 V, 70 kA, AC 50/60 Hz, Icu=150/125 kA at 690/1000 V, tripping unit ETU600 LSIG Hi-Z upgradeable, color display, Bluetooth, USB interface, basic protection LT, ST, INST, GFx, with GF high-impedance input, neutral conductor protection requires an external neutral point current sensor, trip alarm switch (1 x CO), connection at rear flange, guide frame with shutter, without position signaling switch, without Com & metering function Manual operating mechanism with mechanical closing, without Spring charging motor, Ready-to-close signal. switch, Auxiliary switches 2NO+2NC, without Closing coil (CC), manual operating mechanism with mechanical closing, without Remote trip alarm reset coil (RR), without 2nd shunt trip, without 1st Shunt trip | 519000 | 1 | Z\ | 1
3WA1340-8AG41-0AA0 |  | Withdrawable circuit breaker with guide frame, IEC 60947-2, frame size 3, 4-poles, N-pole left, In=4000A, breaking capacity E, without internal voltage tap up to 1150V, 70kA, AC 50/60Hz, Icu=130/125kA at 690/1000V, Trip unit ETU600 LSIG Hi-Z upgrade ready , colordisplay, bluetooth and USB interface, Protection LT, ST, INST, GFx, with GF highimpedance-input include N-protection, (internal N-sensor available), incl. trip alarm switch (1xCO), rear connection vertical, guide frame with shutter and w/o position signalling switch, without Com & metering function Manual operating mechanism with mechanical closing, without Spring charging motor, Ready-to-close signal. switch, Auxiliary switches 2NO+2NC, without Closing coil (CC), manual operating mechanism with mechanical closing, without Remote trip alarm reset coil (RR), without 2nd shunt trip, without 1st Shunt trip | 692000 | 1 | Z\ | 1
3WA1340-8AG42-0AA0 |  | Withdrawable circuit breaker with guide frame, IEC 60947-2, frame size 3, 4-poles, N-pole left, In=4000A, breaking capacity E, without internal voltage tap up to 1150V, 70kA, AC 50/60Hz, Icu=130/125kA at 690/1000V, Trip unit ETU600 LSIG Hi-Z upgrade ready , colordisplay, bluetooth and USB interface, Protection LT, ST, INST, GFx, with GF highimpedance-input include N-protection, (internal N-sensor available), incl. trip alarm switch (1xCO), rear connection horizontal, guide frame with shutter and w/o position signalling switch, without Com & metering function Manual operating mechanism with mechanical closing, without Spring charging motor, Ready-to-close signal. switch, Auxiliary switches 2NO+2NC, without Closing coil (CC), manual operating mechanism with mechanical closing, without Remote trip alarm reset coil (RR), without 2nd shunt trip, without 1st Shunt trip | 675000 | 1 | Z\ | 1
3WA1340-8AG44-0AA0 |  | withdrawable circuit breaker, with guide frame, IEC 60947-2, size 3, 4-pole, N pole on left, In=4000 A, breaking capacity E, without internal voltage tap up to 1150 V, 70 kA, AC 50/60 Hz, Icu=130/125 kA at 690/1000 V, tripping unit ETU600 LSIG Hi-Z upgradeable, color display, Bluetooth, USB interface, basic protection LT, ST, INST, GFx, with GF high-impedance input, including protection of the N conductor (internal neutral point sensor available), trip alarm switch (1 x CO), connection at rear flange, guide frame with shutter, without position signaling switch, without Com & metering function Manual operating mechanism with mechanical closing, without Spring charging motor, Ready-to-close signal. switch, Auxiliary switches 2NO+2NC, without Closing coil (CC), manual operating mechanism with mechanical closing, without Remote trip alarm reset coil (RR), without 2nd shunt trip, without 1st Shunt trip | 675000 | 1 | Z\ | 1
3WA1340-8CA01-0AA0 |  | Non-automatic circuit breaker Fixed-mounted version, IEC 60947-2, frame size 3, 3-poles, In=4000A to 1150V AC 50/60Hz, breaking capacity E Icc=150/125kA at 690/1000V, without electr. trip unit ETU, rear connection vertical, able to communication, Manual operating mechanism with mechanical closing, without Spring charging motor, Ready-to-close signal. switch, Auxiliary switches 2NO+2NC, without Closing coil (CC), manual operating mechanism with mechanical closing, without Remote trip alarm reset coil (RR), without 2nd shunt trip, without 1st Shunt trip | 410430 | 1 | Z\ | 1
3WA1340-8CA02-0AA0 |  | Non-automatic circuit breaker Fixed-mounted version, IEC 60947-2, frame size 3, 3-poles, In=4000A to 1150V AC 50/60Hz, breaking capacity E Icc=150/125kA at 690/1000V, without electr. trip unit ETU, rear connection horizontal, able to communication, Manual operating mechanism with mechanical closing, without Spring charging motor, Ready-to-close signal. switch, Auxiliary switches 2NO+2NC, without Closing coil (CC), manual operating mechanism with mechanical closing, without Remote trip alarm reset coil (RR), without 2nd shunt trip, without 1st Shunt trip | 399430 | 1 | Z\ | 1
3WA1340-8CA11-0AA0 |  | Non-automatic circuit breaker Fixed-mounted version, IEC 60947-2, frame size 3, 4-poles, N-pole left, In=4000A to 1150V AC 50/60Hz, breaking capacity E Icc=130/125kA at 690/1000V, without electr. trip unit ETU, rear connection vertical, able to communication, Manual operating mechanism with mechanical closing, without Spring charging motor, Ready-to-close signal. switch, Auxiliary switches 2NO+2NC, without Closing coil (CC), manual operating mechanism with mechanical closing, without Remote trip alarm reset coil (RR), without 2nd shunt trip, without 1st Shunt trip | 540430 | 1 | Z\ | 1
3WA1340-8CA12-0AA0 |  | Non-automatic circuit breaker Fixed-mounted version, IEC 60947-2, frame size 3, 4-poles, N-pole left, In=4000A to 1150V AC 50/60Hz, breaking capacity E Icc=130/125kA at 690/1000V, without electr. trip unit ETU, rear connection horizontal, able to communication, Manual operating mechanism with mechanical closing, without Spring charging motor, Ready-to-close signal. switch, Auxiliary switches 2NO+2NC, without Closing coil (CC), manual operating mechanism with mechanical closing, without Remote trip alarm reset coil (RR), without 2nd shunt trip, without 1st Shunt trip | 526430 | 1 | Z\ | 1
3WA1340-8CA21-0AA0 |  | AC non-automatic air circuit breaker 3WA, fixed-mounted version, IEC 60947-2, size 3, 4-pole, N pole on right, In=4000 A up to 1150 V AC 50/60 Hz, breaking capacity E, Icc=120/70 kA at 1000/1150 V, without electronic trip unit ETU, connection at rear vertical, able to communication, Manual operating mechanism with mechanical closing, without Spring charging motor, Ready-to-close signal. switch, Auxiliary switches 2NO+2NC, without Closing coil (CC), manual operating mechanism with mechanical closing, without Remote trip alarm reset coil (RR), without 2nd shunt trip, without 1st Shunt trip | 540430 | 1 | Z\ | 1
3WA1340-8CA22-0AA0 |  | AC non-automatic air circuit breaker 3WA, fixed-mounted version, IEC 60947-2, size 3, 4-pole, N pole on right, In=4000 A up to 1150 V AC 50/60 Hz, breaking capacity E, Icc=120/70 kA at 1000/1150 V, without electronic trip unit ETU, connection at rear horizontal able to communication, Manual operating mechanism with mechanical closing, without Spring charging motor, Ready-to-close signal. switch, Auxiliary switches 2NO+2NC, without Closing coil (CC), manual operating mechanism with mechanical closing, without Remote trip alarm reset coil (RR), without 2nd shunt trip, without 1st Shunt trip | 526430 | 1 | Z\ | 1
3WA1340-8CA31-0AA0 |  | Non-automatic circuit breaker withdrawable version, with guide frame, IEC 60947-2, frame size 3, 3-poles, In=4000A to 1150V AC 50/60Hz, breaking capacity E Icc=150/125kA at 690/1000V, without electr. trip unit ETU, rear connection vertical, guide frame with shutter and w/o position signalling switch, able to communication, Manual operating mechanism with mechanical closing, without Spring charging motor, Ready-to-close signal. switch, Auxiliary switches 2NO+2NC, without Closing coil (CC), manual operating mechanism with mechanical closing, without Remote trip alarm reset coil (RR), without 2nd shunt trip, without 1st Shunt trip | 490430 | 1 | Z\ | 1
3WA1340-8CA32-0AA0 |  | Non-automatic circuit breaker withdrawable version, with guide frame, IEC 60947-2, frame size 3, 3-poles, In=4000A to 1150V AC 50/60Hz, breaking capacity E Icc=150/125kA at 690/1000V, without electr. trip unit ETU, rear connection horizontal, guide frame with shutter and w/o position signalling switch, able to communication, Manual operating mechanism with mechanical closing, without Spring charging motor, Ready-to-close signal. switch, Auxiliary switches 2NO+2NC, without Closing coil (CC), manual operating mechanism with mechanical closing, without Remote trip alarm reset coil (RR), without 2nd shunt trip, without 1st Shunt trip | 477430 | 1 | Z\ | 1
3WA1340-8CA34-0AA0 |  | AC non-automatic air circuit breaker 3WA, withdrawable version, with guide frame, IEC 60947-2, size 3, 3-pole, In=4000 A up to 1150 V AC 50/60 Hz, breaking capacity E, Icc=125/70 kA at 1000/1150 V, without electronic trip unit ETU, connection at rear flange, guide frame with shutter, without position signaling switch, able to communication, Manual operating mechanism with mechanical closing, without Spring charging motor, Ready-to-close signal. switch, Auxiliary switches 2NO+2NC, without Closing coil (CC), manual operating mechanism with mechanical closing, without Remote trip alarm reset coil (RR), without 2nd shunt trip, without 1st Shunt trip | 477430 | 1 | Z\ | 1
3WA1340-8CA41-0AA0 |  | Non-automatic circuit breaker withdrawable version, with guide frame, IEC 60947-2, frame size 3, 4-poles, N-pole left, In=4000A to 1150V AC 50/60Hz, breaking capacity E Icc=130/125kA at 690/1000V, without electr. trip unit ETU, rear connection vertical, guide frame with shutter and w/o position signalling switch, able to communication, Manual operating mechanism with mechanical closing, without Spring charging motor, Ready-to-close signal. switch, Auxiliary switches 2NO+2NC, without Closing coil (CC), manual operating mechanism with mechanical closing, without Remote trip alarm reset coil (RR), without 2nd shunt trip, without 1st Shunt trip | 645430 | 1 | Z\ | 1
3WA1340-8CA42-0AA0 |  | Non-automatic circuit breaker withdrawable version, with guide frame, IEC 60947-2, frame size 3, 4-poles, N-pole left, In=4000A to 1150V AC 50/60Hz, breaking capacity E Icc=130/125kA at 690/1000V, without electr. trip unit ETU, rear connection horizontal, guide frame with shutter and w/o position signalling switch, able to communication, Manual operating mechanism with mechanical closing, without Spring charging motor, Ready-to-close signal. switch, Auxiliary switches 2NO+2NC, without Closing coil (CC), manual operating mechanism with mechanical closing, without Remote trip alarm reset coil (RR), without 2nd shunt trip, without 1st Shunt trip | 628430 | 1 | Z\ | 1
3WA1340-8CA44-0AA0 |  | AC non-automatic air circuit breaker 3WA, withdrawable version, with guide frame, IEC 60947-2, size 3, 4-pole, N pole on left, In=4000 A up to 1150 V AC 50/60 Hz, breaking capacity E, Icc=120/70 kA at 1000/1150 V, without electronic trip unit ETU, connection at rear flange, guide frame with shutter, without position signaling switch, able to communication, Manual operating mechanism with mechanical closing, without Spring charging motor, Ready-to-close signal. switch, Auxiliary switches 2NO+2NC, without Closing coil (CC), manual operating mechanism with mechanical closing, without Remote trip alarm reset coil (RR), without 2nd shunt trip, without 1st Shunt trip | 628430 | 1 | Z\ | 1
3WA1350-5AA01-0AA0 |  | Non-automatic circuit breaker Fixed-mounted version, IEC 60947-2, frame size 3, 3-poles, In=5000A up to 690V AC 50/60Hz, breaking capacity H Icc=100/85kA at 500/690V, without electr. trip unit ETU, rear connection vertical, without Com & metering function Manual operating mechanism with mechanical closing, without Spring charging motor, Ready-to-close signal. switch, Auxiliary switches 2NO+2NC, without Closing coil (CC), manual operating mechanism with mechanical closing, without Remote trip alarm reset coil (RR), without 2nd shunt trip, without 1st Shunt trip | 426000 | 1 | Z\ | 1
3WA1350-5AA02-0AA0 |  | Non-automatic circuit breaker Fixed-mounted version, IEC 60947-2, frame size 3, 3-poles, In=5000A up to 690V AC 50/60Hz, breaking capacity H Icc=100/85kA at 500/690V, without electr. trip unit ETU, rear connection horizontal, without Com & metering function Manual operating mechanism with mechanical closing, without Spring charging motor, Ready-to-close signal. switch, Auxiliary switches 2NO+2NC, without Closing coil (CC), manual operating mechanism with mechanical closing, without Remote trip alarm reset coil (RR), without 2nd shunt trip, without 1st Shunt trip | 413000 | 1 | Z\ | 1
3WA1350-5AA11-0AA0 |  | Non-automatic circuit breaker Fixed-mounted version, IEC 60947-2, frame size 3, 4-poles, N-pole left, In=5000A up to 690V AC 50/60Hz, breaking capacity H Icc=100/85kA at 500/690V, without electr. trip unit ETU, rear connection vertical, without Com & metering function Manual operating mechanism with mechanical closing, without Spring charging motor, Ready-to-close signal. switch, Auxiliary switches 2NO+2NC, without Closing coil (CC), manual operating mechanism with mechanical closing, without Remote trip alarm reset coil (RR), without 2nd shunt trip, without 1st Shunt trip | 562000 | 1 | Z\ | 1
3WA1350-5AA12-0AA0 |  | Non-automatic circuit breaker Fixed-mounted version, IEC 60947-2, frame size 3, 4-poles, N-pole left, In=5000A up to 690V AC 50/60Hz, breaking capacity H Icc=100/85kA at 500/690V, without electr. trip unit ETU, rear connection horizontal, without Com & metering function Manual operating mechanism with mechanical closing, without Spring charging motor, Ready-to-close signal. switch, Auxiliary switches 2NO+2NC, without Closing coil (CC), manual operating mechanism with mechanical closing, without Remote trip alarm reset coil (RR), without 2nd shunt trip, without 1st Shunt trip | 545000 | 1 | Z\ | 1
3WA1350-5AA21-0AA0 |  | AC non-automatic air circuit breaker 3WA, fixed-mounted version, IEC 60947-2, size 3, 4-pole, N pole on right, In=5000 A up to 690 V AC 50/60 Hz, breaking capacity H, Icc=100/85 kA at 500/690 V, without electronic trip unit ETU, connection at rear vertical, without Com & metering function Manual operating mechanism with mechanical closing, without Spring charging motor, Ready-to-close signal. switch, Auxiliary switches 2NO+2NC, without Closing coil (CC), manual operating mechanism with mechanical closing, without Remote trip alarm reset coil (RR), without 2nd shunt trip, without 1st Shunt trip | 562000 | 1 | Z\ | 1
3WA1350-5AA22-0AA0 |  | AC non-automatic air circuit breaker 3WA, fixed-mounted version, IEC 60947-2, size 3, 4-pole, N pole on right, In=5000 A up to 690 V AC 50/60 Hz, breaking capacity H, Icc=100/85 kA at 500/690 V, without electronic trip unit ETU, connection at rear horizontal without Com & metering function Manual operating mechanism with mechanical closing, without Spring charging motor, Ready-to-close signal. switch, Auxiliary switches 2NO+2NC, without Closing coil (CC), manual operating mechanism with mechanical closing, without Remote trip alarm reset coil (RR), without 2nd shunt trip, without 1st Shunt trip | 545000 | 1 | Z\ | 1
3WA1350-5AA31-0AA0 |  | Non-automatic circuit breaker withdrawable version, with guide frame, IEC 60947-2, frame size 3, 3-poles, In=5000A up to 690V AC 50/60Hz, breaking capacity H Icc=100/85kA at 500/690V, without electr. trip unit ETU, rear connection vertical, guide frame with shutter and w/o position signalling switch, without Com & metering function Manual operating mechanism with mechanical closing, without Spring charging motor, Ready-to-close signal. switch, Auxiliary switches 2NO+2NC, without Closing coil (CC), manual operating mechanism with mechanical closing, without Remote trip alarm reset coil (RR), without 2nd shunt trip, without 1st Shunt trip | 519000 | 1 | Z\ | 1
3WA1350-5AA32-0AA0 |  | Non-automatic circuit breaker withdrawable version, with guide frame, IEC 60947-2, frame size 3, 3-poles, In=5000A up to 690V AC 50/60Hz, breaking capacity H Icc=100/85kA at 500/690V, without electr. trip unit ETU, rear connection horizontal, guide frame with shutter and w/o position signalling switch, without Com & metering function Manual operating mechanism with mechanical closing, without Spring charging motor, Ready-to-close signal. switch, Auxiliary switches 2NO+2NC, without Closing coil (CC), manual operating mechanism with mechanical closing, without Remote trip alarm reset coil (RR), without 2nd shunt trip, without 1st Shunt trip | 506000 | 1 | Z\ | 1
3WA1350-5AA41-0AA0 |  | Non-automatic circuit breaker withdrawable version, with guide frame, IEC 60947-2, frame size 3, 4-poles, N-pole left, In=5000A up to 690V AC 50/60Hz, breaking capacity H Icc=100/85kA at 500/690V, without electr. trip unit ETU, rear connection vertical, guide frame with shutter and w/o position signalling switch, without Com & metering function Manual operating mechanism with mechanical closing, without Spring charging motor, Ready-to-close signal. switch, Auxiliary switches 2NO+2NC, without Closing coil (CC), manual operating mechanism with mechanical closing, without Remote trip alarm reset coil (RR), without 2nd shunt trip, without 1st Shunt trip | 685000 | 1 | Z\ | 1
3WA1350-5AA42-0AA0 |  | Non-automatic circuit breaker withdrawable version, with guide frame, IEC 60947-2, frame size 3, 4-poles, N-pole left, In=5000A up to 690V AC 50/60Hz, breaking capacity H Icc=100/85kA at 500/690V, without electr. trip unit ETU, rear connection horizontal, guide frame with shutter and w/o position signalling switch, without Com & metering function Manual operating mechanism with mechanical closing, without Spring charging motor, Ready-to-close signal. switch, Auxiliary switches 2NO+2NC, without Closing coil (CC), manual operating mechanism with mechanical closing, without Remote trip alarm reset coil (RR), without 2nd shunt trip, without 1st Shunt trip | 667000 | 1 | Z\ | 1
3WA1350-5AB01-0AA0 |  | Fixed-mounted circuit breaker IEC 60947-2, frame size 3, 3-poles, In=5000A up to 690V AC 50/60Hz, breaking capacity H Icu=100/85kA at 500/690V, Trip unit ETU300 LSI optimized for standard applica- tions, without display Protection LT, ST, INST, N-protection required an external N-sensor, incl. trip alarm switch (1xCO), rear connection vertical, without Com & metering function Manual operating mechanism with mechanical closing, without Spring charging motor, Ready-to-close signal. switch, Auxiliary switches 2NO+2NC, without Closing coil (CC), manual operating mechanism with mechanical closing, without Remote trip alarm reset coil (RR), without 2nd shunt trip, without 1st Shunt trip | 437000 | 1 | Z\ | 1
3WA1350-5AB02-0AA0 |  | Fixed-mounted circuit breaker IEC 60947-2, frame size 3, 3-poles, In=5000A up to 690V AC 50/60Hz, breaking capacity H Icu=100/85kA at 500/690V, Trip unit ETU300 LSI optimized for standard applica- tions, without display Protection LT, ST, INST, N-protection required an external N-sensor, incl. trip alarm switch (1xCO), rear connection horizontal, without Com & metering function Manual operating mechanism with mechanical closing, without Spring charging motor, Ready-to-close signal. switch, Auxiliary switches 2NO+2NC, without Closing coil (CC), manual operating mechanism with mechanical closing, without Remote trip alarm reset coil (RR), without 2nd shunt trip, without 1st Shunt trip | 424000 | 1 | Z\ | 1
3WA1350-5AB11-0AA0 |  | Fixed-mounted circuit breaker IEC 60947-2, frame size 3, 4-poles, N-pole left, In=5000A up to 690V AC 50/60Hz, breaking capacity H Icu=100/85kA at 500/690V, Trip unit ETU300 LSI optimized for standard applica- tions, without display Protection LT, ST, INST, include N-protection, (internal N-sensor available), incl. trip alarm switch (1xCO), rear connection vertical, without Com & metering function Manual operating mechanism with mechanical closing, without Spring charging motor, Ready-to-close signal. switch, Auxiliary switches 2NO+2NC, without Closing coil (CC), manual operating mechanism with mechanical closing, without Remote trip alarm reset coil (RR), without 2nd shunt trip, without 1st Shunt trip | 578000 | 1 | Z\ | 1
3WA1350-5AB12-0AA0 |  | Fixed-mounted circuit breaker IEC 60947-2, frame size 3, 4-poles, N-pole left, In=5000A up to 690V AC 50/60Hz, breaking capacity H Icu=100/85kA at 500/690V, Trip unit ETU300 LSI optimized for standard applica- tions, without display Protection LT, ST, INST, include N-protection, (internal N-sensor available), incl. trip alarm switch (1xCO), rear connection horizontal, without Com & metering function Manual operating mechanism with mechanical closing, without Spring charging motor, Ready-to-close signal. switch, Auxiliary switches 2NO+2NC, without Closing coil (CC), manual operating mechanism with mechanical closing, without Remote trip alarm reset coil (RR), without 2nd shunt trip, without 1st Shunt trip | 561000 | 1 | Z\ | 1
3WA1350-5AB21-0AA0 |  | fixed-mounted circuit breaker, IEC 60947-2, size 1, 4-pole, N pole on right, In=5000 A up to 690 V AC 50/60 Hz, breaking capacity H Icu=100/85 kA at 500/690 V, tripping unit ETU300 LSI optimized for standard applications, without display, basic protection LT, ST, INST, including protection of the N conductor (internal neutral point sensor available) trip alarm switch (1 x CO), connection at rear vertical, without Com & metering function Manual operating mechanism with mechanical closing, without Spring charging motor, Ready-to-close signal. switch, Auxiliary switches 2NO+2NC, without Closing coil (CC), manual operating mechanism with mechanical closing, without Remote trip alarm reset coil (RR), without 2nd shunt trip, without 1st Shunt trip | 578000 | 1 | Z\ | 1
3WA1350-5AB22-0AA0 |  | fixed-mounted circuit breaker, IEC 60947-2, size 1, 4-pole, N pole on right, In=5000 A up to 690 V AC 50/60 Hz, breaking capacity H Icu=100/85 kA at 500/690 V, tripping unit ETU300 LSI optimized for standard applications, without display, basic protection LT, ST, INST, including protection of the N conductor (internal neutral point sensor available) trip alarm switch (1 x CO), connection at rear horizontal without Com & metering function Manual operating mechanism with mechanical closing, without Spring charging motor, Ready-to-close signal. switch, Auxiliary switches 2NO+2NC, without Closing coil (CC), manual operating mechanism with mechanical closing, without Remote trip alarm reset coil (RR), without 2nd shunt trip, without 1st Shunt trip | 561000 | 1 | Z\ | 1
3WA1350-5AB31-0AA0 |  | Withdrawable circuit breaker with guide frame, IEC 60947-2, frame size 3, 3-poles, In=5000A up to 690V AC 50/60Hz, breaking capacity H Icu=100/85kA at 500/690V, Trip unit ETU300 LSI optimized for standard applica- tions, without display Protection LT, ST, INST, N-protection required an external N-sensor, incl. trip alarm switch (1xCO), rear connection vertical, guide frame with shutter and w/o position signalling switch, without Com & metering function Manual operating mechanism with mechanical closing, without Spring charging motor, Ready-to-close signal. switch, Auxiliary switches 2NO+2NC, without Closing coil (CC), manual operating mechanism with mechanical closing, without Remote trip alarm reset coil (RR), without 2nd shunt trip, without 1st Shunt trip | 533000 | 1 | Z\ | 1
3WA1350-5AB32-0AA0 |  | Withdrawable circuit breaker with guide frame, IEC 60947-2, frame size 3, 3-poles, In=5000A up to 690V AC 50/60Hz, breaking capacity H Icu=100/85kA at 500/690V, Trip unit ETU300 LSI optimized for standard applica- tions, without display Protection LT, ST, INST, N-protection required an external N-sensor, incl. trip alarm switch (1xCO), rear connection horizontal, guide frame with shutter and w/o position signalling switch, without Com & metering function Manual operating mechanism with mechanical closing, without Spring charging motor, Ready-to-close signal. switch, Auxiliary switches 2NO+2NC, without Closing coil (CC), manual operating mechanism with mechanical closing, without Remote trip alarm reset coil (RR), without 2nd shunt trip, without 1st Shunt trip | 520000 | 1 | Z\ | 1
3WA1350-5AB41-0AA0 |  | Withdrawable circuit breaker with guide frame, IEC 60947-2, frame size 3, 4-poles, N-pole left, In=5000A up to 690V AC 50/60Hz, breaking capacity H Icu=100/85kA at 500/690V, Trip unit ETU300 LSI optimized for standard applica- tions, without display Protection LT, ST, INST, include N-protection, (internal N-sensor available), incl. trip alarm switch (1xCO), rear connection vertical, guide frame with shutter and w/o position signalling switch, without Com & metering function Manual operating mechanism with mechanical closing, without Spring charging motor, Ready-to-close signal. switch, Auxiliary switches 2NO+2NC, without Closing coil (CC), manual operating mechanism with mechanical closing, without Remote trip alarm reset coil (RR), without 2nd shunt trip, without 1st Shunt trip | 705000 | 1 | Z\ | 1
3WA1350-5AB42-0AA0 |  | Withdrawable circuit breaker with guide frame, IEC 60947-2, frame size 3, 4-poles, N-pole left, In=5000A up to 690V AC 50/60Hz, breaking capacity H Icu=100/85kA at 500/690V, Trip unit ETU300 LSI optimized for standard applica- tions, without display Protection LT, ST, INST, include N-protection, (internal N-sensor available), incl. trip alarm switch (1xCO), rear connection horizontal, guide frame with shutter and w/o position signalling switch, without Com & metering function Manual operating mechanism with mechanical closing, without Spring charging motor, Ready-to-close signal. switch, Auxiliary switches 2NO+2NC, without Closing coil (CC), manual operating mechanism with mechanical closing, without Remote trip alarm reset coil (RR), without 2nd shunt trip, without 1st Shunt trip | 688000 | 1 | Z\ | 1
3WA1350-5AC01-0AA0 |  | Fixed-mounted circuit breaker IEC 60947-2, frame size 3, 3-poles, In=5000A up to 690V AC 50/60Hz, breaking capacity H Icu=100/85kA at 500/690V, Trip unit ETU300 LSIG optimized for standard applica- tions, without display Protection LT, ST, INST, GF, N-protection required an external N-sensor, incl. trip alarm switch (1xCO), rear connection vertical, without Com & metering function Manual operating mechanism with mechanical closing, without Spring charging motor, Ready-to-close signal. switch, Auxiliary switches 2NO+2NC, without Closing coil (CC), manual operating mechanism with mechanical closing, without Remote trip alarm reset coil (RR), without 2nd shunt trip, without 1st Shunt trip | 443000 | 1 | Z\ | 1
3WA1350-5AC02-0AA0 |  | Fixed-mounted circuit breaker IEC 60947-2, frame size 3, 3-poles, In=5000A up to 690V AC 50/60Hz, breaking capacity H Icu=100/85kA at 500/690V, Trip unit ETU300 LSIG optimized for standard applica- tions, without display Protection LT, ST, INST, GF, N-protection required an external N-sensor, incl. trip alarm switch (1xCO), rear connection horizontal, without Com & metering function Manual operating mechanism with mechanical closing, without Spring charging motor, Ready-to-close signal. switch, Auxiliary switches 2NO+2NC, without Closing coil (CC), manual operating mechanism with mechanical closing, without Remote trip alarm reset coil (RR), without 2nd shunt trip, without 1st Shunt trip | 430000 | 1 | Z\ | 1
3WA1350-5AC11-0AA0 |  | Fixed-mounted circuit breaker IEC 60947-2, frame size 3, 4-poles, N-pole left, In=5000A up to 690V AC 50/60Hz, breaking capacity H Icu=100/85kA at 500/690V, Trip unit ETU300 LSIG optimized for standard applica- tions, without display Protection LT, ST, INST, GF, include N-protection, (internal N-sensor available), incl. trip alarm switch (1xCO), rear connection vertical, without Com & metering function Manual operating mechanism with mechanical closing, without Spring charging motor, Ready-to-close signal. switch, Auxiliary switches 2NO+2NC, without Closing coil (CC), manual operating mechanism with mechanical closing, without Remote trip alarm reset coil (RR), without 2nd shunt trip, without 1st Shunt trip | 584000 | 1 | Z\ | 1
3WA1350-5AC12-0AA0 |  | Fixed-mounted circuit breaker IEC 60947-2, frame size 3, 4-poles, N-pole left, In=5000A up to 690V AC 50/60Hz, breaking capacity H Icu=100/85kA at 500/690V, Trip unit ETU300 LSIG optimized for standard applica- tions, without display Protection LT, ST, INST, GF, include N-protection, (internal N-sensor available), incl. trip alarm switch (1xCO), rear connection horizontal, without Com & metering function Manual operating mechanism with mechanical closing, without Spring charging motor, Ready-to-close signal. switch, Auxiliary switches 2NO+2NC, without Closing coil (CC), manual operating mechanism with mechanical closing, without Remote trip alarm reset coil (RR), without 2nd shunt trip, without 1st Shunt trip | 567000 | 1 | Z\ | 1
3WA1350-5AC21-0AA0 |  | fixed-mounted circuit breaker, IEC 60947-2, size 1, 4-pole, N pole on right, In=5000 A up to 690 V AC 50/60 Hz, breaking capacity H Icu=100/85 kA at 500/690 V, tripping unit ETU300 LSI G optimized for standard applications, without display, basic protection LT, ST, INST, GF, including protection of the N conductor (internal neutral point sensor available), trip alarm switch (1 x CO), connection at rear vertical, without Com & metering function Manual operating mechanism with mechanical closing, without Spring charging motor, Ready-to-close signal. switch, Auxiliary switches 2NO+2NC, without Closing coil (CC), manual operating mechanism with mechanical closing, without Remote trip alarm reset coil (RR), without 2nd shunt trip, without 1st Shunt trip | 584000 | 1 | Z\ | 1
3WA1350-5AC22-0AA0 |  | fixed-mounted circuit breaker, IEC 60947-2, size 1, 4-pole, N pole on right, In=5000 A up to 690 V AC 50/60 Hz, breaking capacity H Icu=100/85 kA at 500/690 V, tripping unit ETU300 LSI G optimized for standard applications, without display, basic protection LT, ST, INST, GF, including protection of the N conductor (internal neutral point sensor available), trip alarm switch (1 x CO), connection at rear horizontal without Com & metering function Manual operating mechanism with mechanical closing, without Spring charging motor, Ready-to-close signal. switch, Auxiliary switches 2NO+2NC, without Closing coil (CC), manual operating mechanism with mechanical closing, without Remote trip alarm reset coil (RR), without 2nd shunt trip, without 1st Shunt trip | 567000 | 1 | Z\ | 1
3WA1350-5AC31-0AA0 |  | Withdrawable circuit breaker with guide frame, IEC 60947-2, frame size 3, 3-poles, In=5000A up to 690V AC 50/60Hz, breaking capacity H Icu=100/85kA at 500/690V, Trip unit ETU300 LSIG optimized for standard applica- tions, without display Protection LT, ST, INST, GF, N-protection required an external N-sensor, incl. trip alarm switch (1xCO), rear connection vertical, guide frame with shutter and w/o position signalling switch, without Com & metering function Manual operating mechanism with mechanical closing, without Spring charging motor, Ready-to-close signal. switch, Auxiliary switches 2NO+2NC, without Closing coil (CC), manual operating mechanism with mechanical closing, without Remote trip alarm reset coil (RR), without 2nd shunt trip, without 1st Shunt trip | 539000 | 1 | Z\ | 1
3WA1350-5AC32-0AA0 |  | Withdrawable circuit breaker with guide frame, IEC 60947-2, frame size 3, 3-poles, In=5000A up to 690V AC 50/60Hz, breaking capacity H Icu=100/85kA at 500/690V, Trip unit ETU300 LSIG optimized for standard applica- tions, without display Protection LT, ST, INST, GF, N-protection required an external N-sensor, incl. trip alarm switch (1xCO), rear connection horizontal, guide frame with shutter and w/o position signalling switch, without Com & metering function Manual operating mechanism with mechanical closing, without Spring charging motor, Ready-to-close signal. switch, Auxiliary switches 2NO+2NC, without Closing coil (CC), manual operating mechanism with mechanical closing, without Remote trip alarm reset coil (RR), without 2nd shunt trip, without 1st Shunt trip | 526000 | 1 | Z\ | 1
3WA1350-5AC41-0AA0 |  | Withdrawable circuit breaker with guide frame, IEC 60947-2, frame size 3, 4-poles, N-pole left, In=5000A up to 690V AC 50/60Hz, breaking capacity H Icu=100/85kA at 500/690V, Trip unit ETU300 LSIG optimized for standard applica- tions, without display Protection LT, ST, INST, GF, include N-protection, (internal N-sensor available), incl. trip alarm switch (1xCO), rear connection vertical, guide frame with shutter and w/o position signalling switch, without Com & metering function Manual operating mechanism with mechanical closing, without Spring charging motor, Ready-to-close signal. switch, Auxiliary switches 2NO+2NC, without Closing coil (CC), manual operating mechanism with mechanical closing, without Remote trip alarm reset coil (RR), without 2nd shunt trip, without 1st Shunt trip | 711000 | 1 | Z\ | 1
3WA1350-5AC42-0AA0 |  | Withdrawable circuit breaker with guide frame, IEC 60947-2, frame size 3, 4-poles, N-pole left, In=5000A up to 690V AC 50/60Hz, breaking capacity H Icu=100/85kA at 500/690V, Trip unit ETU300 LSIG optimized for standard applica- tions, without display Protection LT, ST, INST, GF, include N-protection, (internal N-sensor available), incl. trip alarm switch (1xCO), rear connection horizontal, guide frame with shutter and w/o position signalling switch, without Com & metering function Manual operating mechanism with mechanical closing, without Spring charging motor, Ready-to-close signal. switch, Auxiliary switches 2NO+2NC, without Closing coil (CC), manual operating mechanism with mechanical closing, without Remote trip alarm reset coil (RR), without 2nd shunt trip, without 1st Shunt trip | 694000 | 1 | Z\ | 1
3WA1350-5AE01-0AA0 |  | Fixed-mounted circuit breaker IEC 60947-2, frame size 3, 3-poles, In=5000A up to 690V AC 50/60Hz, breaking capacity H Icu=100/85kA at 500/690V, Trip unit ETU600 LSI upgrade ready , colordisplay, bluetooth and USB interface, Protection LT, ST, INST, N-protection required an external N-sensor, incl. trip alarm switch (1xCO), rear connection vertical, without Com & metering function Manual operating mechanism with mechanical closing, without Spring charging motor, Ready-to-close signal. switch, Auxiliary switches 2NO+2NC, without Closing coil (CC), manual operating mechanism with mechanical closing, without Remote trip alarm reset coil (RR), without 2nd shunt trip, without 1st Shunt trip | 442000 | 1 | Z\ | 1
3WA1350-5AE02-0AA0 |  | Fixed-mounted circuit breaker IEC 60947-2, frame size 3, 3-poles, In=5000A up to 690V AC 50/60Hz, breaking capacity H Icu=100/85kA at 500/690V, Trip unit ETU600 LSI upgrade ready , colordisplay, bluetooth and USB interface, Protection LT, ST, INST, N-protection required an external N-sensor, incl. trip alarm switch (1xCO), rear connection horizontal, without Com & metering function Manual operating mechanism with mechanical closing, without Spring charging motor, Ready-to-close signal. switch, Auxiliary switches 2NO+2NC, without Closing coil (CC), manual operating mechanism with mechanical closing, without Remote trip alarm reset coil (RR), without 2nd shunt trip, without 1st Shunt trip | 429000 | 1 | Z\ | 1
3WA1350-5AE11-0AA0 |  | Fixed-mounted circuit breaker IEC 60947-2, frame size 3, 4-poles, N-pole left, In=5000A up to 690V AC 50/60Hz, breaking capacity H Icu=100/85kA at 500/690V, Trip unit ETU600 LSI upgrade ready , colordisplay, bluetooth and USB interface, Protection LT, ST, INST, include N-protection, (internal N-sensor available), incl. trip alarm switch (1xCO), rear connection vertical, without Com & metering function Manual operating mechanism with mechanical closing, without Spring charging motor, Ready-to-close signal. switch, Auxiliary switches 2NO+2NC, without Closing coil (CC), manual operating mechanism with mechanical closing, without Remote trip alarm reset coil (RR), without 2nd shunt trip, without 1st Shunt trip | 583000 | 1 | Z\ | 1
3WA1350-5AE12-0AA0 |  | Fixed-mounted circuit breaker IEC 60947-2, frame size 3, 4-poles, N-pole left, In=5000A up to 690V AC 50/60Hz, breaking capacity H Icu=100/85kA at 500/690V, Trip unit ETU600 LSI upgrade ready , colordisplay, bluetooth and USB interface, Protection LT, ST, INST, include N-protection, (internal N-sensor available), incl. trip alarm switch (1xCO), rear connection horizontal, without Com & metering function Manual operating mechanism with mechanical closing, without Spring charging motor, Ready-to-close signal. switch, Auxiliary switches 2NO+2NC, without Closing coil (CC), manual operating mechanism with mechanical closing, without Remote trip alarm reset coil (RR), without 2nd shunt trip, without 1st Shunt trip | 566000 | 1 | Z\ | 1
3WA1350-5AE21-0AA0 |  | fixed-mounted circuit breaker, IEC 60947-2, size 3, 4-pole, N pole on right, In=5000 A up to 690 V AC 50/60 Hz, breaking capacity H Icu=100/85 kA at 500/690 V, tripping unit ETU600 LSI upgradeable, color display, Bluetooth, USB interface, basic protection LT, ST, INST, including protection of the N conductor (internal neutral point sensor available), trip alarm switch (1 x CO), connection at rear vertical, without Com & metering function Manual operating mechanism with mechanical closing, without Spring charging motor, Ready-to-close signal. switch, Auxiliary switches 2NO+2NC, without Closing coil (CC), manual operating mechanism with mechanical closing, without Remote trip alarm reset coil (RR), without 2nd shunt trip, without 1st Shunt trip | 583000 | 1 | Z\ | 1
3WA1350-5AE22-0AA0 |  | fixed-mounted circuit breaker, IEC 60947-2, size 3, 4-pole, N pole on right, In=5000 A up to 690 V AC 50/60 Hz, breaking capacity H Icu=100/85 kA at 500/690 V, tripping unit ETU600 LSI upgradeable, color display, Bluetooth, USB interface, basic protection LT, ST, INST, including protection of the N conductor (internal neutral point sensor available), trip alarm switch (1 x CO), connection at rear horizontal without Com & metering function Manual operating mechanism with mechanical closing, without Spring charging motor, Ready-to-close signal. switch, Auxiliary switches 2NO+2NC, without Closing coil (CC), manual operating mechanism with mechanical closing, without Remote trip alarm reset coil (RR), without 2nd shunt trip, without 1st Shunt trip | 566000 | 1 | Z\ | 1
3WA1350-5AE31-0AA0 |  | Withdrawable circuit breaker with guide frame, IEC 60947-2, frame size 3, 3-poles, In=5000A up to 690V AC 50/60Hz, breaking capacity H Icu=100/85kA at 500/690V, Trip unit ETU600 LSI upgrade ready , colordisplay, bluetooth and USB interface, Protection LT, ST, INST, N-protection required an external N-sensor, incl. trip alarm switch (1xCO), rear connection vertical, guide frame with shutter and w/o position signalling switch, without Com & metering function Manual operating mechanism with mechanical closing, without Spring charging motor, Ready-to-close signal. switch, Auxiliary switches 2NO+2NC, without Closing coil (CC), manual operating mechanism with mechanical closing, without Remote trip alarm reset coil (RR), without 2nd shunt trip, without 1st Shunt trip | 538000 | 1 | Z\ | 1
3WA1350-5AE32-0AA0 |  | Withdrawable circuit breaker with guide frame, IEC 60947-2, frame size 3, 3-poles, In=5000A up to 690V AC 50/60Hz, breaking capacity H Icu=100/85kA at 500/690V, Trip unit ETU600 LSI upgrade ready , colordisplay, bluetooth and USB interface, Protection LT, ST, INST, N-protection required an external N-sensor, incl. trip alarm switch (1xCO), rear connection horizontal, guide frame with shutter and w/o position signalling switch, without Com & metering function Manual operating mechanism with mechanical closing, without Spring charging motor, Ready-to-close signal. switch, Auxiliary switches 2NO+2NC, without Closing coil (CC), manual operating mechanism with mechanical closing, without Remote trip alarm reset coil (RR), without 2nd shunt trip, without 1st Shunt trip | 525000 | 1 | Z\ | 1
3WA1350-5AE41-0AA0 |  | Withdrawable circuit breaker with guide frame, IEC 60947-2, frame size 3, 4-poles, N-pole left, In=5000A up to 690V AC 50/60Hz, breaking capacity H Icu=100/85kA at 500/690V, Trip unit ETU600 LSI upgrade ready , colordisplay, bluetooth and USB interface, Protection LT, ST, INST, include N-protection, (internal N-sensor available), incl. trip alarm switch (1xCO), rear connection vertical, guide frame with shutter and w/o position signalling switch, without Com & metering function Manual operating mechanism with mechanical closing, without Spring charging motor, Ready-to-close signal. switch, Auxiliary switches 2NO+2NC, without Closing coil (CC), manual operating mechanism with mechanical closing, without Remote trip alarm reset coil (RR), without 2nd shunt trip, without 1st Shunt trip | 710000 | 1 | Z\ | 1
3WA1350-5AE42-0AA0 |  | Withdrawable circuit breaker with guide frame, IEC 60947-2, frame size 3, 4-poles, N-pole left, In=5000A up to 690V AC 50/60Hz, breaking capacity H Icu=100/85kA at 500/690V, Trip unit ETU600 LSI upgrade ready , colordisplay, bluetooth and USB interface, Protection LT, ST, INST, include N-protection, (internal N-sensor available), incl. trip alarm switch (1xCO), rear connection horizontal, guide frame with shutter and w/o position signalling switch, without Com & metering function Manual operating mechanism with mechanical closing, without Spring charging motor, Ready-to-close signal. switch, Auxiliary switches 2NO+2NC, without Closing coil (CC), manual operating mechanism with mechanical closing, without Remote trip alarm reset coil (RR), without 2nd shunt trip, without 1st Shunt trip | 693000 | 1 | Z\ | 1
3WA1350-5AF01-0AA0 |  | Fixed-mounted circuit breaker IEC 60947-2, frame size 3, 3-poles, In=5000A up to 690V AC 50/60Hz, breaking capacity H Icu=100/85kA at 500/690V, Trip unit ETU600 LSIG upgrade ready , colordisplay, bluetooth and USB interface, Protection LT, ST, INST, GFx, N-protection required an external N-sensor, incl. trip alarm switch (1xCO), rear connection vertical, without Com & metering function Manual operating mechanism with mechanical closing, without Spring charging motor, Ready-to-close signal. switch, Auxiliary switches 2NO+2NC, without Closing coil (CC), manual operating mechanism with mechanical closing, without Remote trip alarm reset coil (RR), without 2nd shunt trip, without 1st Shunt trip | 453000 | 1 | Z\ | 1
3WA1350-5AF02-0AA0 |  | Fixed-mounted circuit breaker IEC 60947-2, frame size 3, 3-poles, In=5000A up to 690V AC 50/60Hz, breaking capacity H Icu=100/85kA at 500/690V, Trip unit ETU600 LSIG upgrade ready , colordisplay, bluetooth and USB interface, Protection LT, ST, INST, GFx, N-protection required an external N-sensor, incl. trip alarm switch (1xCO), rear connection horizontal, without Com & metering function Manual operating mechanism with mechanical closing, without Spring charging motor, Ready-to-close signal. switch, Auxiliary switches 2NO+2NC, without Closing coil (CC), manual operating mechanism with mechanical closing, without Remote trip alarm reset coil (RR), without 2nd shunt trip, without 1st Shunt trip | 440000 | 1 | Z\ | 1
3WA1350-5AF11-0AA0 |  | Fixed-mounted circuit breaker IEC 60947-2, frame size 3, 4-poles, N-pole left, In=5000A up to 690V AC 50/60Hz, breaking capacity H Icu=100/85kA at 500/690V, Trip unit ETU600 LSIG upgrade ready , colordisplay, bluetooth and USB interface, Protection LT, ST, INST, GFx, include N-protection, (internal N-sensor available), incl. trip alarm switch (1xCO), rear connection vertical, without Com & metering function Manual operating mechanism with mechanical closing, without Spring charging motor, Ready-to-close signal. switch, Auxiliary switches 2NO+2NC, without Closing coil (CC), manual operating mechanism with mechanical closing, without Remote trip alarm reset coil (RR), without 2nd shunt trip, without 1st Shunt trip | 594000 | 1 | Z\ | 1
3WA1350-5AF12-0AA0 |  | Fixed-mounted circuit breaker IEC 60947-2, frame size 3, 4-poles, N-pole left, In=5000A up to 690V AC 50/60Hz, breaking capacity H Icu=100/85kA at 500/690V, Trip unit ETU600 LSIG upgrade ready , colordisplay, bluetooth and USB interface, Protection LT, ST, INST, GFx, include N-protection, (internal N-sensor available), incl. trip alarm switch (1xCO), rear connection horizontal, without Com & metering function Manual operating mechanism with mechanical closing, without Spring charging motor, Ready-to-close signal. switch, Auxiliary switches 2NO+2NC, without Closing coil (CC), manual operating mechanism with mechanical closing, without Remote trip alarm reset coil (RR), without 2nd shunt trip, without 1st Shunt trip | 577000 | 1 | Z\ | 1
3WA1350-5AF21-0AA0 |  | fixed-mounted circuit breaker, IEC 60947-2, size 3, 4-pole, N pole on right, In=5000 A up to 690 V AC 50/60 Hz, breaking capacity H Icu=100/85 kA at 500/690 V, tripping unit ETU600 LSIG upgradeable, color display, Bluetooth, USB interface, basic protection LT, ST, INST, GFx, including protection of the N conductor (internal neutral point sensor available), trip alarm switch (1 x CO), connection at rear vertical, without Com & metering function Manual operating mechanism with mechanical closing, without Spring charging motor, Ready-to-close signal. switch, Auxiliary switches 2NO+2NC, without Closing coil (CC), manual operating mechanism with mechanical closing, without Remote trip alarm reset coil (RR), without 2nd shunt trip, without 1st Shunt trip | 594000 | 1 | Z\ | 1
3WA1350-5AF22-0AA0 |  | fixed-mounted circuit breaker, IEC 60947-2, size 3, 4-pole, N pole on right, In=5000 A up to 690 V AC 50/60 Hz, breaking capacity H Icu=100/85 kA at 500/690 V, tripping unit ETU600 LSIG upgradeable, color display, Bluetooth, USB interface, basic protection LT, ST, INST, GFx, including protection of the N conductor (internal neutral point sensor available), trip alarm switch (1 x CO), connection at rear horizontal without Com & metering function Manual operating mechanism with mechanical closing, without Spring charging motor, Ready-to-close signal. switch, Auxiliary switches 2NO+2NC, without Closing coil (CC), manual operating mechanism with mechanical closing, without Remote trip alarm reset coil (RR), without 2nd shunt trip, without 1st Shunt trip | 577000 | 1 | Z\ | 1
3WA1350-5AF31-0AA0 |  | Withdrawable circuit breaker with guide frame, IEC 60947-2, frame size 3, 3-poles, In=5000A up to 690V AC 50/60Hz, breaking capacity H Icu=100/85kA at 500/690V, Trip unit ETU600 LSIG upgrade ready , colordisplay, bluetooth and USB interface, Protection LT, ST, INST, GFx, N-protection required an external N-sensor, incl. trip alarm switch (1xCO), rear connection vertical, guide frame with shutter and w/o position signalling switch, without Com & metering function Manual operating mechanism with mechanical closing, without Spring charging motor, Ready-to-close signal. switch, Auxiliary switches 2NO+2NC, without Closing coil (CC), manual operating mechanism with mechanical closing, without Remote trip alarm reset coil (RR), without 2nd shunt trip, without 1st Shunt trip | 549000 | 1 | Z\ | 1
3WA1350-5AF32-0AA0 |  | Withdrawable circuit breaker with guide frame, IEC 60947-2, frame size 3, 3-poles, In=5000A up to 690V AC 50/60Hz, breaking capacity H Icu=100/85kA at 500/690V, Trip unit ETU600 LSIG upgrade ready , colordisplay, bluetooth and USB interface, Protection LT, ST, INST, GFx, N-protection required an external N-sensor, incl. trip alarm switch (1xCO), rear connection horizontal, guide frame with shutter and w/o position signalling switch, without Com & metering function Manual operating mechanism with mechanical closing, without Spring charging motor, Ready-to-close signal. switch, Auxiliary switches 2NO+2NC, without Closing coil (CC), manual operating mechanism with mechanical closing, without Remote trip alarm reset coil (RR), without 2nd shunt trip, without 1st Shunt trip | 536000 | 1 | Z\ | 1
3WA1350-5AF41-0AA0 |  | Withdrawable circuit breaker with guide frame, IEC 60947-2, frame size 3, 4-poles, N-pole left, In=5000A up to 690V AC 50/60Hz, breaking capacity H Icu=100/85kA at 500/690V, Trip unit ETU600 LSIG upgrade ready , colordisplay, bluetooth and USB interface, Protection LT, ST, INST, GFx, include N-protection, (internal N-sensor available), incl. trip alarm switch (1xCO), rear connection vertical, guide frame with shutter and w/o position signalling switch, without Com & metering function Manual operating mechanism with mechanical closing, without Spring charging motor, Ready-to-close signal. switch, Auxiliary switches 2NO+2NC, without Closing coil (CC), manual operating mechanism with mechanical closing, without Remote trip alarm reset coil (RR), without 2nd shunt trip, without 1st Shunt trip | 721000 | 1 | Z\ | 1
3WA1350-5AF42-0AA0 |  | Withdrawable circuit breaker with guide frame, IEC 60947-2, frame size 3, 4-poles, N-pole left, In=5000A up to 690V AC 50/60Hz, breaking capacity H Icu=100/85kA at 500/690V, Trip unit ETU600 LSIG upgrade ready , colordisplay, bluetooth and USB interface, Protection LT, ST, INST, GFx, include N-protection, (internal N-sensor available), incl. trip alarm switch (1xCO), rear connection horizontal, guide frame with shutter and w/o position signalling switch, without Com & metering function Manual operating mechanism with mechanical closing, without Spring charging motor, Ready-to-close signal. switch, Auxiliary switches 2NO+2NC, without Closing coil (CC), manual operating mechanism with mechanical closing, without Remote trip alarm reset coil (RR), without 2nd shunt trip, without 1st Shunt trip | 704000 | 1 | Z\ | 1
3WA1350-5AG01-0AA0 |  | Fixed-mounted circuit breaker IEC 60947-2, frame size 3, 3-poles, In=5000A up to 690V AC 50/60Hz, breaking capacity H Icu=100/85kA at 500/690V, Trip unit ETU600 LSIG Hi-Z upgrade ready , colordisplay, bluetooth and USB interface, Protection LT, ST, INST, GFx, with GF highimpedance-input N-protection required an external N-sensor, incl. trip alarm switch (1xCO), rear connection vertical, without Com & metering function Manual operating mechanism with mechanical closing, without Spring charging motor, Ready-to-close signal. switch, Auxiliary switches 2NO+2NC, without Closing coil (CC), manual operating mechanism with mechanical closing, without Remote trip alarm reset coil (RR), without 2nd shunt trip, without 1st Shunt trip | 474000 | 1 | Z\ | 1
3WA1350-5AG02-0AA0 |  | Fixed-mounted circuit breaker IEC 60947-2, frame size 3, 3-poles, In=5000A up to 690V AC 50/60Hz, breaking capacity H Icu=100/85kA at 500/690V, Trip unit ETU600 LSIG Hi-Z upgrade ready , colordisplay, bluetooth and USB interface, Protection LT, ST, INST, GFx, with GF highimpedance-input N-protection required an external N-sensor, incl. trip alarm switch (1xCO), rear connection horizontal, without Com & metering function Manual operating mechanism with mechanical closing, without Spring charging motor, Ready-to-close signal. switch, Auxiliary switches 2NO+2NC, without Closing coil (CC), manual operating mechanism with mechanical closing, without Remote trip alarm reset coil (RR), without 2nd shunt trip, without 1st Shunt trip | 461000 | 1 | Z\ | 1
3WA1350-5AG11-0AA0 |  | Fixed-mounted circuit breaker IEC 60947-2, frame size 3, 4-poles, N-pole left, In=5000A up to 690V AC 50/60Hz, breaking capacity H Icu=100/85kA at 500/690V, Trip unit ETU600 LSIG Hi-Z upgrade ready , colordisplay, bluetooth and USB interface, Protection LT, ST, INST, GFx, with GF highimpedance-input include N-protection, (internal N-sensor available), incl. trip alarm switch (1xCO), rear connection vertical, without Com & metering function Manual operating mechanism with mechanical closing, without Spring charging motor, Ready-to-close signal. switch, Auxiliary switches 2NO+2NC, without Closing coil (CC), manual operating mechanism with mechanical closing, without Remote trip alarm reset coil (RR), without 2nd shunt trip, without 1st Shunt trip | 615000 | 1 | Z\ | 1
3WA1350-5AG12-0AA0 |  | Fixed-mounted circuit breaker IEC 60947-2, frame size 3, 4-poles, N-pole left, In=5000A up to 690V AC 50/60Hz, breaking capacity H Icu=100/85kA at 500/690V, Trip unit ETU600 LSIG Hi-Z upgrade ready , colordisplay, bluetooth and USB interface, Protection LT, ST, INST, GFx, with GF highimpedance-input include N-protection, (internal N-sensor available), incl. trip alarm switch (1xCO), rear connection horizontal, without Com & metering function Manual operating mechanism with mechanical closing, without Spring charging motor, Ready-to-close signal. switch, Auxiliary switches 2NO+2NC, without Closing coil (CC), manual operating mechanism with mechanical closing, without Remote trip alarm reset coil (RR), without 2nd shunt trip, without 1st Shunt trip | 598000 | 1 | Z\ | 1
3WA1350-5AG21-0AA0 |  | fixed-mounted circuit breaker, IEC 60947-2, size 3, 4-pole, N pole on right, In=5000 A up to 690 V AC 50/60 Hz, breaking capacity H Icu=100/85 kA at 500/690 V, tripping unit ETU600 LSIG Hi-Z upgradeable, color display, Bluetooth, USB interface, basic protection LT, ST, INST, GFx, with GF high-impedance input, including protection of the N conductor (internal neutral point sensor available), trip alarm switch (1 x CO), connection at rear vertical, without Com & metering function Manual operating mechanism with mechanical closing, without Spring charging motor, Ready-to-close signal. switch, Auxiliary switches 2NO+2NC, without Closing coil (CC), manual operating mechanism with mechanical closing, without Remote trip alarm reset coil (RR), without 2nd shunt trip, without 1st Shunt trip | 615000 | 1 | Z\ | 1
3WA1350-5AG22-0AA0 |  | fixed-mounted circuit breaker, IEC 60947-2, size 3, 4-pole, N pole on right, In=5000 A up to 690 V AC 50/60 Hz, breaking capacity H Icu=100/85 kA at 500/690 V, tripping unit ETU600 LSIG Hi-Z upgradeable, color display, Bluetooth, USB interface, basic protection LT, ST, INST, GFx, with GF high-impedance input, including protection of the N conductor (internal neutral point sensor available), trip alarm switch (1 x CO), connection at rear horizontal without Com & metering function Manual operating mechanism with mechanical closing, without Spring charging motor, Ready-to-close signal. switch, Auxiliary switches 2NO+2NC, without Closing coil (CC), manual operating mechanism with mechanical closing, without Remote trip alarm reset coil (RR), without 2nd shunt trip, without 1st Shunt trip | 598000 | 1 | Z\ | 1
3WA1350-5AG31-0AA0 |  | Withdrawable circuit breaker with guide frame, IEC 60947-2, frame size 3, 3-poles, In=5000A up to 690V AC 50/60Hz, breaking capacity H Icu=100/85kA at 500/690V, Trip unit ETU600 LSIG Hi-Z upgrade ready , colordisplay, bluetooth and USB interface, Protection LT, ST, INST, GFx, with GF highimpedance-input N-protection required an external N-sensor, incl. trip alarm switch (1xCO), rear connection vertical, guide frame with shutter and w/o position signalling switch, without Com & metering function Manual operating mechanism with mechanical closing, without Spring charging motor, Ready-to-close signal. switch, Auxiliary switches 2NO+2NC, without Closing coil (CC), manual operating mechanism with mechanical closing, without Remote trip alarm reset coil (RR), without 2nd shunt trip, without 1st Shunt trip | 570000 | 1 | Z\ | 1
3WA1350-5AG32-0AA0 |  | Withdrawable circuit breaker with guide frame, IEC 60947-2, frame size 3, 3-poles, In=5000A up to 690V AC 50/60Hz, breaking capacity H Icu=100/85kA at 500/690V, Trip unit ETU600 LSIG Hi-Z upgrade ready , colordisplay, bluetooth and USB interface, Protection LT, ST, INST, GFx, with GF highimpedance-input N-protection required an external N-sensor, incl. trip alarm switch (1xCO), rear connection horizontal, guide frame with shutter and w/o position signalling switch, without Com & metering function Manual operating mechanism with mechanical closing, without Spring charging motor, Ready-to-close signal. switch, Auxiliary switches 2NO+2NC, without Closing coil (CC), manual operating mechanism with mechanical closing, without Remote trip alarm reset coil (RR), without 2nd shunt trip, without 1st Shunt trip | 557000 | 1 | Z\ | 1
3WA1350-5AG41-0AA0 |  | Withdrawable circuit breaker with guide frame, IEC 60947-2, frame size 3, 4-poles, N-pole left, In=5000A up to 690V AC 50/60Hz, breaking capacity H Icu=100/85kA at 500/690V, Trip unit ETU600 LSIG Hi-Z upgrade ready , colordisplay, bluetooth and USB interface, Protection LT, ST, INST, GFx, with GF highimpedance-input include N-protection, (internal N-sensor available), incl. trip alarm switch (1xCO), rear connection vertical, guide frame with shutter and w/o position signalling switch, without Com & metering function Manual operating mechanism with mechanical closing, without Spring charging motor, Ready-to-close signal. switch, Auxiliary switches 2NO+2NC, without Closing coil (CC), manual operating mechanism with mechanical closing, without Remote trip alarm reset coil (RR), without 2nd shunt trip, without 1st Shunt trip | 742000 | 1 | Z\ | 1
3WA1350-5AG42-0AA0 |  | Withdrawable circuit breaker with guide frame, IEC 60947-2, frame size 3, 4-poles, N-pole left, In=5000A up to 690V AC 50/60Hz, breaking capacity H Icu=100/85kA at 500/690V, Trip unit ETU600 LSIG Hi-Z upgrade ready , colordisplay, bluetooth and USB interface, Protection LT, ST, INST, GFx, with GF highimpedance-input include N-protection, (internal N-sensor available), incl. trip alarm switch (1xCO), rear connection horizontal, guide frame with shutter and w/o position signalling switch, without Com & metering function Manual operating mechanism with mechanical closing, without Spring charging motor, Ready-to-close signal. switch, Auxiliary switches 2NO+2NC, without Closing coil (CC), manual operating mechanism with mechanical closing, without Remote trip alarm reset coil (RR), without 2nd shunt trip, without 1st Shunt trip | 725000 | 1 | Z\ | 1
3WA1350-5CA01-0AA0 |  | Non-automatic circuit breaker Fixed-mounted version, IEC 60947-2, frame size 3, 3-poles, In=5000A up to 690V AC 50/60Hz, breaking capacity H Icc=100/85kA at 500/690V, without electr. trip unit ETU, rear connection vertical, able to communication, Manual operating mechanism with mechanical closing, without Spring charging motor, Ready-to-close signal. switch, Auxiliary switches 2NO+2NC, without Closing coil (CC), manual operating mechanism with mechanical closing, without Remote trip alarm reset coil (RR), without 2nd shunt trip, without 1st Shunt trip | 430430 | 1 | Z\ | 1
3WA1350-5CA02-0AA0 |  | Non-automatic circuit breaker Fixed-mounted version, IEC 60947-2, frame size 3, 3-poles, In=5000A up to 690V AC 50/60Hz, breaking capacity H Icc=100/85kA at 500/690V, without electr. trip unit ETU, rear connection horizontal, able to communication, Manual operating mechanism with mechanical closing, without Spring charging motor, Ready-to-close signal. switch, Auxiliary switches 2NO+2NC, without Closing coil (CC), manual operating mechanism with mechanical closing, without Remote trip alarm reset coil (RR), without 2nd shunt trip, without 1st Shunt trip | 417430 | 1 | Z\ | 1
3WA1350-5CA11-0AA0 |  | Non-automatic circuit breaker Fixed-mounted version, IEC 60947-2, frame size 3, 4-poles, N-pole left, In=5000A up to 690V AC 50/60Hz, breaking capacity H Icc=100/85kA at 500/690V, without electr. trip unit ETU, rear connection vertical, able to communication, Manual operating mechanism with mechanical closing, without Spring charging motor, Ready-to-close signal. switch, Auxiliary switches 2NO+2NC, without Closing coil (CC), manual operating mechanism with mechanical closing, without Remote trip alarm reset coil (RR), without 2nd shunt trip, without 1st Shunt trip | 566430 | 1 | Z\ | 1
3WA1350-5CA12-0AA0 |  | Non-automatic circuit breaker Fixed-mounted version, IEC 60947-2, frame size 3, 4-poles, N-pole left, In=5000A up to 690V AC 50/60Hz, breaking capacity H Icc=100/85kA at 500/690V, without electr. trip unit ETU, rear connection horizontal, able to communication, Manual operating mechanism with mechanical closing, without Spring charging motor, Ready-to-close signal. switch, Auxiliary switches 2NO+2NC, without Closing coil (CC), manual operating mechanism with mechanical closing, without Remote trip alarm reset coil (RR), without 2nd shunt trip, without 1st Shunt trip | 549430 | 1 | Z\ | 1
3WA1350-5CA21-0AA0 |  | AC non-automatic air circuit breaker 3WA, fixed-mounted version, IEC 60947-2, size 3, 4-pole, N pole on right, In=5000 A up to 690 V AC 50/60 Hz, breaking capacity H, Icc=100/85 kA at 500/690 V, without electronic trip unit ETU, connection at rear vertical, able to communication, Manual operating mechanism with mechanical closing, without Spring charging motor, Ready-to-close signal. switch, Auxiliary switches 2NO+2NC, without Closing coil (CC), manual operating mechanism with mechanical closing, without Remote trip alarm reset coil (RR), without 2nd shunt trip, without 1st Shunt trip | 566430 | 1 | Z\ | 1
3WA1350-5CA22-0AA0 |  | AC non-automatic air circuit breaker 3WA, fixed-mounted version, IEC 60947-2, size 3, 4-pole, N pole on right, In=5000 A up to 690 V AC 50/60 Hz, breaking capacity H, Icc=100/85 kA at 500/690 V, without electronic trip unit ETU, connection at rear horizontal able to communication, Manual operating mechanism with mechanical closing, without Spring charging motor, Ready-to-close signal. switch, Auxiliary switches 2NO+2NC, without Closing coil (CC), manual operating mechanism with mechanical closing, without Remote trip alarm reset coil (RR), without 2nd shunt trip, without 1st Shunt trip | 549430 | 1 | Z\ | 1
3WA1350-5CA31-0AA0 |  | Non-automatic circuit breaker withdrawable version, with guide frame, IEC 60947-2, frame size 3, 3-poles, In=5000A up to 690V AC 50/60Hz, breaking capacity H Icc=100/85kA at 500/690V, without electr. trip unit ETU, rear connection vertical, guide frame with shutter and w/o position signalling switch, able to communication, Manual operating mechanism with mechanical closing, without Spring charging motor, Ready-to-close signal. switch, Auxiliary switches 2NO+2NC, without Closing coil (CC), manual operating mechanism with mechanical closing, without Remote trip alarm reset coil (RR), without 2nd shunt trip, without 1st Shunt trip | 523430 | 1 | Z\ | 1
3WA1350-5CA32-0AA0 |  | Non-automatic circuit breaker withdrawable version, with guide frame, IEC 60947-2, frame size 3, 3-poles, In=5000A up to 690V AC 50/60Hz, breaking capacity H Icc=100/85kA at 500/690V, without electr. trip unit ETU, rear connection horizontal, guide frame with shutter and w/o position signalling switch, able to communication, Manual operating mechanism with mechanical closing, without Spring charging motor, Ready-to-close signal. switch, Auxiliary switches 2NO+2NC, without Closing coil (CC), manual operating mechanism with mechanical closing, without Remote trip alarm reset coil (RR), without 2nd shunt trip, without 1st Shunt trip | 510430 | 1 | Z\ | 1
3WA1350-5CA41-0AA0 |  | Non-automatic circuit breaker withdrawable version, with guide frame, IEC 60947-2, frame size 3, 4-poles, N-pole left, In=5000A up to 690V AC 50/60Hz, breaking capacity H Icc=100/85kA at 500/690V, without electr. trip unit ETU, rear connection vertical, guide frame with shutter and w/o position signalling switch, able to communication, Manual operating mechanism with mechanical closing, without Spring charging motor, Ready-to-close signal. switch, Auxiliary switches 2NO+2NC, without Closing coil (CC), manual operating mechanism with mechanical closing, without Remote trip alarm reset coil (RR), without 2nd shunt trip, without 1st Shunt trip | 689430 | 1 | Z\ | 1
3WA1350-5CA42-0AA0 |  | Non-automatic circuit breaker withdrawable version, with guide frame, IEC 60947-2, frame size 3, 4-poles, N-pole left, In=5000A up to 690V AC 50/60Hz, breaking capacity H Icc=100/85kA at 500/690V, without electr. trip unit ETU, rear connection horizontal, guide frame with shutter and w/o position signalling switch, able to communication, Manual operating mechanism with mechanical closing, without Spring charging motor, Ready-to-close signal. switch, Auxiliary switches 2NO+2NC, without Closing coil (CC), manual operating mechanism with mechanical closing, without Remote trip alarm reset coil (RR), without 2nd shunt trip, without 1st Shunt trip | 671430 | 1 | Z\ | 1
3WA1350-5CE42-0EQ4-Z | F23K60M71S07T40 | Withdrawable circuit breaker with guide frame, IEC 60947-2, frame size 3, 4-poles, N-pole left, In=5000A up to 690V AC 50/60Hz, breaking capacity H Icu=100/85kA at 500/690V, Trip unit ETU600 LSI upgrade ready , colordisplay, bluetooth and USB interface, Protection LT, ST, INST, include N-protection, (internal N-sensor available), incl. trip alarm switch (1xCO), rear connection horizontal, guide frame with shutter and w/o position signalling switch, able to communication, Manual operating mechanism with mechanical closing, without Spring charging motor, Ready-to-close signal. switch, Auxiliary switches 2NO+2NC, Closing coil (CC) 100% OP 208-240 V AC / 220-250 V DC, applicable for continuous duty, without Remote trip alarm reset coil (RR), Undervoltage release (UVR) instantaneous (0,08 s) and short-delay (0,2 s), 208-240 V AC / 220-250 V DC, Shunt trip (ST) 100% OP 208-240 V AC / 220-250 V DC, suitable for continuous duty, Option F23 = Digital Input/Output module IOM230 (2x IN, 3x OUT), include adapter for secondary disconnect mounting, connection wires and CubicleBus terminating resistor. Option K60 = Internal current sensors without energy core, required power supply 24 V DC and undervoltage release (UVR), no power supply of the ETU via internal current sensors option M71 = changeover to CC/ST without communication capability Option S07 = Locking provision against unauthorized closing Secured Open; for padlock device Padlocks are not included. Option T40 = Door sealing frame IP41 | 727110 | 1 | Z\ | 1
3WA1350-5CE42-0EQ4-Z | F23K60S07T40 | Withdrawable circuit breaker with guide frame, IEC 60947-2, frame size 3, 4-poles, N-pole left, In=5000A up to 690V AC 50/60Hz, breaking capacity H Icu=100/85kA at 500/690V, Trip unit ETU600 LSI upgrade ready , colordisplay, bluetooth and USB interface, Protection LT, ST, INST, include N-protection, (internal N-sensor available), incl. trip alarm switch (1xCO), rear connection horizontal, guide frame with shutter and w/o position signalling switch, able to communication, Manual operating mechanism with mechanical closing, without Spring charging motor, Ready-to-close signal. switch, Auxiliary switches 2NO+2NC, Closing coil (CC) 100% OP 208-240 V AC / 220-250 V DC, applicable for continuous duty, without Remote trip alarm reset coil (RR), Undervoltage release (UVR) instantaneous (0,08 s) and short-delay (0,2 s), 208-240 V AC / 220-250 V DC, Shunt trip (ST) 100% OP 208-240 V AC / 220-250 V DC, suitable for continuous duty, Option F23 = Digital Input/Output module IOM230 (2x IN, 3x OUT), include adapter for secondary disconnect mounting, connection wires and CubicleBus terminating resistor. Option K60 = Internal current sensors without energy core, required power supply 24 V DC and undervoltage release (UVR), no power supply of the ETU via internal current sensors Option S07 = Locking provision against unauthorized closing Secured Open; for padlock device Padlocks are not included. Option T40 = Door sealing frame IP41 | 727110 | 1 | Z\ | 1
3WA1350-5EE01-0AA0 |  | Fixed-mounted circuit breaker IEC 60947-2, frame size 3, 3-poles, In=5000A up to 690V AC 50/60Hz, breaking capacity H Icu=100/85kA at 500/690V, Trip unit ETU600 LSI upgrade ready , colordisplay, bluetooth and USB interface, Protection LT, ST, INST, N-protection required an external N-sensor, incl. trip alarm switch (1xCO), rear connection vertical, with internal voltage tap on lower stab of circuit breaker, with voltage tap module VTM680 and power supply of ETU600, able to communication, integrated metering type PMF-1 Energy Efficiency, Voltage, Active energy Ea Manual operating mechanism with mechanical closing, without Spring charging motor, Ready-to-close signal. switch, Auxiliary switches 2NO+2NC, without Closing coil (CC), manual operating mechanism with mechanical closing, without Remote trip alarm reset coil (RR), without 2nd shunt trip, without 1st Shunt trip | 450870 | 1 | Z\ | 1
3WA1350-5EE02-0AA0 |  | Fixed-mounted circuit breaker IEC 60947-2, frame size 3, 3-poles, In=5000A up to 690V AC 50/60Hz, breaking capacity H Icu=100/85kA at 500/690V, Trip unit ETU600 LSI upgrade ready , colordisplay, bluetooth and USB interface, Protection LT, ST, INST, N-protection required an external N-sensor, incl. trip alarm switch (1xCO), rear connection horizontal, with internal voltage tap on lower stab of circuit breaker, with voltage tap module VTM680 and power supply of ETU600, able to communication, integrated metering type PMF-1 Energy Efficiency, Voltage, Active energy Ea Manual operating mechanism with mechanical closing, without Spring charging motor, Ready-to-close signal. switch, Auxiliary switches 2NO+2NC, without Closing coil (CC), manual operating mechanism with mechanical closing, without Remote trip alarm reset coil (RR), without 2nd shunt trip, without 1st Shunt trip | 437870 | 1 | Z\ | 1
3WA1350-5EE11-0AA0 |  | Fixed-mounted circuit breaker IEC 60947-2, frame size 3, 4-poles, N-pole left, In=5000A up to 690V AC 50/60Hz, breaking capacity H Icu=100/85kA at 500/690V, Trip unit ETU600 LSI upgrade ready , colordisplay, bluetooth and USB interface, Protection LT, ST, INST, include N-protection, (internal N-sensor available), incl. trip alarm switch (1xCO), rear connection vertical, with internal voltage tap on lower stab of circuit breaker, with voltage tap module VTM680 and power supply of ETU600, able to communication, integrated metering type PMF-1 Energy Efficiency, Voltage, Active energy Ea Manual operating mechanism with mechanical closing, without Spring charging motor, Ready-to-close signal. switch, Auxiliary switches 2NO+2NC, without Closing coil (CC), manual operating mechanism with mechanical closing, without Remote trip alarm reset coil (RR), without 2nd shunt trip, without 1st Shunt trip | 591870 | 1 | Z\ | 1
3WA1350-5EE12-0AA0 |  | Fixed-mounted circuit breaker IEC 60947-2, frame size 3, 4-poles, N-pole left, In=5000A up to 690V AC 50/60Hz, breaking capacity H Icu=100/85kA at 500/690V, Trip unit ETU600 LSI upgrade ready , colordisplay, bluetooth and USB interface, Protection LT, ST, INST, include N-protection, (internal N-sensor available), incl. trip alarm switch (1xCO), rear connection horizontal, with internal voltage tap on lower stab of circuit breaker, with voltage tap module VTM680 and power supply of ETU600, able to communication, integrated metering type PMF-1 Energy Efficiency, Voltage, Active energy Ea Manual operating mechanism with mechanical closing, without Spring charging motor, Ready-to-close signal. switch, Auxiliary switches 2NO+2NC, without Closing coil (CC), manual operating mechanism with mechanical closing, without Remote trip alarm reset coil (RR), without 2nd shunt trip, without 1st Shunt trip | 574870 | 1 | Z\ | 1
3WA1350-5EE21-0AA0 |  | fixed-mounted circuit breaker, IEC 60947-2, size 3, 4-pole, N pole on right, In=5000 A up to 690 V AC 50/60 Hz, breaking capacity H Icu=100/85 kA at 500/690 V, tripping unit ETU600 LSI upgradeable, color display, Bluetooth, USB interface, basic protection LT, ST, INST, including protection of the N conductor (internal neutral point sensor available), trip alarm switch (1 x CO), connection at rear vertical, with internal voltage tap on lower stab of circuit breaker, with voltage tap module VTM680 and power supply of ETU600, able to communication, integrated metering type PMF-1 Energy Efficiency, Voltage, Active energy Ea Manual operating mechanism with mechanical closing, without Spring charging motor, Ready-to-close signal. switch, Auxiliary switches 2NO+2NC, without Closing coil (CC), manual operating mechanism with mechanical closing, without Remote trip alarm reset coil (RR), without 2nd shunt trip, without 1st Shunt trip | 591870 | 1 | Z\ | 1
3WA1350-5EE22-0AA0 |  | fixed-mounted circuit breaker, IEC 60947-2, size 3, 4-pole, N pole on right, In=5000 A up to 690 V AC 50/60 Hz, breaking capacity H Icu=100/85 kA at 500/690 V, tripping unit ETU600 LSI upgradeable, color display, Bluetooth, USB interface, basic protection LT, ST, INST, including protection of the N conductor (internal neutral point sensor available), trip alarm switch (1 x CO), connection at rear horizontal with internal voltage tap on lower stab of circuit breaker, with voltage tap module VTM680 and power supply of ETU600, able to communication, integrated metering type PMF-1 Energy Efficiency, Voltage, Active energy Ea Manual operating mechanism with mechanical closing, without Spring charging motor, Ready-to-close signal. switch, Auxiliary switches 2NO+2NC, without Closing coil (CC), manual operating mechanism with mechanical closing, without Remote trip alarm reset coil (RR), without 2nd shunt trip, without 1st Shunt trip | 574870 | 1 | Z\ | 1
3WA1350-5EE31-0AA0 |  | Withdrawable circuit breaker with guide frame, IEC 60947-2, frame size 3, 3-poles, In=5000A up to 690V AC 50/60Hz, breaking capacity H Icu=100/85kA at 500/690V, Trip unit ETU600 LSI upgrade ready , colordisplay, bluetooth and USB interface, Protection LT, ST, INST, N-protection required an external N-sensor, incl. trip alarm switch (1xCO), rear connection vertical, guide frame with shutter and w/o position signalling switch, with internal voltage tap on lower stab of circuit breaker, with voltage tap module VTM680 and power supply of ETU600, able to communication, integrated metering type PMF-1 Energy Efficiency, Voltage, Active energy Ea Manual operating mechanism with mechanical closing, without Spring charging motor, Ready-to-close signal. switch, Auxiliary switches 2NO+2NC, without Closing coil (CC), manual operating mechanism with mechanical closing, without Remote trip alarm reset coil (RR), without 2nd shunt trip, without 1st Shunt trip | 546870 | 1 | Z\ | 1
3WA1350-5EE32-0AA0 |  | Withdrawable circuit breaker with guide frame, IEC 60947-2, frame size 3, 3-poles, In=5000A up to 690V AC 50/60Hz, breaking capacity H Icu=100/85kA at 500/690V, Trip unit ETU600 LSI upgrade ready , colordisplay, bluetooth and USB interface, Protection LT, ST, INST, N-protection required an external N-sensor, incl. trip alarm switch (1xCO), rear connection horizontal, guide frame with shutter and w/o position signalling switch, with internal voltage tap on lower stab of circuit breaker, with voltage tap module VTM680 and power supply of ETU600, able to communication, integrated metering type PMF-1 Energy Efficiency, Voltage, Active energy Ea Manual operating mechanism with mechanical closing, without Spring charging motor, Ready-to-close signal. switch, Auxiliary switches 2NO+2NC, without Closing coil (CC), manual operating mechanism with mechanical closing, without Remote trip alarm reset coil (RR), without 2nd shunt trip, without 1st Shunt trip | 533870 | 1 | Z\ | 1
3WA1350-5EE41-0AA0 |  | Withdrawable circuit breaker with guide frame, IEC 60947-2, frame size 3, 4-poles, N-pole left, In=5000A up to 690V AC 50/60Hz, breaking capacity H Icu=100/85kA at 500/690V, Trip unit ETU600 LSI upgrade ready , colordisplay, bluetooth and USB interface, Protection LT, ST, INST, include N-protection, (internal N-sensor available), incl. trip alarm switch (1xCO), rear connection vertical, guide frame with shutter and w/o position signalling switch, with internal voltage tap on lower stab of circuit breaker, with voltage tap module VTM680 and power supply of ETU600, able to communication, integrated metering type PMF-1 Energy Efficiency, Voltage, Active energy Ea Manual operating mechanism with mechanical closing, without Spring charging motor, Ready-to-close signal. switch, Auxiliary switches 2NO+2NC, without Closing coil (CC), manual operating mechanism with mechanical closing, without Remote trip alarm reset coil (RR), without 2nd shunt trip, without 1st Shunt trip | 718870 | 1 | Z\ | 1
3WA1350-5EE42-0AA0 |  | Withdrawable circuit breaker with guide frame, IEC 60947-2, frame size 3, 4-poles, N-pole left, In=5000A up to 690V AC 50/60Hz, breaking capacity H Icu=100/85kA at 500/690V, Trip unit ETU600 LSI upgrade ready , colordisplay, bluetooth and USB interface, Protection LT, ST, INST, include N-protection, (internal N-sensor available), incl. trip alarm switch (1xCO), rear connection horizontal, guide frame with shutter and w/o position signalling switch, with internal voltage tap on lower stab of circuit breaker, with voltage tap module VTM680 and power supply of ETU600, able to communication, integrated metering type PMF-1 Energy Efficiency, Voltage, Active energy Ea Manual operating mechanism with mechanical closing, without Spring charging motor, Ready-to-close signal. switch, Auxiliary switches 2NO+2NC, without Closing coil (CC), manual operating mechanism with mechanical closing, without Remote trip alarm reset coil (RR), without 2nd shunt trip, without 1st Shunt trip | 701870 | 1 | Z\ | 1
3WA1350-5EF01-0AA0 |  | Fixed-mounted circuit breaker IEC 60947-2, frame size 3, 3-poles, In=5000A up to 690V AC 50/60Hz, breaking capacity H Icu=100/85kA at 500/690V, Trip unit ETU600 LSIG upgrade ready , colordisplay, bluetooth and USB interface, Protection LT, ST, INST, GFx, N-protection required an external N-sensor, incl. trip alarm switch (1xCO), rear connection vertical, with internal voltage tap on lower stab of circuit breaker, with voltage tap module VTM680 and power supply of ETU600, able to communication, integrated metering type PMF-1 Energy Efficiency, Voltage, Active energy Ea Manual operating mechanism with mechanical closing, without Spring charging motor, Ready-to-close signal. switch, Auxiliary switches 2NO+2NC, without Closing coil (CC), manual operating mechanism with mechanical closing, without Remote trip alarm reset coil (RR), without 2nd shunt trip, without 1st Shunt trip | 461870 | 1 | Z\ | 1
3WA1350-5EF02-0AA0 |  | Fixed-mounted circuit breaker IEC 60947-2, frame size 3, 3-poles, In=5000A up to 690V AC 50/60Hz, breaking capacity H Icu=100/85kA at 500/690V, Trip unit ETU600 LSIG upgrade ready , colordisplay, bluetooth and USB interface, Protection LT, ST, INST, GFx, N-protection required an external N-sensor, incl. trip alarm switch (1xCO), rear connection horizontal, with internal voltage tap on lower stab of circuit breaker, with voltage tap module VTM680 and power supply of ETU600, able to communication, integrated metering type PMF-1 Energy Efficiency, Voltage, Active energy Ea Manual operating mechanism with mechanical closing, without Spring charging motor, Ready-to-close signal. switch, Auxiliary switches 2NO+2NC, without Closing coil (CC), manual operating mechanism with mechanical closing, without Remote trip alarm reset coil (RR), without 2nd shunt trip, without 1st Shunt trip | 448870 | 1 | Z\ | 1
3WA1350-5EF11-0AA0 |  | Fixed-mounted circuit breaker IEC 60947-2, frame size 3, 4-poles, N-pole left, In=5000A up to 690V AC 50/60Hz, breaking capacity H Icu=100/85kA at 500/690V, Trip unit ETU600 LSIG upgrade ready , colordisplay, bluetooth and USB interface, Protection LT, ST, INST, GFx, include N-protection, (internal N-sensor available), incl. trip alarm switch (1xCO), rear connection vertical, with internal voltage tap on lower stab of circuit breaker, with voltage tap module VTM680 and power supply of ETU600, able to communication, integrated metering type PMF-1 Energy Efficiency, Voltage, Active energy Ea Manual operating mechanism with mechanical closing, without Spring charging motor, Ready-to-close signal. switch, Auxiliary switches 2NO+2NC, without Closing coil (CC), manual operating mechanism with mechanical closing, without Remote trip alarm reset coil (RR), without 2nd shunt trip, without 1st Shunt trip | 602870 | 1 | Z\ | 1
3WA1350-5EF12-0AA0 |  | Fixed-mounted circuit breaker IEC 60947-2, frame size 3, 4-poles, N-pole left, In=5000A up to 690V AC 50/60Hz, breaking capacity H Icu=100/85kA at 500/690V, Trip unit ETU600 LSIG upgrade ready , colordisplay, bluetooth and USB interface, Protection LT, ST, INST, GFx, include N-protection, (internal N-sensor available), incl. trip alarm switch (1xCO), rear connection horizontal, with internal voltage tap on lower stab of circuit breaker, with voltage tap module VTM680 and power supply of ETU600, able to communication, integrated metering type PMF-1 Energy Efficiency, Voltage, Active energy Ea Manual operating mechanism with mechanical closing, without Spring charging motor, Ready-to-close signal. switch, Auxiliary switches 2NO+2NC, without Closing coil (CC), manual operating mechanism with mechanical closing, without Remote trip alarm reset coil (RR), without 2nd shunt trip, without 1st Shunt trip | 585870 | 1 | Z\ | 1
3WA1350-5EF21-0AA0 |  | fixed-mounted circuit breaker, IEC 60947-2, size 3, 4-pole, N pole on right, In=5000 A up to 690 V AC 50/60 Hz, breaking capacity H Icu=100/85 kA at 500/690 V, tripping unit ETU600 LSIG upgradeable, color display, Bluetooth, USB interface, basic protection LT, ST, INST, GFx, including protection of the N conductor (internal neutral point sensor available), trip alarm switch (1 x CO), connection at rear vertical, with internal voltage tap on lower stab of circuit breaker, with voltage tap module VTM680 and power supply of ETU600, able to communication, integrated metering type PMF-1 Energy Efficiency, Voltage, Active energy Ea Manual operating mechanism with mechanical closing, without Spring charging motor, Ready-to-close signal. switch, Auxiliary switches 2NO+2NC, without Closing coil (CC), manual operating mechanism with mechanical closing, without Remote trip alarm reset coil (RR), without 2nd shunt trip, without 1st Shunt trip | 602870 | 1 | Z\ | 1
3WA1350-5EF22-0AA0 |  | fixed-mounted circuit breaker, IEC 60947-2, size 3, 4-pole, N pole on right, In=5000 A up to 690 V AC 50/60 Hz, breaking capacity H Icu=100/85 kA at 500/690 V, tripping unit ETU600 LSIG upgradeable, color display, Bluetooth, USB interface, basic protection LT, ST, INST, GFx, including protection of the N conductor (internal neutral point sensor available), trip alarm switch (1 x CO), connection at rear horizontal with internal voltage tap on lower stab of circuit breaker, with voltage tap module VTM680 and power supply of ETU600, able to communication, integrated metering type PMF-1 Energy Efficiency, Voltage, Active energy Ea Manual operating mechanism with mechanical closing, without Spring charging motor, Ready-to-close signal. switch, Auxiliary switches 2NO+2NC, without Closing coil (CC), manual operating mechanism with mechanical closing, without Remote trip alarm reset coil (RR), without 2nd shunt trip, without 1st Shunt trip | 585870 | 1 | Z\ | 1
3WA1350-5EF31-0AA0 |  | Withdrawable circuit breaker with guide frame, IEC 60947-2, frame size 3, 3-poles, In=5000A up to 690V AC 50/60Hz, breaking capacity H Icu=100/85kA at 500/690V, Trip unit ETU600 LSIG upgrade ready , colordisplay, bluetooth and USB interface, Protection LT, ST, INST, GFx, N-protection required an external N-sensor, incl. trip alarm switch (1xCO), rear connection vertical, guide frame with shutter and w/o position signalling switch, with internal voltage tap on lower stab of circuit breaker, with voltage tap module VTM680 and power supply of ETU600, able to communication, integrated metering type PMF-1 Energy Efficiency, Voltage, Active energy Ea Manual operating mechanism with mechanical closing, without Spring charging motor, Ready-to-close signal. switch, Auxiliary switches 2NO+2NC, without Closing coil (CC), manual operating mechanism with mechanical closing, without Remote trip alarm reset coil (RR), without 2nd shunt trip, without 1st Shunt trip | 557870 | 1 | Z\ | 1
3WA1350-5EF32-0AA0 |  | Withdrawable circuit breaker with guide frame, IEC 60947-2, frame size 3, 3-poles, In=5000A up to 690V AC 50/60Hz, breaking capacity H Icu=100/85kA at 500/690V, Trip unit ETU600 LSIG upgrade ready , colordisplay, bluetooth and USB interface, Protection LT, ST, INST, GFx, N-protection required an external N-sensor, incl. trip alarm switch (1xCO), rear connection horizontal, guide frame with shutter and w/o position signalling switch, with internal voltage tap on lower stab of circuit breaker, with voltage tap module VTM680 and power supply of ETU600, able to communication, integrated metering type PMF-1 Energy Efficiency, Voltage, Active energy Ea Manual operating mechanism with mechanical closing, without Spring charging motor, Ready-to-close signal. switch, Auxiliary switches 2NO+2NC, without Closing coil (CC), manual operating mechanism with mechanical closing, without Remote trip alarm reset coil (RR), without 2nd shunt trip, without 1st Shunt trip | 544870 | 1 | Z\ | 1
3WA1350-5EF41-0AA0 |  | Withdrawable circuit breaker with guide frame, IEC 60947-2, frame size 3, 4-poles, N-pole left, In=5000A up to 690V AC 50/60Hz, breaking capacity H Icu=100/85kA at 500/690V, Trip unit ETU600 LSIG upgrade ready , colordisplay, bluetooth and USB interface, Protection LT, ST, INST, GFx, include N-protection, (internal N-sensor available), incl. trip alarm switch (1xCO), rear connection vertical, guide frame with shutter and w/o position signalling switch, with internal voltage tap on lower stab of circuit breaker, with voltage tap module VTM680 and power supply of ETU600, able to communication, integrated metering type PMF-1 Energy Efficiency, Voltage, Active energy Ea Manual operating mechanism with mechanical closing, without Spring charging motor, Ready-to-close signal. switch, Auxiliary switches 2NO+2NC, without Closing coil (CC), manual operating mechanism with mechanical closing, without Remote trip alarm reset coil (RR), without 2nd shunt trip, without 1st Shunt trip | 729870 | 1 | Z\ | 1
3WA1350-5EF42-0AA0 |  | Withdrawable circuit breaker with guide frame, IEC 60947-2, frame size 3, 4-poles, N-pole left, In=5000A up to 690V AC 50/60Hz, breaking capacity H Icu=100/85kA at 500/690V, Trip unit ETU600 LSIG upgrade ready , colordisplay, bluetooth and USB interface, Protection LT, ST, INST, GFx, include N-protection, (internal N-sensor available), incl. trip alarm switch (1xCO), rear connection horizontal, guide frame with shutter and w/o position signalling switch, with internal voltage tap on lower stab of circuit breaker, with voltage tap module VTM680 and power supply of ETU600, able to communication, integrated metering type PMF-1 Energy Efficiency, Voltage, Active energy Ea Manual operating mechanism with mechanical closing, without Spring charging motor, Ready-to-close signal. switch, Auxiliary switches 2NO+2NC, without Closing coil (CC), manual operating mechanism with mechanical closing, without Remote trip alarm reset coil (RR), without 2nd shunt trip, without 1st Shunt trip | 712870 | 1 | Z\ | 1
3WA1350-5EG01-0AA0 |  | Fixed-mounted circuit breaker IEC 60947-2, frame size 3, 3-poles, In=5000A up to 690V AC 50/60Hz, breaking capacity H Icu=100/85kA at 500/690V, Trip unit ETU600 LSIG Hi-Z upgrade ready , colordisplay, bluetooth and USB interface, Protection LT, ST, INST, GFx, with GF highimpedance-input N-protection required an external N-sensor, incl. trip alarm switch (1xCO), rear connection vertical, with internal voltage tap on lower stab of circuit breaker, with voltage tap module VTM680 and power supply of ETU600, able to communication, integrated metering type PMF-1 Energy Efficiency, Voltage, Active energy Ea Manual operating mechanism with mechanical closing, without Spring charging motor, Ready-to-close signal. switch, Auxiliary switches 2NO+2NC, without Closing coil (CC), manual operating mechanism with mechanical closing, without Remote trip alarm reset coil (RR), without 2nd shunt trip, without 1st Shunt trip | 482870 | 1 | Z\ | 1
3WA1350-5EG02-0AA0 |  | Fixed-mounted circuit breaker IEC 60947-2, frame size 3, 3-poles, In=5000A up to 690V AC 50/60Hz, breaking capacity H Icu=100/85kA at 500/690V, Trip unit ETU600 LSIG Hi-Z upgrade ready , colordisplay, bluetooth and USB interface, Protection LT, ST, INST, GFx, with GF highimpedance-input N-protection required an external N-sensor, incl. trip alarm switch (1xCO), rear connection horizontal, with internal voltage tap on lower stab of circuit breaker, with voltage tap module VTM680 and power supply of ETU600, able to communication, integrated metering type PMF-1 Energy Efficiency, Voltage, Active energy Ea Manual operating mechanism with mechanical closing, without Spring charging motor, Ready-to-close signal. switch, Auxiliary switches 2NO+2NC, without Closing coil (CC), manual operating mechanism with mechanical closing, without Remote trip alarm reset coil (RR), without 2nd shunt trip, without 1st Shunt trip | 469870 | 1 | Z\ | 1
3WA1350-5EG11-0AA0 |  | Fixed-mounted circuit breaker IEC 60947-2, frame size 3, 4-poles, N-pole left, In=5000A up to 690V AC 50/60Hz, breaking capacity H Icu=100/85kA at 500/690V, Trip unit ETU600 LSIG Hi-Z upgrade ready , colordisplay, bluetooth and USB interface, Protection LT, ST, INST, GFx, with GF highimpedance-input include N-protection, (internal N-sensor available), incl. trip alarm switch (1xCO), rear connection vertical, with internal voltage tap on lower stab of circuit breaker, with voltage tap module VTM680 and power supply of ETU600, able to communication, integrated metering type PMF-1 Energy Efficiency, Voltage, Active energy Ea Manual operating mechanism with mechanical closing, without Spring charging motor, Ready-to-close signal. switch, Auxiliary switches 2NO+2NC, without Closing coil (CC), manual operating mechanism with mechanical closing, without Remote trip alarm reset coil (RR), without 2nd shunt trip, without 1st Shunt trip | 623870 | 1 | Z\ | 1
3WA1350-5EG12-0AA0 |  | Fixed-mounted circuit breaker IEC 60947-2, frame size 3, 4-poles, N-pole left, In=5000A up to 690V AC 50/60Hz, breaking capacity H Icu=100/85kA at 500/690V, Trip unit ETU600 LSIG Hi-Z upgrade ready , colordisplay, bluetooth and USB interface, Protection LT, ST, INST, GFx, with GF highimpedance-input include N-protection, (internal N-sensor available), incl. trip alarm switch (1xCO), rear connection horizontal, with internal voltage tap on lower stab of circuit breaker, with voltage tap module VTM680 and power supply of ETU600, able to communication, integrated metering type PMF-1 Energy Efficiency, Voltage, Active energy Ea Manual operating mechanism with mechanical closing, without Spring charging motor, Ready-to-close signal. switch, Auxiliary switches 2NO+2NC, without Closing coil (CC), manual operating mechanism with mechanical closing, without Remote trip alarm reset coil (RR), without 2nd shunt trip, without 1st Shunt trip | 606870 | 1 | Z\ | 1
3WA1350-5EG21-0AA0 |  | fixed-mounted circuit breaker, IEC 60947-2, size 3, 4-pole, N pole on right, In=5000 A up to 690 V AC 50/60 Hz, breaking capacity H Icu=100/85 kA at 500/690 V, tripping unit ETU600 LSIG Hi-Z upgradeable, color display, Bluetooth, USB interface, basic protection LT, ST, INST, GFx, with GF high-impedance input, including protection of the N conductor (internal neutral point sensor available), trip alarm switch (1 x CO), connection at rear vertical, with internal voltage tap on lower stab of circuit breaker, with voltage tap module VTM680 and power supply of ETU600, able to communication, integrated metering type PMF-1 Energy Efficiency, Voltage, Active energy Ea Manual operating mechanism with mechanical closing, without Spring charging motor, Ready-to-close signal. switch, Auxiliary switches 2NO+2NC, without Closing coil (CC), manual operating mechanism with mechanical closing, without Remote trip alarm reset coil (RR), without 2nd shunt trip, without 1st Shunt trip | 623870 | 1 | Z\ | 1
3WA1350-5EG22-0AA0 |  | fixed-mounted circuit breaker, IEC 60947-2, size 3, 4-pole, N pole on right, In=5000 A up to 690 V AC 50/60 Hz, breaking capacity H Icu=100/85 kA at 500/690 V, tripping unit ETU600 LSIG Hi-Z upgradeable, color display, Bluetooth, USB interface, basic protection LT, ST, INST, GFx, with GF high-impedance input, including protection of the N conductor (internal neutral point sensor available), trip alarm switch (1 x CO), connection at rear horizontal with internal voltage tap on lower stab of circuit breaker, with voltage tap module VTM680 and power supply of ETU600, able to communication, integrated metering type PMF-1 Energy Efficiency, Voltage, Active energy Ea Manual operating mechanism with mechanical closing, without Spring charging motor, Ready-to-close signal. switch, Auxiliary switches 2NO+2NC, without Closing coil (CC), manual operating mechanism with mechanical closing, without Remote trip alarm reset coil (RR), without 2nd shunt trip, without 1st Shunt trip | 606870 | 1 | Z\ | 1
3WA1350-5EG31-0AA0 |  | Withdrawable circuit breaker with guide frame, IEC 60947-2, frame size 3, 3-poles, In=5000A up to 690V AC 50/60Hz, breaking capacity H Icu=100/85kA at 500/690V, Trip unit ETU600 LSIG Hi-Z upgrade ready , colordisplay, bluetooth and USB interface, Protection LT, ST, INST, GFx, with GF highimpedance-input N-protection required an external N-sensor, incl. trip alarm switch (1xCO), rear connection vertical, guide frame with shutter and w/o position signalling switch, with internal voltage tap on lower stab of circuit breaker, with voltage tap module VTM680 and power supply of ETU600, able to communication, integrated metering type PMF-1 Energy Efficiency, Voltage, Active energy Ea Manual operating mechanism with mechanical closing, without Spring charging motor, Ready-to-close signal. switch, Auxiliary switches 2NO+2NC, without Closing coil (CC), manual operating mechanism with mechanical closing, without Remote trip alarm reset coil (RR), without 2nd shunt trip, without 1st Shunt trip | 578870 | 1 | Z\ | 1
3WA1350-5EG32-0AA0 |  | Withdrawable circuit breaker with guide frame, IEC 60947-2, frame size 3, 3-poles, In=5000A up to 690V AC 50/60Hz, breaking capacity H Icu=100/85kA at 500/690V, Trip unit ETU600 LSIG Hi-Z upgrade ready , colordisplay, bluetooth and USB interface, Protection LT, ST, INST, GFx, with GF highimpedance-input N-protection required an external N-sensor, incl. trip alarm switch (1xCO), rear connection horizontal, guide frame with shutter and w/o position signalling switch, with internal voltage tap on lower stab of circuit breaker, with voltage tap module VTM680 and power supply of ETU600, able to communication, integrated metering type PMF-1 Energy Efficiency, Voltage, Active energy Ea Manual operating mechanism with mechanical closing, without Spring charging motor, Ready-to-close signal. switch, Auxiliary switches 2NO+2NC, without Closing coil (CC), manual operating mechanism with mechanical closing, without Remote trip alarm reset coil (RR), without 2nd shunt trip, without 1st Shunt trip | 565870 | 1 | Z\ | 1
3WA1350-5EG41-0AA0 |  | Withdrawable circuit breaker with guide frame, IEC 60947-2, frame size 3, 4-poles, N-pole left, In=5000A up to 690V AC 50/60Hz, breaking capacity H Icu=100/85kA at 500/690V, Trip unit ETU600 LSIG Hi-Z upgrade ready , colordisplay, bluetooth and USB interface, Protection LT, ST, INST, GFx, with GF highimpedance-input include N-protection, (internal N-sensor available), incl. trip alarm switch (1xCO), rear connection vertical, guide frame with shutter and w/o position signalling switch, with internal voltage tap on lower stab of circuit breaker, with voltage tap module VTM680 and power supply of ETU600, able to communication, integrated metering type PMF-1 Energy Efficiency, Voltage, Active energy Ea Manual operating mechanism with mechanical closing, without Spring charging motor, Ready-to-close signal. switch, Auxiliary switches 2NO+2NC, without Closing coil (CC), manual operating mechanism with mechanical closing, without Remote trip alarm reset coil (RR), without 2nd shunt trip, without 1st Shunt trip | 750870 | 1 | Z\ | 1
3WA1350-5EG42-0AA0 |  | Withdrawable circuit breaker with guide frame, IEC 60947-2, frame size 3, 4-poles, N-pole left, In=5000A up to 690V AC 50/60Hz, breaking capacity H Icu=100/85kA at 500/690V, Trip unit ETU600 LSIG Hi-Z upgrade ready , colordisplay, bluetooth and USB interface, Protection LT, ST, INST, GFx, with GF highimpedance-input include N-protection, (internal N-sensor available), incl. trip alarm switch (1xCO), rear connection horizontal, guide frame with shutter and w/o position signalling switch, with internal voltage tap on lower stab of circuit breaker, with voltage tap module VTM680 and power supply of ETU600, able to communication, integrated metering type PMF-1 Energy Efficiency, Voltage, Active energy Ea Manual operating mechanism with mechanical closing, without Spring charging motor, Ready-to-close signal. switch, Auxiliary switches 2NO+2NC, without Closing coil (CC), manual operating mechanism with mechanical closing, without Remote trip alarm reset coil (RR), without 2nd shunt trip, without 1st Shunt trip | 733870 | 1 | Z\ | 1
3WA1350-5FE01-0AA0 |  | Fixed-mounted circuit breaker IEC 60947-2, frame size 3, 3-poles, In=5000A up to 690V AC 50/60Hz, breaking capacity H Icu=100/85kA at 500/690V, Trip unit ETU600 LSI upgrade ready , colordisplay, bluetooth and USB interface, Protection LT, ST, INST, N-protection required an external N-sensor, incl. trip alarm switch (1xCO), rear connection vertical, with internal voltage tap on lower stab of circuit breaker, with voltage tap module VTM680 and power supply of ETU600, able to communication, integrated metering type PMF-2 Basic Power Monitoring, Voltage, Energy, Power, Power factor, Frequency, Unbalance, Temperature, Manual operating mechanism with mechanical closing, without Spring charging motor, Ready-to-close signal. switch, Auxiliary switches 2NO+2NC, without Closing coil (CC), manual operating mechanism with mechanical closing, without Remote trip alarm reset coil (RR), without 2nd shunt trip, without 1st Shunt trip | 459700 | 1 | Z\ | 1
3WA1350-5FE02-0AA0 |  | Fixed-mounted circuit breaker IEC 60947-2, frame size 3, 3-poles, In=5000A up to 690V AC 50/60Hz, breaking capacity H Icu=100/85kA at 500/690V, Trip unit ETU600 LSI upgrade ready , colordisplay, bluetooth and USB interface, Protection LT, ST, INST, N-protection required an external N-sensor, incl. trip alarm switch (1xCO), rear connection horizontal, with internal voltage tap on lower stab of circuit breaker, with voltage tap module VTM680 and power supply of ETU600, able to communication, integrated metering type PMF-2 Basic Power Monitoring, Voltage, Energy, Power, Power factor, Frequency, Unbalance, Temperature, Manual operating mechanism with mechanical closing, without Spring charging motor, Ready-to-close signal. switch, Auxiliary switches 2NO+2NC, without Closing coil (CC), manual operating mechanism with mechanical closing, without Remote trip alarm reset coil (RR), without 2nd shunt trip, without 1st Shunt trip | 446700 | 1 | Z\ | 1
3WA1350-5FE11-0AA0 |  | Fixed-mounted circuit breaker IEC 60947-2, frame size 3, 4-poles, N-pole left, In=5000A up to 690V AC 50/60Hz, breaking capacity H Icu=100/85kA at 500/690V, Trip unit ETU600 LSI upgrade ready , colordisplay, bluetooth and USB interface, Protection LT, ST, INST, include N-protection, (internal N-sensor available), incl. trip alarm switch (1xCO), rear connection vertical, with internal voltage tap on lower stab of circuit breaker, with voltage tap module VTM680 and power supply of ETU600, able to communication, integrated metering type PMF-2 Basic Power Monitoring, Voltage, Energy, Power, Power factor, Frequency, Unbalance, Temperature, Manual operating mechanism with mechanical closing, without Spring charging motor, Ready-to-close signal. switch, Auxiliary switches 2NO+2NC, without Closing coil (CC), manual operating mechanism with mechanical closing, without Remote trip alarm reset coil (RR), without 2nd shunt trip, without 1st Shunt trip | 600700 | 1 | Z\ | 1
3WA1350-5FE12-0AA0 |  | Fixed-mounted circuit breaker IEC 60947-2, frame size 3, 4-poles, N-pole left, In=5000A up to 690V AC 50/60Hz, breaking capacity H Icu=100/85kA at 500/690V, Trip unit ETU600 LSI upgrade ready , colordisplay, bluetooth and USB interface, Protection LT, ST, INST, include N-protection, (internal N-sensor available), incl. trip alarm switch (1xCO), rear connection horizontal, with internal voltage tap on lower stab of circuit breaker, with voltage tap module VTM680 and power supply of ETU600, able to communication, integrated metering type PMF-2 Basic Power Monitoring, Voltage, Energy, Power, Power factor, Frequency, Unbalance, Temperature, Manual operating mechanism with mechanical closing, without Spring charging motor, Ready-to-close signal. switch, Auxiliary switches 2NO+2NC, without Closing coil (CC), manual operating mechanism with mechanical closing, without Remote trip alarm reset coil (RR), without 2nd shunt trip, without 1st Shunt trip | 583700 | 1 | Z\ | 1
3WA1350-5FE21-0AA0 |  | fixed-mounted circuit breaker, IEC 60947-2, size 3, 4-pole, N pole on right, In=5000 A up to 690 V AC 50/60 Hz, breaking capacity H Icu=100/85 kA at 500/690 V, tripping unit ETU600 LSI upgradeable, color display, Bluetooth, USB interface, basic protection LT, ST, INST, including protection of the N conductor (internal neutral point sensor available), trip alarm switch (1 x CO), connection at rear vertical, with internal voltage tap on lower stab of circuit breaker, with voltage tap module VTM680 and power supply of ETU600, able to communication, integrated metering type PMF-2 Basic Power Monitoring, Voltage, Energy, Power, Power factor, Frequency, Unbalance, Temperature, Manual operating mechanism with mechanical closing, without Spring charging motor, Ready-to-close signal. switch, Auxiliary switches 2NO+2NC, without Closing coil (CC), manual operating mechanism with mechanical closing, without Remote trip alarm reset coil (RR), without 2nd shunt trip, without 1st Shunt trip | 600700 | 1 | Z\ | 1
3WA1350-5FE22-0AA0 |  | fixed-mounted circuit breaker, IEC 60947-2, size 3, 4-pole, N pole on right, In=5000 A up to 690 V AC 50/60 Hz, breaking capacity H Icu=100/85 kA at 500/690 V, tripping unit ETU600 LSI upgradeable, color display, Bluetooth, USB interface, basic protection LT, ST, INST, including protection of the N conductor (internal neutral point sensor available), trip alarm switch (1 x CO), connection at rear horizontal with internal voltage tap on lower stab of circuit breaker, with voltage tap module VTM680 and power supply of ETU600, able to communication, integrated metering type PMF-2 Basic Power Monitoring, Voltage, Energy, Power, Power factor, Frequency, Unbalance, Temperature, Manual operating mechanism with mechanical closing, without Spring charging motor, Ready-to-close signal. switch, Auxiliary switches 2NO+2NC, without Closing coil (CC), manual operating mechanism with mechanical closing, without Remote trip alarm reset coil (RR), without 2nd shunt trip, without 1st Shunt trip | 583700 | 1 | Z\ | 1
3WA1350-5FE31-0AA0 |  | Withdrawable circuit breaker with guide frame, IEC 60947-2, frame size 3, 3-poles, In=5000A up to 690V AC 50/60Hz, breaking capacity H Icu=100/85kA at 500/690V, Trip unit ETU600 LSI upgrade ready , colordisplay, bluetooth and USB interface, Protection LT, ST, INST, N-protection required an external N-sensor, incl. trip alarm switch (1xCO), rear connection vertical, guide frame with shutter and w/o position signalling switch, with internal voltage tap on lower stab of circuit breaker, with voltage tap module VTM680 and power supply of ETU600, able to communication, integrated metering type PMF-2 Basic Power Monitoring, Voltage, Energy, Power, Power factor, Frequency, Unbalance, Temperature, Manual operating mechanism with mechanical closing, without Spring charging motor, Ready-to-close signal. switch, Auxiliary switches 2NO+2NC, without Closing coil (CC), manual operating mechanism with mechanical closing, without Remote trip alarm reset coil (RR), without 2nd shunt trip, without 1st Shunt trip | 555700 | 1 | Z\ | 1
3WA1350-5FE32-0AA0 |  | Withdrawable circuit breaker with guide frame, IEC 60947-2, frame size 3, 3-poles, In=5000A up to 690V AC 50/60Hz, breaking capacity H Icu=100/85kA at 500/690V, Trip unit ETU600 LSI upgrade ready , colordisplay, bluetooth and USB interface, Protection LT, ST, INST, N-protection required an external N-sensor, incl. trip alarm switch (1xCO), rear connection horizontal, guide frame with shutter and w/o position signalling switch, with internal voltage tap on lower stab of circuit breaker, with voltage tap module VTM680 and power supply of ETU600, able to communication, integrated metering type PMF-2 Basic Power Monitoring, Voltage, Energy, Power, Power factor, Frequency, Unbalance, Temperature, Manual operating mechanism with mechanical closing, without Spring charging motor, Ready-to-close signal. switch, Auxiliary switches 2NO+2NC, without Closing coil (CC), manual operating mechanism with mechanical closing, without Remote trip alarm reset coil (RR), without 2nd shunt trip, without 1st Shunt trip | 542700 | 1 | Z\ | 1
3WA1350-5FE41-0AA0 |  | Withdrawable circuit breaker with guide frame, IEC 60947-2, frame size 3, 4-poles, N-pole left, In=5000A up to 690V AC 50/60Hz, breaking capacity H Icu=100/85kA at 500/690V, Trip unit ETU600 LSI upgrade ready , colordisplay, bluetooth and USB interface, Protection LT, ST, INST, include N-protection, (internal N-sensor available), incl. trip alarm switch (1xCO), rear connection vertical, guide frame with shutter and w/o position signalling switch, with internal voltage tap on lower stab of circuit breaker, with voltage tap module VTM680 and power supply of ETU600, able to communication, integrated metering type PMF-2 Basic Power Monitoring, Voltage, Energy, Power, Power factor, Frequency, Unbalance, Temperature, Manual operating mechanism with mechanical closing, without Spring charging motor, Ready-to-close signal. switch, Auxiliary switches 2NO+2NC, without Closing coil (CC), manual operating mechanism with mechanical closing, without Remote trip alarm reset coil (RR), without 2nd shunt trip, without 1st Shunt trip | 727700 | 1 | Z\ | 1
3WA1350-5FE42-0AA0 |  | Withdrawable circuit breaker with guide frame, IEC 60947-2, frame size 3, 4-poles, N-pole left, In=5000A up to 690V AC 50/60Hz, breaking capacity H Icu=100/85kA at 500/690V, Trip unit ETU600 LSI upgrade ready , colordisplay, bluetooth and USB interface, Protection LT, ST, INST, include N-protection, (internal N-sensor available), incl. trip alarm switch (1xCO), rear connection horizontal, guide frame with shutter and w/o position signalling switch, with internal voltage tap on lower stab of circuit breaker, with voltage tap module VTM680 and power supply of ETU600, able to communication, integrated metering type PMF-2 Basic Power Monitoring, Voltage, Energy, Power, Power factor, Frequency, Unbalance, Temperature, Manual operating mechanism with mechanical closing, without Spring charging motor, Ready-to-close signal. switch, Auxiliary switches 2NO+2NC, without Closing coil (CC), manual operating mechanism with mechanical closing, without Remote trip alarm reset coil (RR), without 2nd shunt trip, without 1st Shunt trip | 710700 | 1 | Z\ | 1
3WA1350-5FF01-0AA0 |  | Fixed-mounted circuit breaker IEC 60947-2, frame size 3, 3-poles, In=5000A up to 690V AC 50/60Hz, breaking capacity H Icu=100/85kA at 500/690V, Trip unit ETU600 LSIG upgrade ready , colordisplay, bluetooth and USB interface, Protection LT, ST, INST, GFx, N-protection required an external N-sensor, incl. trip alarm switch (1xCO), rear connection vertical, with internal voltage tap on lower stab of circuit breaker, with voltage tap module VTM680 and power supply of ETU600, able to communication, integrated metering type PMF-2 Basic Power Monitoring, Voltage, Energy, Power, Power factor, Frequency, Unbalance, Temperature, Manual operating mechanism with mechanical closing, without Spring charging motor, Ready-to-close signal. switch, Auxiliary switches 2NO+2NC, without Closing coil (CC), manual operating mechanism with mechanical closing, without Remote trip alarm reset coil (RR), without 2nd shunt trip, without 1st Shunt trip | 470700 | 1 | Z\ | 1
3WA1350-5FF02-0AA0 |  | Fixed-mounted circuit breaker IEC 60947-2, frame size 3, 3-poles, In=5000A up to 690V AC 50/60Hz, breaking capacity H Icu=100/85kA at 500/690V, Trip unit ETU600 LSIG upgrade ready , colordisplay, bluetooth and USB interface, Protection LT, ST, INST, GFx, N-protection required an external N-sensor, incl. trip alarm switch (1xCO), rear connection horizontal, with internal voltage tap on lower stab of circuit breaker, with voltage tap module VTM680 and power supply of ETU600, able to communication, integrated metering type PMF-2 Basic Power Monitoring, Voltage, Energy, Power, Power factor, Frequency, Unbalance, Temperature, Manual operating mechanism with mechanical closing, without Spring charging motor, Ready-to-close signal. switch, Auxiliary switches 2NO+2NC, without Closing coil (CC), manual operating mechanism with mechanical closing, without Remote trip alarm reset coil (RR), without 2nd shunt trip, without 1st Shunt trip | 457700 | 1 | Z\ | 1
3WA1350-5FF11-0AA0 |  | Fixed-mounted circuit breaker IEC 60947-2, frame size 3, 4-poles, N-pole left, In=5000A up to 690V AC 50/60Hz, breaking capacity H Icu=100/85kA at 500/690V, Trip unit ETU600 LSIG upgrade ready , colordisplay, bluetooth and USB interface, Protection LT, ST, INST, GFx, include N-protection, (internal N-sensor available), incl. trip alarm switch (1xCO), rear connection vertical, with internal voltage tap on lower stab of circuit breaker, with voltage tap module VTM680 and power supply of ETU600, able to communication, integrated metering type PMF-2 Basic Power Monitoring, Voltage, Energy, Power, Power factor, Frequency, Unbalance, Temperature, Manual operating mechanism with mechanical closing, without Spring charging motor, Ready-to-close signal. switch, Auxiliary switches 2NO+2NC, without Closing coil (CC), manual operating mechanism with mechanical closing, without Remote trip alarm reset coil (RR), without 2nd shunt trip, without 1st Shunt trip | 611700 | 1 | Z\ | 1
3WA1350-5FF12-0AA0 |  | Fixed-mounted circuit breaker IEC 60947-2, frame size 3, 4-poles, N-pole left, In=5000A up to 690V AC 50/60Hz, breaking capacity H Icu=100/85kA at 500/690V, Trip unit ETU600 LSIG upgrade ready , colordisplay, bluetooth and USB interface, Protection LT, ST, INST, GFx, include N-protection, (internal N-sensor available), incl. trip alarm switch (1xCO), rear connection horizontal, with internal voltage tap on lower stab of circuit breaker, with voltage tap module VTM680 and power supply of ETU600, able to communication, integrated metering type PMF-2 Basic Power Monitoring, Voltage, Energy, Power, Power factor, Frequency, Unbalance, Temperature, Manual operating mechanism with mechanical closing, without Spring charging motor, Ready-to-close signal. switch, Auxiliary switches 2NO+2NC, without Closing coil (CC), manual operating mechanism with mechanical closing, without Remote trip alarm reset coil (RR), without 2nd shunt trip, without 1st Shunt trip | 594700 | 1 | Z\ | 1
3WA1350-5FF21-0AA0 |  | fixed-mounted circuit breaker, IEC 60947-2, size 3, 4-pole, N pole on right, In=5000 A up to 690 V AC 50/60 Hz, breaking capacity H Icu=100/85 kA at 500/690 V, tripping unit ETU600 LSIG upgradeable, color display, Bluetooth, USB interface, basic protection LT, ST, INST, GFx, including protection of the N conductor (internal neutral point sensor available), trip alarm switch (1 x CO), connection at rear vertical, with internal voltage tap on lower stab of circuit breaker, with voltage tap module VTM680 and power supply of ETU600, able to communication, integrated metering type PMF-2 Basic Power Monitoring, Voltage, Energy, Power, Power factor, Frequency, Unbalance, Temperature, Manual operating mechanism with mechanical closing, without Spring charging motor, Ready-to-close signal. switch, Auxiliary switches 2NO+2NC, without Closing coil (CC), manual operating mechanism with mechanical closing, without Remote trip alarm reset coil (RR), without 2nd shunt trip, without 1st Shunt trip | 611700 | 1 | Z\ | 1
3WA1350-5FF22-0AA0 |  | fixed-mounted circuit breaker, IEC 60947-2, size 3, 4-pole, N pole on right, In=5000 A up to 690 V AC 50/60 Hz, breaking capacity H Icu=100/85 kA at 500/690 V, tripping unit ETU600 LSIG upgradeable, color display, Bluetooth, USB interface, basic protection LT, ST, INST, GFx, including protection of the N conductor (internal neutral point sensor available), trip alarm switch (1 x CO), connection at rear horizontal with internal voltage tap on lower stab of circuit breaker, with voltage tap module VTM680 and power supply of ETU600, able to communication, integrated metering type PMF-2 Basic Power Monitoring, Voltage, Energy, Power, Power factor, Frequency, Unbalance, Temperature, Manual operating mechanism with mechanical closing, without Spring charging motor, Ready-to-close signal. switch, Auxiliary switches 2NO+2NC, without Closing coil (CC), manual operating mechanism with mechanical closing, without Remote trip alarm reset coil (RR), without 2nd shunt trip, without 1st Shunt trip | 594700 | 1 | Z\ | 1
3WA1350-5FF31-0AA0 |  | Withdrawable circuit breaker with guide frame, IEC 60947-2, frame size 3, 3-poles, In=5000A up to 690V AC 50/60Hz, breaking capacity H Icu=100/85kA at 500/690V, Trip unit ETU600 LSIG upgrade ready , colordisplay, bluetooth and USB interface, Protection LT, ST, INST, GFx, N-protection required an external N-sensor, incl. trip alarm switch (1xCO), rear connection vertical, guide frame with shutter and w/o position signalling switch, with internal voltage tap on lower stab of circuit breaker, with voltage tap module VTM680 and power supply of ETU600, able to communication, integrated metering type PMF-2 Basic Power Monitoring, Voltage, Energy, Power, Power factor, Frequency, Unbalance, Temperature, Manual operating mechanism with mechanical closing, without Spring charging motor, Ready-to-close signal. switch, Auxiliary switches 2NO+2NC, without Closing coil (CC), manual operating mechanism with mechanical closing, without Remote trip alarm reset coil (RR), without 2nd shunt trip, without 1st Shunt trip | 566700 | 1 | Z\ | 1
3WA1350-5FF32-0AA0 |  | Withdrawable circuit breaker with guide frame, IEC 60947-2, frame size 3, 3-poles, In=5000A up to 690V AC 50/60Hz, breaking capacity H Icu=100/85kA at 500/690V, Trip unit ETU600 LSIG upgrade ready , colordisplay, bluetooth and USB interface, Protection LT, ST, INST, GFx, N-protection required an external N-sensor, incl. trip alarm switch (1xCO), rear connection horizontal, guide frame with shutter and w/o position signalling switch, with internal voltage tap on lower stab of circuit breaker, with voltage tap module VTM680 and power supply of ETU600, able to communication, integrated metering type PMF-2 Basic Power Monitoring, Voltage, Energy, Power, Power factor, Frequency, Unbalance, Temperature, Manual operating mechanism with mechanical closing, without Spring charging motor, Ready-to-close signal. switch, Auxiliary switches 2NO+2NC, without Closing coil (CC), manual operating mechanism with mechanical closing, without Remote trip alarm reset coil (RR), without 2nd shunt trip, without 1st Shunt trip | 553700 | 1 | Z\ | 1
3WA1350-5FF41-0AA0 |  | Withdrawable circuit breaker with guide frame, IEC 60947-2, frame size 3, 4-poles, N-pole left, In=5000A up to 690V AC 50/60Hz, breaking capacity H Icu=100/85kA at 500/690V, Trip unit ETU600 LSIG upgrade ready , colordisplay, bluetooth and USB interface, Protection LT, ST, INST, GFx, include N-protection, (internal N-sensor available), incl. trip alarm switch (1xCO), rear connection vertical, guide frame with shutter and w/o position signalling switch, with internal voltage tap on lower stab of circuit breaker, with voltage tap module VTM680 and power supply of ETU600, able to communication, integrated metering type PMF-2 Basic Power Monitoring, Voltage, Energy, Power, Power factor, Frequency, Unbalance, Temperature, Manual operating mechanism with mechanical closing, without Spring charging motor, Ready-to-close signal. switch, Auxiliary switches 2NO+2NC, without Closing coil (CC), manual operating mechanism with mechanical closing, without Remote trip alarm reset coil (RR), without 2nd shunt trip, without 1st Shunt trip | 738700 | 1 | Z\ | 1
3WA1350-5FF42-0AA0 |  | Withdrawable circuit breaker with guide frame, IEC 60947-2, frame size 3, 4-poles, N-pole left, In=5000A up to 690V AC 50/60Hz, breaking capacity H Icu=100/85kA at 500/690V, Trip unit ETU600 LSIG upgrade ready , colordisplay, bluetooth and USB interface, Protection LT, ST, INST, GFx, include N-protection, (internal N-sensor available), incl. trip alarm switch (1xCO), rear connection horizontal, guide frame with shutter and w/o position signalling switch, with internal voltage tap on lower stab of circuit breaker, with voltage tap module VTM680 and power supply of ETU600, able to communication, integrated metering type PMF-2 Basic Power Monitoring, Voltage, Energy, Power, Power factor, Frequency, Unbalance, Temperature, Manual operating mechanism with mechanical closing, without Spring charging motor, Ready-to-close signal. switch, Auxiliary switches 2NO+2NC, without Closing coil (CC), manual operating mechanism with mechanical closing, without Remote trip alarm reset coil (RR), without 2nd shunt trip, without 1st Shunt trip | 721700 | 1 | Z\ | 1
3WA1350-5FG01-0AA0 |  | Fixed-mounted circuit breaker IEC 60947-2, frame size 3, 3-poles, In=5000A up to 690V AC 50/60Hz, breaking capacity H Icu=100/85kA at 500/690V, Trip unit ETU600 LSIG Hi-Z upgrade ready , colordisplay, bluetooth and USB interface, Protection LT, ST, INST, GFx, with GF highimpedance-input N-protection required an external N-sensor, incl. trip alarm switch (1xCO), rear connection vertical, with internal voltage tap on lower stab of circuit breaker, with voltage tap module VTM680 and power supply of ETU600, able to communication, integrated metering type PMF-2 Basic Power Monitoring, Voltage, Energy, Power, Power factor, Frequency, Unbalance, Temperature, Manual operating mechanism with mechanical closing, without Spring charging motor, Ready-to-close signal. switch, Auxiliary switches 2NO+2NC, without Closing coil (CC), manual operating mechanism with mechanical closing, without Remote trip alarm reset coil (RR), without 2nd shunt trip, without 1st Shunt trip | 491700 | 1 | Z\ | 1
3WA1350-5FG02-0AA0 |  | Fixed-mounted circuit breaker IEC 60947-2, frame size 3, 3-poles, In=5000A up to 690V AC 50/60Hz, breaking capacity H Icu=100/85kA at 500/690V, Trip unit ETU600 LSIG Hi-Z upgrade ready , colordisplay, bluetooth and USB interface, Protection LT, ST, INST, GFx, with GF highimpedance-input N-protection required an external N-sensor, incl. trip alarm switch (1xCO), rear connection horizontal, with internal voltage tap on lower stab of circuit breaker, with voltage tap module VTM680 and power supply of ETU600, able to communication, integrated metering type PMF-2 Basic Power Monitoring, Voltage, Energy, Power, Power factor, Frequency, Unbalance, Temperature, Manual operating mechanism with mechanical closing, without Spring charging motor, Ready-to-close signal. switch, Auxiliary switches 2NO+2NC, without Closing coil (CC), manual operating mechanism with mechanical closing, without Remote trip alarm reset coil (RR), without 2nd shunt trip, without 1st Shunt trip | 478700 | 1 | Z\ | 1
3WA1350-5FG11-0AA0 |  | Fixed-mounted circuit breaker IEC 60947-2, frame size 3, 4-poles, N-pole left, In=5000A up to 690V AC 50/60Hz, breaking capacity H Icu=100/85kA at 500/690V, Trip unit ETU600 LSIG Hi-Z upgrade ready , colordisplay, bluetooth and USB interface, Protection LT, ST, INST, GFx, with GF highimpedance-input include N-protection, (internal N-sensor available), incl. trip alarm switch (1xCO), rear connection vertical, with internal voltage tap on lower stab of circuit breaker, with voltage tap module VTM680 and power supply of ETU600, able to communication, integrated metering type PMF-2 Basic Power Monitoring, Voltage, Energy, Power, Power factor, Frequency, Unbalance, Temperature, Manual operating mechanism with mechanical closing, without Spring charging motor, Ready-to-close signal. switch, Auxiliary switches 2NO+2NC, without Closing coil (CC), manual operating mechanism with mechanical closing, without Remote trip alarm reset coil (RR), without 2nd shunt trip, without 1st Shunt trip | 632700 | 1 | Z\ | 1
3WA1350-5FG12-0AA0 |  | Fixed-mounted circuit breaker IEC 60947-2, frame size 3, 4-poles, N-pole left, In=5000A up to 690V AC 50/60Hz, breaking capacity H Icu=100/85kA at 500/690V, Trip unit ETU600 LSIG Hi-Z upgrade ready , colordisplay, bluetooth and USB interface, Protection LT, ST, INST, GFx, with GF highimpedance-input include N-protection, (internal N-sensor available), incl. trip alarm switch (1xCO), rear connection horizontal, with internal voltage tap on lower stab of circuit breaker, with voltage tap module VTM680 and power supply of ETU600, able to communication, integrated metering type PMF-2 Basic Power Monitoring, Voltage, Energy, Power, Power factor, Frequency, Unbalance, Temperature, Manual operating mechanism with mechanical closing, without Spring charging motor, Ready-to-close signal. switch, Auxiliary switches 2NO+2NC, without Closing coil (CC), manual operating mechanism with mechanical closing, without Remote trip alarm reset coil (RR), without 2nd shunt trip, without 1st Shunt trip | 615700 | 1 | Z\ | 1
3WA1350-5FG21-0AA0 |  | fixed-mounted circuit breaker, IEC 60947-2, size 3, 4-pole, N pole on right, In=5000 A up to 690 V AC 50/60 Hz, breaking capacity H Icu=100/85 kA at 500/690 V, tripping unit ETU600 LSIG Hi-Z upgradeable, color display, Bluetooth, USB interface, basic protection LT, ST, INST, GFx, with GF high-impedance input, including protection of the N conductor (internal neutral point sensor available), trip alarm switch (1 x CO), connection at rear vertical, with internal voltage tap on lower stab of circuit breaker, with voltage tap module VTM680 and power supply of ETU600, able to communication, integrated metering type PMF-2 Basic Power Monitoring, Voltage, Energy, Power, Power factor, Frequency, Unbalance, Temperature, Manual operating mechanism with mechanical closing, without Spring charging motor, Ready-to-close signal. switch, Auxiliary switches 2NO+2NC, without Closing coil (CC), manual operating mechanism with mechanical closing, without Remote trip alarm reset coil (RR), without 2nd shunt trip, without 1st Shunt trip | 632700 | 1 | Z\ | 1
3WA1350-5FG22-0AA0 |  | fixed-mounted circuit breaker, IEC 60947-2, size 3, 4-pole, N pole on right, In=5000 A up to 690 V AC 50/60 Hz, breaking capacity H Icu=100/85 kA at 500/690 V, tripping unit ETU600 LSIG Hi-Z upgradeable, color display, Bluetooth, USB interface, basic protection LT, ST, INST, GFx, with GF high-impedance input, including protection of the N conductor (internal neutral point sensor available), trip alarm switch (1 x CO), connection at rear horizontal with internal voltage tap on lower stab of circuit breaker, with voltage tap module VTM680 and power supply of ETU600, able to communication, integrated metering type PMF-2 Basic Power Monitoring, Voltage, Energy, Power, Power factor, Frequency, Unbalance, Temperature, Manual operating mechanism with mechanical closing, without Spring charging motor, Ready-to-close signal. switch, Auxiliary switches 2NO+2NC, without Closing coil (CC), manual operating mechanism with mechanical closing, without Remote trip alarm reset coil (RR), without 2nd shunt trip, without 1st Shunt trip | 615700 | 1 | Z\ | 1
3WA1350-5FG31-0AA0 |  | Withdrawable circuit breaker with guide frame, IEC 60947-2, frame size 3, 3-poles, In=5000A up to 690V AC 50/60Hz, breaking capacity H Icu=100/85kA at 500/690V, Trip unit ETU600 LSIG Hi-Z upgrade ready , colordisplay, bluetooth and USB interface, Protection LT, ST, INST, GFx, with GF highimpedance-input N-protection required an external N-sensor, incl. trip alarm switch (1xCO), rear connection vertical, guide frame with shutter and w/o position signalling switch, with internal voltage tap on lower stab of circuit breaker, with voltage tap module VTM680 and power supply of ETU600, able to communication, integrated metering type PMF-2 Basic Power Monitoring, Voltage, Energy, Power, Power factor, Frequency, Unbalance, Temperature, Manual operating mechanism with mechanical closing, without Spring charging motor, Ready-to-close signal. switch, Auxiliary switches 2NO+2NC, without Closing coil (CC), manual operating mechanism with mechanical closing, without Remote trip alarm reset coil (RR), without 2nd shunt trip, without 1st Shunt trip | 587700 | 1 | Z\ | 1
3WA1350-5FG32-0AA0 |  | Withdrawable circuit breaker with guide frame, IEC 60947-2, frame size 3, 3-poles, In=5000A up to 690V AC 50/60Hz, breaking capacity H Icu=100/85kA at 500/690V, Trip unit ETU600 LSIG Hi-Z upgrade ready , colordisplay, bluetooth and USB interface, Protection LT, ST, INST, GFx, with GF highimpedance-input N-protection required an external N-sensor, incl. trip alarm switch (1xCO), rear connection horizontal, guide frame with shutter and w/o position signalling switch, with internal voltage tap on lower stab of circuit breaker, with voltage tap module VTM680 and power supply of ETU600, able to communication, integrated metering type PMF-2 Basic Power Monitoring, Voltage, Energy, Power, Power factor, Frequency, Unbalance, Temperature, Manual operating mechanism with mechanical closing, without Spring charging motor, Ready-to-close signal. switch, Auxiliary switches 2NO+2NC, without Closing coil (CC), manual operating mechanism with mechanical closing, without Remote trip alarm reset coil (RR), without 2nd shunt trip, without 1st Shunt trip | 574700 | 1 | Z\ | 1
3WA1350-5FG41-0AA0 |  | Withdrawable circuit breaker with guide frame, IEC 60947-2, frame size 3, 4-poles, N-pole left, In=5000A up to 690V AC 50/60Hz, breaking capacity H Icu=100/85kA at 500/690V, Trip unit ETU600 LSIG Hi-Z upgrade ready , colordisplay, bluetooth and USB interface, Protection LT, ST, INST, GFx, with GF highimpedance-input include N-protection, (internal N-sensor available), incl. trip alarm switch (1xCO), rear connection vertical, guide frame with shutter and w/o position signalling switch, with internal voltage tap on lower stab of circuit breaker, with voltage tap module VTM680 and power supply of ETU600, able to communication, integrated metering type PMF-2 Basic Power Monitoring, Voltage, Energy, Power, Power factor, Frequency, Unbalance, Temperature, Manual operating mechanism with mechanical closing, without Spring charging motor, Ready-to-close signal. switch, Auxiliary switches 2NO+2NC, without Closing coil (CC), manual operating mechanism with mechanical closing, without Remote trip alarm reset coil (RR), without 2nd shunt trip, without 1st Shunt trip | 759700 | 1 | Z\ | 1
3WA1350-5FG42-0AA0 |  | Withdrawable circuit breaker with guide frame, IEC 60947-2, frame size 3, 4-poles, N-pole left, In=5000A up to 690V AC 50/60Hz, breaking capacity H Icu=100/85kA at 500/690V, Trip unit ETU600 LSIG Hi-Z upgrade ready , colordisplay, bluetooth and USB interface, Protection LT, ST, INST, GFx, with GF highimpedance-input include N-protection, (internal N-sensor available), incl. trip alarm switch (1xCO), rear connection horizontal, guide frame with shutter and w/o position signalling switch, with internal voltage tap on lower stab of circuit breaker, with voltage tap module VTM680 and power supply of ETU600, able to communication, integrated metering type PMF-2 Basic Power Monitoring, Voltage, Energy, Power, Power factor, Frequency, Unbalance, Temperature, Manual operating mechanism with mechanical closing, without Spring charging motor, Ready-to-close signal. switch, Auxiliary switches 2NO+2NC, without Closing coil (CC), manual operating mechanism with mechanical closing, without Remote trip alarm reset coil (RR), without 2nd shunt trip, without 1st Shunt trip | 742700 | 1 | Z\ | 1
3WA1350-5GE01-0AA0 |  | Fixed-mounted circuit breaker IEC 60947-2, frame size 3, 3-poles, In=5000A up to 690V AC 50/60Hz, breaking capacity H Icu=100/85kA at 500/690V, Trip unit ETU600 LSI upgrade ready , colordisplay, bluetooth and USB interface, Protection LT, ST, INST, N-protection required an external N-sensor, incl. trip alarm switch (1xCO), rear connection vertical, with internal voltage tap on lower stab of circuit breaker, with voltage tap module VTM680 and power supply of ETU600, able to communication, integrated metering type PMF-3 Advanced Power Monitor., Voltage, Energy, Power, Power factor, Frequency, Unbalance, Temperature, Power quality, Manual operating mechanism with mechanical closing, without Spring charging motor, Ready-to-close signal. switch, Auxiliary switches 2NO+2NC, without Closing coil (CC), manual operating mechanism with mechanical closing, without Remote trip alarm reset coil (RR), without 2nd shunt trip, without 1st Shunt trip | 466100 | 1 | Z\ | 1
3WA1350-5GE02-0AA0 |  | Fixed-mounted circuit breaker IEC 60947-2, frame size 3, 3-poles, In=5000A up to 690V AC 50/60Hz, breaking capacity H Icu=100/85kA at 500/690V, Trip unit ETU600 LSI upgrade ready , colordisplay, bluetooth and USB interface, Protection LT, ST, INST, N-protection required an external N-sensor, incl. trip alarm switch (1xCO), rear connection horizontal, with internal voltage tap on lower stab of circuit breaker, with voltage tap module VTM680 and power supply of ETU600, able to communication, integrated metering type PMF-3 Advanced Power Monitor., Voltage, Energy, Power, Power factor, Frequency, Unbalance, Temperature, Power quality, Manual operating mechanism with mechanical closing, without Spring charging motor, Ready-to-close signal. switch, Auxiliary switches 2NO+2NC, without Closing coil (CC), manual operating mechanism with mechanical closing, without Remote trip alarm reset coil (RR), without 2nd shunt trip, without 1st Shunt trip | 453100 | 1 | Z\ | 1
3WA1350-5GE11-0AA0 |  | Fixed-mounted circuit breaker IEC 60947-2, frame size 3, 4-poles, N-pole left, In=5000A up to 690V AC 50/60Hz, breaking capacity H Icu=100/85kA at 500/690V, Trip unit ETU600 LSI upgrade ready , colordisplay, bluetooth and USB interface, Protection LT, ST, INST, include N-protection, (internal N-sensor available), incl. trip alarm switch (1xCO), rear connection vertical, with internal voltage tap on lower stab of circuit breaker, with voltage tap module VTM680 and power supply of ETU600, able to communication, integrated metering type PMF-3 Advanced Power Monitor., Voltage, Energy, Power, Power factor, Frequency, Unbalance, Temperature, Power quality, Manual operating mechanism with mechanical closing, without Spring charging motor, Ready-to-close signal. switch, Auxiliary switches 2NO+2NC, without Closing coil (CC), manual operating mechanism with mechanical closing, without Remote trip alarm reset coil (RR), without 2nd shunt trip, without 1st Shunt trip | 607100 | 1 | Z\ | 1
3WA1350-5GE12-0AA0 |  | Fixed-mounted circuit breaker IEC 60947-2, frame size 3, 4-poles, N-pole left, In=5000A up to 690V AC 50/60Hz, breaking capacity H Icu=100/85kA at 500/690V, Trip unit ETU600 LSI upgrade ready , colordisplay, bluetooth and USB interface, Protection LT, ST, INST, include N-protection, (internal N-sensor available), incl. trip alarm switch (1xCO), rear connection horizontal, with internal voltage tap on lower stab of circuit breaker, with voltage tap module VTM680 and power supply of ETU600, able to communication, integrated metering type PMF-3 Advanced Power Monitor., Voltage, Energy, Power, Power factor, Frequency, Unbalance, Temperature, Power quality, Manual operating mechanism with mechanical closing, without Spring charging motor, Ready-to-close signal. switch, Auxiliary switches 2NO+2NC, without Closing coil (CC), manual operating mechanism with mechanical closing, without Remote trip alarm reset coil (RR), without 2nd shunt trip, without 1st Shunt trip | 590100 | 1 | Z\ | 1
3WA1350-5GE21-0AA0 |  | fixed-mounted circuit breaker, IEC 60947-2, size 3, 4-pole, N pole on right, In=5000 A up to 690 V AC 50/60 Hz, breaking capacity H Icu=100/85 kA at 500/690 V, tripping unit ETU600 LSI upgradeable, color display, Bluetooth, USB interface, basic protection LT, ST, INST, including protection of the N conductor (internal neutral point sensor available), trip alarm switch (1 x CO), connection at rear vertical, with internal voltage tap on lower stab of circuit breaker, with voltage tap module VTM680 and power supply of ETU600, able to communication, integrated metering type PMF-3 Advanced Power Monitor., Voltage, Energy, Power, Power factor, Frequency, Unbalance, Temperature, Power quality, Manual operating mechanism with mechanical closing, without Spring charging motor, Ready-to-close signal. switch, Auxiliary switches 2NO+2NC, without Closing coil (CC), manual operating mechanism with mechanical closing, without Remote trip alarm reset coil (RR), without 2nd shunt trip, without 1st Shunt trip | 607100 | 1 | Z\ | 1
3WA1350-5GE22-0AA0 |  | fixed-mounted circuit breaker, IEC 60947-2, size 3, 4-pole, N pole on right, In=5000 A up to 690 V AC 50/60 Hz, breaking capacity H Icu=100/85 kA at 500/690 V, tripping unit ETU600 LSI upgradeable, color display, Bluetooth, USB interface, basic protection LT, ST, INST, including protection of the N conductor (internal neutral point sensor available), trip alarm switch (1 x CO), connection at rear horizontal with internal voltage tap on lower stab of circuit breaker, with voltage tap module VTM680 and power supply of ETU600, able to communication, integrated metering type PMF-3 Advanced Power Monitor., Voltage, Energy, Power, Power factor, Frequency, Unbalance, Temperature, Power quality, Manual operating mechanism with mechanical closing, without Spring charging motor, Ready-to-close signal. switch, Auxiliary switches 2NO+2NC, without Closing coil (CC), manual operating mechanism with mechanical closing, without Remote trip alarm reset coil (RR), without 2nd shunt trip, without 1st Shunt trip | 590100 | 1 | Z\ | 1
3WA1350-5GE31-0AA0 |  | Withdrawable circuit breaker with guide frame, IEC 60947-2, frame size 3, 3-poles, In=5000A up to 690V AC 50/60Hz, breaking capacity H Icu=100/85kA at 500/690V, Trip unit ETU600 LSI upgrade ready , colordisplay, bluetooth and USB interface, Protection LT, ST, INST, N-protection required an external N-sensor, incl. trip alarm switch (1xCO), rear connection vertical, guide frame with shutter and w/o position signalling switch, with internal voltage tap on lower stab of circuit breaker, with voltage tap module VTM680 and power supply of ETU600, able to communication, integrated metering type PMF-3 Advanced Power Monitor., Voltage, Energy, Power, Power factor, Frequency, Unbalance, Temperature, Power quality, Manual operating mechanism with mechanical closing, without Spring charging motor, Ready-to-close signal. switch, Auxiliary switches 2NO+2NC, without Closing coil (CC), manual operating mechanism with mechanical closing, without Remote trip alarm reset coil (RR), without 2nd shunt trip, without 1st Shunt trip | 562100 | 1 | Z\ | 1
3WA1350-5GE32-0AA0 |  | Withdrawable circuit breaker with guide frame, IEC 60947-2, frame size 3, 3-poles, In=5000A up to 690V AC 50/60Hz, breaking capacity H Icu=100/85kA at 500/690V, Trip unit ETU600 LSI upgrade ready , colordisplay, bluetooth and USB interface, Protection LT, ST, INST, N-protection required an external N-sensor, incl. trip alarm switch (1xCO), rear connection horizontal, guide frame with shutter and w/o position signalling switch, with internal voltage tap on lower stab of circuit breaker, with voltage tap module VTM680 and power supply of ETU600, able to communication, integrated metering type PMF-3 Advanced Power Monitor., Voltage, Energy, Power, Power factor, Frequency, Unbalance, Temperature, Power quality, Manual operating mechanism with mechanical closing, without Spring charging motor, Ready-to-close signal. switch, Auxiliary switches 2NO+2NC, without Closing coil (CC), manual operating mechanism with mechanical closing, without Remote trip alarm reset coil (RR), without 2nd shunt trip, without 1st Shunt trip | 549100 | 1 | Z\ | 1
3WA1350-5GE41-0AA0 |  | Withdrawable circuit breaker with guide frame, IEC 60947-2, frame size 3, 4-poles, N-pole left, In=5000A up to 690V AC 50/60Hz, breaking capacity H Icu=100/85kA at 500/690V, Trip unit ETU600 LSI upgrade ready , colordisplay, bluetooth and USB interface, Protection LT, ST, INST, include N-protection, (internal N-sensor available), incl. trip alarm switch (1xCO), rear connection vertical, guide frame with shutter and w/o position signalling switch, with internal voltage tap on lower stab of circuit breaker, with voltage tap module VTM680 and power supply of ETU600, able to communication, integrated metering type PMF-3 Advanced Power Monitor., Voltage, Energy, Power, Power factor, Frequency, Unbalance, Temperature, Power quality, Manual operating mechanism with mechanical closing, without Spring charging motor, Ready-to-close signal. switch, Auxiliary switches 2NO+2NC, without Closing coil (CC), manual operating mechanism with mechanical closing, without Remote trip alarm reset coil (RR), without 2nd shunt trip, without 1st Shunt trip | 734100 | 1 | Z\ | 1
3WA1350-5GE42-0AA0 |  | Withdrawable circuit breaker with guide frame, IEC 60947-2, frame size 3, 4-poles, N-pole left, In=5000A up to 690V AC 50/60Hz, breaking capacity H Icu=100/85kA at 500/690V, Trip unit ETU600 LSI upgrade ready , colordisplay, bluetooth and USB interface, Protection LT, ST, INST, include N-protection, (internal N-sensor available), incl. trip alarm switch (1xCO), rear connection horizontal, guide frame with shutter and w/o position signalling switch, with internal voltage tap on lower stab of circuit breaker, with voltage tap module VTM680 and power supply of ETU600, able to communication, integrated metering type PMF-3 Advanced Power Monitor., Voltage, Energy, Power, Power factor, Frequency, Unbalance, Temperature, Power quality, Manual operating mechanism with mechanical closing, without Spring charging motor, Ready-to-close signal. switch, Auxiliary switches 2NO+2NC, without Closing coil (CC), manual operating mechanism with mechanical closing, without Remote trip alarm reset coil (RR), without 2nd shunt trip, without 1st Shunt trip | 717100 | 1 | Z\ | 1
3WA1350-5GF01-0AA0 |  | Fixed-mounted circuit breaker IEC 60947-2, frame size 3, 3-poles, In=5000A up to 690V AC 50/60Hz, breaking capacity H Icu=100/85kA at 500/690V, Trip unit ETU600 LSIG upgrade ready , colordisplay, bluetooth and USB interface, Protection LT, ST, INST, GFx, N-protection required an external N-sensor, incl. trip alarm switch (1xCO), rear connection vertical, with internal voltage tap on lower stab of circuit breaker, with voltage tap module VTM680 and power supply of ETU600, able to communication, integrated metering type PMF-3 Advanced Power Monitor., Voltage, Energy, Power, Power factor, Frequency, Unbalance, Temperature, Power quality, Manual operating mechanism with mechanical closing, without Spring charging motor, Ready-to-close signal. switch, Auxiliary switches 2NO+2NC, without Closing coil (CC), manual operating mechanism with mechanical closing, without Remote trip alarm reset coil (RR), without 2nd shunt trip, without 1st Shunt trip | 477100 | 1 | Z\ | 1
3WA1350-5GF02-0AA0 |  | Fixed-mounted circuit breaker IEC 60947-2, frame size 3, 3-poles, In=5000A up to 690V AC 50/60Hz, breaking capacity H Icu=100/85kA at 500/690V, Trip unit ETU600 LSIG upgrade ready , colordisplay, bluetooth and USB interface, Protection LT, ST, INST, GFx, N-protection required an external N-sensor, incl. trip alarm switch (1xCO), rear connection horizontal, with internal voltage tap on lower stab of circuit breaker, with voltage tap module VTM680 and power supply of ETU600, able to communication, integrated metering type PMF-3 Advanced Power Monitor., Voltage, Energy, Power, Power factor, Frequency, Unbalance, Temperature, Power quality, Manual operating mechanism with mechanical closing, without Spring charging motor, Ready-to-close signal. switch, Auxiliary switches 2NO+2NC, without Closing coil (CC), manual operating mechanism with mechanical closing, without Remote trip alarm reset coil (RR), without 2nd shunt trip, without 1st Shunt trip | 464100 | 1 | Z\ | 1
3WA1350-5GF11-0AA0 |  | Fixed-mounted circuit breaker IEC 60947-2, frame size 3, 4-poles, N-pole left, In=5000A up to 690V AC 50/60Hz, breaking capacity H Icu=100/85kA at 500/690V, Trip unit ETU600 LSIG upgrade ready , colordisplay, bluetooth and USB interface, Protection LT, ST, INST, GFx, include N-protection, (internal N-sensor available), incl. trip alarm switch (1xCO), rear connection vertical, with internal voltage tap on lower stab of circuit breaker, with voltage tap module VTM680 and power supply of ETU600, able to communication, integrated metering type PMF-3 Advanced Power Monitor., Voltage, Energy, Power, Power factor, Frequency, Unbalance, Temperature, Power quality, Manual operating mechanism with mechanical closing, without Spring charging motor, Ready-to-close signal. switch, Auxiliary switches 2NO+2NC, without Closing coil (CC), manual operating mechanism with mechanical closing, without Remote trip alarm reset coil (RR), without 2nd shunt trip, without 1st Shunt trip | 618100 | 1 | Z\ | 1
3WA1350-5GF12-0AA0 |  | Fixed-mounted circuit breaker IEC 60947-2, frame size 3, 4-poles, N-pole left, In=5000A up to 690V AC 50/60Hz, breaking capacity H Icu=100/85kA at 500/690V, Trip unit ETU600 LSIG upgrade ready , colordisplay, bluetooth and USB interface, Protection LT, ST, INST, GFx, include N-protection, (internal N-sensor available), incl. trip alarm switch (1xCO), rear connection horizontal, with internal voltage tap on lower stab of circuit breaker, with voltage tap module VTM680 and power supply of ETU600, able to communication, integrated metering type PMF-3 Advanced Power Monitor., Voltage, Energy, Power, Power factor, Frequency, Unbalance, Temperature, Power quality, Manual operating mechanism with mechanical closing, without Spring charging motor, Ready-to-close signal. switch, Auxiliary switches 2NO+2NC, without Closing coil (CC), manual operating mechanism with mechanical closing, without Remote trip alarm reset coil (RR), without 2nd shunt trip, without 1st Shunt trip | 601100 | 1 | Z\ | 1
3WA1350-5GF21-0AA0 |  | fixed-mounted circuit breaker, IEC 60947-2, size 3, 4-pole, N pole on right, In=5000 A up to 690 V AC 50/60 Hz, breaking capacity H Icu=100/85 kA at 500/690 V, tripping unit ETU600 LSIG upgradeable, color display, Bluetooth, USB interface, basic protection LT, ST, INST, GFx, including protection of the N conductor (internal neutral point sensor available), trip alarm switch (1 x CO), connection at rear vertical, with internal voltage tap on lower stab of circuit breaker, with voltage tap module VTM680 and power supply of ETU600, able to communication, integrated metering type PMF-3 Advanced Power Monitor., Voltage, Energy, Power, Power factor, Frequency, Unbalance, Temperature, Power quality, Manual operating mechanism with mechanical closing, without Spring charging motor, Ready-to-close signal. switch, Auxiliary switches 2NO+2NC, without Closing coil (CC), manual operating mechanism with mechanical closing, without Remote trip alarm reset coil (RR), without 2nd shunt trip, without 1st Shunt trip | 618100 | 1 | Z\ | 1
3WA1350-5GF22-0AA0 |  | fixed-mounted circuit breaker, IEC 60947-2, size 3, 4-pole, N pole on right, In=5000 A up to 690 V AC 50/60 Hz, breaking capacity H Icu=100/85 kA at 500/690 V, tripping unit ETU600 LSIG upgradeable, color display, Bluetooth, USB interface, basic protection LT, ST, INST, GFx, including protection of the N conductor (internal neutral point sensor available), trip alarm switch (1 x CO), connection at rear horizontal with internal voltage tap on lower stab of circuit breaker, with voltage tap module VTM680 and power supply of ETU600, able to communication, integrated metering type PMF-3 Advanced Power Monitor., Voltage, Energy, Power, Power factor, Frequency, Unbalance, Temperature, Power quality, Manual operating mechanism with mechanical closing, without Spring charging motor, Ready-to-close signal. switch, Auxiliary switches 2NO+2NC, without Closing coil (CC), manual operating mechanism with mechanical closing, without Remote trip alarm reset coil (RR), without 2nd shunt trip, without 1st Shunt trip | 601100 | 1 | Z\ | 1
3WA1350-5GF31-0AA0 |  | Withdrawable circuit breaker with guide frame, IEC 60947-2, frame size 3, 3-poles, In=5000A up to 690V AC 50/60Hz, breaking capacity H Icu=100/85kA at 500/690V, Trip unit ETU600 LSIG upgrade ready , colordisplay, bluetooth and USB interface, Protection LT, ST, INST, GFx, N-protection required an external N-sensor, incl. trip alarm switch (1xCO), rear connection vertical, guide frame with shutter and w/o position signalling switch, with internal voltage tap on lower stab of circuit breaker, with voltage tap module VTM680 and power supply of ETU600, able to communication, integrated metering type PMF-3 Advanced Power Monitor., Voltage, Energy, Power, Power factor, Frequency, Unbalance, Temperature, Power quality, Manual operating mechanism with mechanical closing, without Spring charging motor, Ready-to-close signal. switch, Auxiliary switches 2NO+2NC, without Closing coil (CC), manual operating mechanism with mechanical closing, without Remote trip alarm reset coil (RR), without 2nd shunt trip, without 1st Shunt trip | 573100 | 1 | Z\ | 1
3WA1350-5GF32-0AA0 |  | Withdrawable circuit breaker with guide frame, IEC 60947-2, frame size 3, 3-poles, In=5000A up to 690V AC 50/60Hz, breaking capacity H Icu=100/85kA at 500/690V, Trip unit ETU600 LSIG upgrade ready , colordisplay, bluetooth and USB interface, Protection LT, ST, INST, GFx, N-protection required an external N-sensor, incl. trip alarm switch (1xCO), rear connection horizontal, guide frame with shutter and w/o position signalling switch, with internal voltage tap on lower stab of circuit breaker, with voltage tap module VTM680 and power supply of ETU600, able to communication, integrated metering type PMF-3 Advanced Power Monitor., Voltage, Energy, Power, Power factor, Frequency, Unbalance, Temperature, Power quality, Manual operating mechanism with mechanical closing, without Spring charging motor, Ready-to-close signal. switch, Auxiliary switches 2NO+2NC, without Closing coil (CC), manual operating mechanism with mechanical closing, without Remote trip alarm reset coil (RR), without 2nd shunt trip, without 1st Shunt trip | 560100 | 1 | Z\ | 1
3WA1350-5GF41-0AA0 |  | Withdrawable circuit breaker with guide frame, IEC 60947-2, frame size 3, 4-poles, N-pole left, In=5000A up to 690V AC 50/60Hz, breaking capacity H Icu=100/85kA at 500/690V, Trip unit ETU600 LSIG upgrade ready , colordisplay, bluetooth and USB interface, Protection LT, ST, INST, GFx, include N-protection, (internal N-sensor available), incl. trip alarm switch (1xCO), rear connection vertical, guide frame with shutter and w/o position signalling switch, with internal voltage tap on lower stab of circuit breaker, with voltage tap module VTM680 and power supply of ETU600, able to communication, integrated metering type PMF-3 Advanced Power Monitor., Voltage, Energy, Power, Power factor, Frequency, Unbalance, Temperature, Power quality, Manual operating mechanism with mechanical closing, without Spring charging motor, Ready-to-close signal. switch, Auxiliary switches 2NO+2NC, without Closing coil (CC), manual operating mechanism with mechanical closing, without Remote trip alarm reset coil (RR), without 2nd shunt trip, without 1st Shunt trip | 745100 | 1 | Z\ | 1
3WA1350-5GF42-0AA0 |  | Withdrawable circuit breaker with guide frame, IEC 60947-2, frame size 3, 4-poles, N-pole left, In=5000A up to 690V AC 50/60Hz, breaking capacity H Icu=100/85kA at 500/690V, Trip unit ETU600 LSIG upgrade ready , colordisplay, bluetooth and USB interface, Protection LT, ST, INST, GFx, include N-protection, (internal N-sensor available), incl. trip alarm switch (1xCO), rear connection horizontal, guide frame with shutter and w/o position signalling switch, with internal voltage tap on lower stab of circuit breaker, with voltage tap module VTM680 and power supply of ETU600, able to communication, integrated metering type PMF-3 Advanced Power Monitor., Voltage, Energy, Power, Power factor, Frequency, Unbalance, Temperature, Power quality, Manual operating mechanism with mechanical closing, without Spring charging motor, Ready-to-close signal. switch, Auxiliary switches 2NO+2NC, without Closing coil (CC), manual operating mechanism with mechanical closing, without Remote trip alarm reset coil (RR), without 2nd shunt trip, without 1st Shunt trip | 728100 | 1 | Z\ | 1
3WA1350-5GG01-0AA0 |  | Fixed-mounted circuit breaker IEC 60947-2, frame size 3, 3-poles, In=5000A up to 690V AC 50/60Hz, breaking capacity H Icu=100/85kA at 500/690V, Trip unit ETU600 LSIG Hi-Z upgrade ready , colordisplay, bluetooth and USB interface, Protection LT, ST, INST, GFx, with GF highimpedance-input N-protection required an external N-sensor, incl. trip alarm switch (1xCO), rear connection vertical, with internal voltage tap on lower stab of circuit breaker, with voltage tap module VTM680 and power supply of ETU600, able to communication, integrated metering type PMF-3 Advanced Power Monitor., Voltage, Energy, Power, Power factor, Frequency, Unbalance, Temperature, Power quality, Manual operating mechanism with mechanical closing, without Spring charging motor, Ready-to-close signal. switch, Auxiliary switches 2NO+2NC, without Closing coil (CC), manual operating mechanism with mechanical closing, without Remote trip alarm reset coil (RR), without 2nd shunt trip, without 1st Shunt trip | 498100 | 1 | Z\ | 1
3WA1350-5GG02-0AA0 |  | Fixed-mounted circuit breaker IEC 60947-2, frame size 3, 3-poles, In=5000A up to 690V AC 50/60Hz, breaking capacity H Icu=100/85kA at 500/690V, Trip unit ETU600 LSIG Hi-Z upgrade ready , colordisplay, bluetooth and USB interface, Protection LT, ST, INST, GFx, with GF highimpedance-input N-protection required an external N-sensor, incl. trip alarm switch (1xCO), rear connection horizontal, with internal voltage tap on lower stab of circuit breaker, with voltage tap module VTM680 and power supply of ETU600, able to communication, integrated metering type PMF-3 Advanced Power Monitor., Voltage, Energy, Power, Power factor, Frequency, Unbalance, Temperature, Power quality, Manual operating mechanism with mechanical closing, without Spring charging motor, Ready-to-close signal. switch, Auxiliary switches 2NO+2NC, without Closing coil (CC), manual operating mechanism with mechanical closing, without Remote trip alarm reset coil (RR), without 2nd shunt trip, without 1st Shunt trip | 485100 | 1 | Z\ | 1
3WA1350-5GG11-0AA0 |  | Fixed-mounted circuit breaker IEC 60947-2, frame size 3, 4-poles, N-pole left, In=5000A up to 690V AC 50/60Hz, breaking capacity H Icu=100/85kA at 500/690V, Trip unit ETU600 LSIG Hi-Z upgrade ready , colordisplay, bluetooth and USB interface, Protection LT, ST, INST, GFx, with GF highimpedance-input include N-protection, (internal N-sensor available), incl. trip alarm switch (1xCO), rear connection vertical, with internal voltage tap on lower stab of circuit breaker, with voltage tap module VTM680 and power supply of ETU600, able to communication, integrated metering type PMF-3 Advanced Power Monitor., Voltage, Energy, Power, Power factor, Frequency, Unbalance, Temperature, Power quality, Manual operating mechanism with mechanical closing, without Spring charging motor, Ready-to-close signal. switch, Auxiliary switches 2NO+2NC, without Closing coil (CC), manual operating mechanism with mechanical closing, without Remote trip alarm reset coil (RR), without 2nd shunt trip, without 1st Shunt trip | 639100 | 1 | Z\ | 1
3WA1350-5GG12-0AA0 |  | Fixed-mounted circuit breaker IEC 60947-2, frame size 3, 4-poles, N-pole left, In=5000A up to 690V AC 50/60Hz, breaking capacity H Icu=100/85kA at 500/690V, Trip unit ETU600 LSIG Hi-Z upgrade ready , colordisplay, bluetooth and USB interface, Protection LT, ST, INST, GFx, with GF highimpedance-input include N-protection, (internal N-sensor available), incl. trip alarm switch (1xCO), rear connection horizontal, with internal voltage tap on lower stab of circuit breaker, with voltage tap module VTM680 and power supply of ETU600, able to communication, integrated metering type PMF-3 Advanced Power Monitor., Voltage, Energy, Power, Power factor, Frequency, Unbalance, Temperature, Power quality, Manual operating mechanism with mechanical closing, without Spring charging motor, Ready-to-close signal. switch, Auxiliary switches 2NO+2NC, without Closing coil (CC), manual operating mechanism with mechanical closing, without Remote trip alarm reset coil (RR), without 2nd shunt trip, without 1st Shunt trip | 622100 | 1 | Z\ | 1
3WA1350-5GG21-0AA0 |  | fixed-mounted circuit breaker, IEC 60947-2, size 3, 4-pole, N pole on right, In=5000 A up to 690 V AC 50/60 Hz, breaking capacity H Icu=100/85 kA at 500/690 V, tripping unit ETU600 LSIG Hi-Z upgradeable, color display, Bluetooth, USB interface, basic protection LT, ST, INST, GFx, with GF high-impedance input, including protection of the N conductor (internal neutral point sensor available), trip alarm switch (1 x CO), connection at rear vertical, with internal voltage tap on lower stab of circuit breaker, with voltage tap module VTM680 and power supply of ETU600, able to communication, integrated metering type PMF-3 Advanced Power Monitor., Voltage, Energy, Power, Power factor, Frequency, Unbalance, Temperature, Power quality, Manual operating mechanism with mechanical closing, without Spring charging motor, Ready-to-close signal. switch, Auxiliary switches 2NO+2NC, without Closing coil (CC), manual operating mechanism with mechanical closing, without Remote trip alarm reset coil (RR), without 2nd shunt trip, without 1st Shunt trip | 639100 | 1 | Z\ | 1
3WA1350-5GG22-0AA0 |  | fixed-mounted circuit breaker, IEC 60947-2, size 3, 4-pole, N pole on right, In=5000 A up to 690 V AC 50/60 Hz, breaking capacity H Icu=100/85 kA at 500/690 V, tripping unit ETU600 LSIG Hi-Z upgradeable, color display, Bluetooth, USB interface, basic protection LT, ST, INST, GFx, with GF high-impedance input, including protection of the N conductor (internal neutral point sensor available), trip alarm switch (1 x CO), connection at rear horizontal with internal voltage tap on lower stab of circuit breaker, with voltage tap module VTM680 and power supply of ETU600, able to communication, integrated metering type PMF-3 Advanced Power Monitor., Voltage, Energy, Power, Power factor, Frequency, Unbalance, Temperature, Power quality, Manual operating mechanism with mechanical closing, without Spring charging motor, Ready-to-close signal. switch, Auxiliary switches 2NO+2NC, without Closing coil (CC), manual operating mechanism with mechanical closing, without Remote trip alarm reset coil (RR), without 2nd shunt trip, without 1st Shunt trip | 622100 | 1 | Z\ | 1
3WA1350-5GG31-0AA0 |  | Withdrawable circuit breaker with guide frame, IEC 60947-2, frame size 3, 3-poles, In=5000A up to 690V AC 50/60Hz, breaking capacity H Icu=100/85kA at 500/690V, Trip unit ETU600 LSIG Hi-Z upgrade ready , colordisplay, bluetooth and USB interface, Protection LT, ST, INST, GFx, with GF highimpedance-input N-protection required an external N-sensor, incl. trip alarm switch (1xCO), rear connection vertical, guide frame with shutter and w/o position signalling switch, with internal voltage tap on lower stab of circuit breaker, with voltage tap module VTM680 and power supply of ETU600, able to communication, integrated metering type PMF-3 Advanced Power Monitor., Voltage, Energy, Power, Power factor, Frequency, Unbalance, Temperature, Power quality, Manual operating mechanism with mechanical closing, without Spring charging motor, Ready-to-close signal. switch, Auxiliary switches 2NO+2NC, without Closing coil (CC), manual operating mechanism with mechanical closing, without Remote trip alarm reset coil (RR), without 2nd shunt trip, without 1st Shunt trip | 594100 | 1 | Z\ | 1
3WA1350-5GG32-0AA0 |  | Withdrawable circuit breaker with guide frame, IEC 60947-2, frame size 3, 3-poles, In=5000A up to 690V AC 50/60Hz, breaking capacity H Icu=100/85kA at 500/690V, Trip unit ETU600 LSIG Hi-Z upgrade ready , colordisplay, bluetooth and USB interface, Protection LT, ST, INST, GFx, with GF highimpedance-input N-protection required an external N-sensor, incl. trip alarm switch (1xCO), rear connection horizontal, guide frame with shutter and w/o position signalling switch, with internal voltage tap on lower stab of circuit breaker, with voltage tap module VTM680 and power supply of ETU600, able to communication, integrated metering type PMF-3 Advanced Power Monitor., Voltage, Energy, Power, Power factor, Frequency, Unbalance, Temperature, Power quality, Manual operating mechanism with mechanical closing, without Spring charging motor, Ready-to-close signal. switch, Auxiliary switches 2NO+2NC, without Closing coil (CC), manual operating mechanism with mechanical closing, without Remote trip alarm reset coil (RR), without 2nd shunt trip, without 1st Shunt trip | 581100 | 1 | Z\ | 1
3WA1350-5GG41-0AA0 |  | Withdrawable circuit breaker with guide frame, IEC 60947-2, frame size 3, 4-poles, N-pole left, In=5000A up to 690V AC 50/60Hz, breaking capacity H Icu=100/85kA at 500/690V, Trip unit ETU600 LSIG Hi-Z upgrade ready , colordisplay, bluetooth and USB interface, Protection LT, ST, INST, GFx, with GF highimpedance-input include N-protection, (internal N-sensor available), incl. trip alarm switch (1xCO), rear connection vertical, guide frame with shutter and w/o position signalling switch, with internal voltage tap on lower stab of circuit breaker, with voltage tap module VTM680 and power supply of ETU600, able to communication, integrated metering type PMF-3 Advanced Power Monitor., Voltage, Energy, Power, Power factor, Frequency, Unbalance, Temperature, Power quality, Manual operating mechanism with mechanical closing, without Spring charging motor, Ready-to-close signal. switch, Auxiliary switches 2NO+2NC, without Closing coil (CC), manual operating mechanism with mechanical closing, without Remote trip alarm reset coil (RR), without 2nd shunt trip, without 1st Shunt trip | 766100 | 1 | Z\ | 1
3WA1350-5GG42-0AA0 |  | Withdrawable circuit breaker with guide frame, IEC 60947-2, frame size 3, 4-poles, N-pole left, In=5000A up to 690V AC 50/60Hz, breaking capacity H Icu=100/85kA at 500/690V, Trip unit ETU600 LSIG Hi-Z upgrade ready , colordisplay, bluetooth and USB interface, Protection LT, ST, INST, GFx, with GF highimpedance-input include N-protection, (internal N-sensor available), incl. trip alarm switch (1xCO), rear connection horizontal, guide frame with shutter and w/o position signalling switch, with internal voltage tap on lower stab of circuit breaker, with voltage tap module VTM680 and power supply of ETU600, able to communication, integrated metering type PMF-3 Advanced Power Monitor., Voltage, Energy, Power, Power factor, Frequency, Unbalance, Temperature, Power quality, Manual operating mechanism with mechanical closing, without Spring charging motor, Ready-to-close signal. switch, Auxiliary switches 2NO+2NC, without Closing coil (CC), manual operating mechanism with mechanical closing, without Remote trip alarm reset coil (RR), without 2nd shunt trip, without 1st Shunt trip | 749100 | 1 | Z\ | 1
3WA1350-5LE01-0AA0 |  | Fixed-mounted circuit breaker IEC 60947-2, frame size 3, 3-poles, In=5000A up to 690V AC 50/60Hz, breaking capacity H Icu=100/85kA at 500/690V, Trip unit ETU600 LSI upgrade ready , colordisplay, bluetooth and USB interface, Protection LT, ST, INST, N-protection required an external N-sensor, incl. trip alarm switch (1xCO), rear connection vertical, with internal voltage tap on upper stab of circuit breaker, with voltage tap module VTM680 and power supply of ETU600, able to communication, integrated metering type PMF-1 Energy Efficiency, Voltage, Active energy Ea Manual operating mechanism with mechanical closing, without Spring charging motor, Ready-to-close signal. switch, Auxiliary switches 2NO+2NC, without Closing coil (CC), manual operating mechanism with mechanical closing, without Remote trip alarm reset coil (RR), without 2nd shunt trip, without 1st Shunt trip | 450870 | 1 | Z\ | 1
3WA1350-5LE02-0AA0 |  | Fixed-mounted circuit breaker IEC 60947-2, frame size 3, 3-poles, In=5000A up to 690V AC 50/60Hz, breaking capacity H Icu=100/85kA at 500/690V, Trip unit ETU600 LSI upgrade ready , colordisplay, bluetooth and USB interface, Protection LT, ST, INST, N-protection required an external N-sensor, incl. trip alarm switch (1xCO), rear connection horizontal, with internal voltage tap on upper stab of circuit breaker, with voltage tap module VTM680 and power supply of ETU600, able to communication, integrated metering type PMF-1 Energy Efficiency, Voltage, Active energy Ea Manual operating mechanism with mechanical closing, without Spring charging motor, Ready-to-close signal. switch, Auxiliary switches 2NO+2NC, without Closing coil (CC), manual operating mechanism with mechanical closing, without Remote trip alarm reset coil (RR), without 2nd shunt trip, without 1st Shunt trip | 437870 | 1 | Z\ | 1
3WA1350-5LE11-0AA0 |  | Fixed-mounted circuit breaker IEC 60947-2, frame size 3, 4-poles, N-pole left, In=5000A up to 690V AC 50/60Hz, breaking capacity H Icu=100/85kA at 500/690V, Trip unit ETU600 LSI upgrade ready , colordisplay, bluetooth and USB interface, Protection LT, ST, INST, include N-protection, (internal N-sensor available), incl. trip alarm switch (1xCO), rear connection vertical, with internal voltage tap on upper stab of circuit breaker, with voltage tap module VTM680 and power supply of ETU600, able to communication, integrated metering type PMF-1 Energy Efficiency, Voltage, Active energy Ea Manual operating mechanism with mechanical closing, without Spring charging motor, Ready-to-close signal. switch, Auxiliary switches 2NO+2NC, without Closing coil (CC), manual operating mechanism with mechanical closing, without Remote trip alarm reset coil (RR), without 2nd shunt trip, without 1st Shunt trip | 591870 | 1 | Z\ | 1
3WA1350-5LE12-0AA0 |  | Fixed-mounted circuit breaker IEC 60947-2, frame size 3, 4-poles, N-pole left, In=5000A up to 690V AC 50/60Hz, breaking capacity H Icu=100/85kA at 500/690V, Trip unit ETU600 LSI upgrade ready , colordisplay, bluetooth and USB interface, Protection LT, ST, INST, include N-protection, (internal N-sensor available), incl. trip alarm switch (1xCO), rear connection horizontal, with internal voltage tap on upper stab of circuit breaker, with voltage tap module VTM680 and power supply of ETU600, able to communication, integrated metering type PMF-1 Energy Efficiency, Voltage, Active energy Ea Manual operating mechanism with mechanical closing, without Spring charging motor, Ready-to-close signal. switch, Auxiliary switches 2NO+2NC, without Closing coil (CC), manual operating mechanism with mechanical closing, without Remote trip alarm reset coil (RR), without 2nd shunt trip, without 1st Shunt trip | 574870 | 1 | Z\ | 1
3WA1350-5LE21-0AA0 |  | fixed-mounted circuit breaker, IEC 60947-2, size 3, 4-pole, N pole on right, In=5000 A up to 690 V AC 50/60 Hz, breaking capacity H Icu=100/85 kA at 500/690 V, tripping unit ETU600 LSI upgradeable, color display, Bluetooth, USB interface, basic protection LT, ST, INST, including protection of the N conductor (internal neutral point sensor available), trip alarm switch (1 x CO), connection at rear vertical, with internal voltage tap on upper stab of circuit breaker, with voltage tap module VTM680 and power supply of ETU600, able to communication, integrated metering type PMF-1 Energy Efficiency, Voltage, Active energy Ea Manual operating mechanism with mechanical closing, without Spring charging motor, Ready-to-close signal. switch, Auxiliary switches 2NO+2NC, without Closing coil (CC), manual operating mechanism with mechanical closing, without Remote trip alarm reset coil (RR), without 2nd shunt trip, without 1st Shunt trip | 591870 | 1 | Z\ | 1
3WA1350-5LE22-0AA0 |  | fixed-mounted circuit breaker, IEC 60947-2, size 3, 4-pole, N pole on right, In=5000 A up to 690 V AC 50/60 Hz, breaking capacity H Icu=100/85 kA at 500/690 V, tripping unit ETU600 LSI upgradeable, color display, Bluetooth, USB interface, basic protection LT, ST, INST, including protection of the N conductor (internal neutral point sensor available), trip alarm switch (1 x CO), connection at rear horizontal with internal voltage tap on upper stab of circuit breaker, with voltage tap module VTM680 and power supply of ETU600, able to communication, integrated metering type PMF-1 Energy Efficiency, Voltage, Active energy Ea Manual operating mechanism with mechanical closing, without Spring charging motor, Ready-to-close signal. switch, Auxiliary switches 2NO+2NC, without Closing coil (CC), manual operating mechanism with mechanical closing, without Remote trip alarm reset coil (RR), without 2nd shunt trip, without 1st Shunt trip | 574870 | 1 | Z\ | 1
3WA1350-5LE31-0AA0 |  | Withdrawable circuit breaker with guide frame, IEC 60947-2, frame size 3, 3-poles, In=5000A up to 690V AC 50/60Hz, breaking capacity H Icu=100/85kA at 500/690V, Trip unit ETU600 LSI upgrade ready , colordisplay, bluetooth and USB interface, Protection LT, ST, INST, N-protection required an external N-sensor, incl. trip alarm switch (1xCO), rear connection vertical, guide frame with shutter and w/o position signalling switch, with internal voltage tap on upper stab of circuit breaker, with voltage tap module VTM680 and power supply of ETU600, able to communication, integrated metering type PMF-1 Energy Efficiency, Voltage, Active energy Ea Manual operating mechanism with mechanical closing, without Spring charging motor, Ready-to-close signal. switch, Auxiliary switches 2NO+2NC, without Closing coil (CC), manual operating mechanism with mechanical closing, without Remote trip alarm reset coil (RR), without 2nd shunt trip, without 1st Shunt trip | 546870 | 1 | Z\ | 1
3WA1350-5LE32-0AA0 |  | Withdrawable circuit breaker with guide frame, IEC 60947-2, frame size 3, 3-poles, In=5000A up to 690V AC 50/60Hz, breaking capacity H Icu=100/85kA at 500/690V, Trip unit ETU600 LSI upgrade ready , colordisplay, bluetooth and USB interface, Protection LT, ST, INST, N-protection required an external N-sensor, incl. trip alarm switch (1xCO), rear connection horizontal, guide frame with shutter and w/o position signalling switch, with internal voltage tap on upper stab of circuit breaker, with voltage tap module VTM680 and power supply of ETU600, able to communication, integrated metering type PMF-1 Energy Efficiency, Voltage, Active energy Ea Manual operating mechanism with mechanical closing, without Spring charging motor, Ready-to-close signal. switch, Auxiliary switches 2NO+2NC, without Closing coil (CC), manual operating mechanism with mechanical closing, without Remote trip alarm reset coil (RR), without 2nd shunt trip, without 1st Shunt trip | 533870 | 1 | Z\ | 1
3WA1350-5LE41-0AA0 |  | Withdrawable circuit breaker with guide frame, IEC 60947-2, frame size 3, 4-poles, N-pole left, In=5000A up to 690V AC 50/60Hz, breaking capacity H Icu=100/85kA at 500/690V, Trip unit ETU600 LSI upgrade ready , colordisplay, bluetooth and USB interface, Protection LT, ST, INST, include N-protection, (internal N-sensor available), incl. trip alarm switch (1xCO), rear connection vertical, guide frame with shutter and w/o position signalling switch, with internal voltage tap on upper stab of circuit breaker, with voltage tap module VTM680 and power supply of ETU600, able to communication, integrated metering type PMF-1 Energy Efficiency, Voltage, Active energy Ea Manual operating mechanism with mechanical closing, without Spring charging motor, Ready-to-close signal. switch, Auxiliary switches 2NO+2NC, without Closing coil (CC), manual operating mechanism with mechanical closing, without Remote trip alarm reset coil (RR), without 2nd shunt trip, without 1st Shunt trip | 718870 | 1 | Z\ | 1
3WA1350-5LE42-0AA0 |  | Withdrawable circuit breaker with guide frame, IEC 60947-2, frame size 3, 4-poles, N-pole left, In=5000A up to 690V AC 50/60Hz, breaking capacity H Icu=100/85kA at 500/690V, Trip unit ETU600 LSI upgrade ready , colordisplay, bluetooth and USB interface, Protection LT, ST, INST, include N-protection, (internal N-sensor available), incl. trip alarm switch (1xCO), rear connection horizontal, guide frame with shutter and w/o position signalling switch, with internal voltage tap on upper stab of circuit breaker, with voltage tap module VTM680 and power supply of ETU600, able to communication, integrated metering type PMF-1 Energy Efficiency, Voltage, Active energy Ea Manual operating mechanism with mechanical closing, without Spring charging motor, Ready-to-close signal. switch, Auxiliary switches 2NO+2NC, without Closing coil (CC), manual operating mechanism with mechanical closing, without Remote trip alarm reset coil (RR), without 2nd shunt trip, without 1st Shunt trip | 701870 | 1 | Z\ | 1
3WA1350-5LF01-0AA0 |  | Fixed-mounted circuit breaker IEC 60947-2, frame size 3, 3-poles, In=5000A up to 690V AC 50/60Hz, breaking capacity H Icu=100/85kA at 500/690V, Trip unit ETU600 LSIG upgrade ready , colordisplay, bluetooth and USB interface, Protection LT, ST, INST, GFx, N-protection required an external N-sensor, incl. trip alarm switch (1xCO), rear connection vertical, with internal voltage tap on upper stab of circuit breaker, with voltage tap module VTM680 and power supply of ETU600, able to communication, integrated metering type PMF-1 Energy Efficiency, Voltage, Active energy Ea Manual operating mechanism with mechanical closing, without Spring charging motor, Ready-to-close signal. switch, Auxiliary switches 2NO+2NC, without Closing coil (CC), manual operating mechanism with mechanical closing, without Remote trip alarm reset coil (RR), without 2nd shunt trip, without 1st Shunt trip | 461870 | 1 | Z\ | 1
3WA1350-5LF02-0AA0 |  | Fixed-mounted circuit breaker IEC 60947-2, frame size 3, 3-poles, In=5000A up to 690V AC 50/60Hz, breaking capacity H Icu=100/85kA at 500/690V, Trip unit ETU600 LSIG upgrade ready , colordisplay, bluetooth and USB interface, Protection LT, ST, INST, GFx, N-protection required an external N-sensor, incl. trip alarm switch (1xCO), rear connection horizontal, with internal voltage tap on upper stab of circuit breaker, with voltage tap module VTM680 and power supply of ETU600, able to communication, integrated metering type PMF-1 Energy Efficiency, Voltage, Active energy Ea Manual operating mechanism with mechanical closing, without Spring charging motor, Ready-to-close signal. switch, Auxiliary switches 2NO+2NC, without Closing coil (CC), manual operating mechanism with mechanical closing, without Remote trip alarm reset coil (RR), without 2nd shunt trip, without 1st Shunt trip | 448870 | 1 | Z\ | 1
3WA1350-5LF11-0AA0 |  | Fixed-mounted circuit breaker IEC 60947-2, frame size 3, 4-poles, N-pole left, In=5000A up to 690V AC 50/60Hz, breaking capacity H Icu=100/85kA at 500/690V, Trip unit ETU600 LSIG upgrade ready , colordisplay, bluetooth and USB interface, Protection LT, ST, INST, GFx, include N-protection, (internal N-sensor available), incl. trip alarm switch (1xCO), rear connection vertical, with internal voltage tap on upper stab of circuit breaker, with voltage tap module VTM680 and power supply of ETU600, able to communication, integrated metering type PMF-1 Energy Efficiency, Voltage, Active energy Ea Manual operating mechanism with mechanical closing, without Spring charging motor, Ready-to-close signal. switch, Auxiliary switches 2NO+2NC, without Closing coil (CC), manual operating mechanism with mechanical closing, without Remote trip alarm reset coil (RR), without 2nd shunt trip, without 1st Shunt trip | 602870 | 1 | Z\ | 1
3WA1350-5LF12-0AA0 |  | Fixed-mounted circuit breaker IEC 60947-2, frame size 3, 4-poles, N-pole left, In=5000A up to 690V AC 50/60Hz, breaking capacity H Icu=100/85kA at 500/690V, Trip unit ETU600 LSIG upgrade ready , colordisplay, bluetooth and USB interface, Protection LT, ST, INST, GFx, include N-protection, (internal N-sensor available), incl. trip alarm switch (1xCO), rear connection horizontal, with internal voltage tap on upper stab of circuit breaker, with voltage tap module VTM680 and power supply of ETU600, able to communication, integrated metering type PMF-1 Energy Efficiency, Voltage, Active energy Ea Manual operating mechanism with mechanical closing, without Spring charging motor, Ready-to-close signal. switch, Auxiliary switches 2NO+2NC, without Closing coil (CC), manual operating mechanism with mechanical closing, without Remote trip alarm reset coil (RR), without 2nd shunt trip, without 1st Shunt trip | 585870 | 1 | Z\ | 1
3WA1350-5LF21-0AA0 |  | fixed-mounted circuit breaker, IEC 60947-2, size 3, 4-pole, N pole on right, In=5000 A up to 690 V AC 50/60 Hz, breaking capacity H Icu=100/85 kA at 500/690 V, tripping unit ETU600 LSIG upgradeable, color display, Bluetooth, USB interface, basic protection LT, ST, INST, GFx, including protection of the N conductor (internal neutral point sensor available), trip alarm switch (1 x CO), connection at rear vertical, with internal voltage tap on upper stab of circuit breaker, with voltage tap module VTM680 and power supply of ETU600, able to communication, integrated metering type PMF-1 Energy Efficiency, Voltage, Active energy Ea Manual operating mechanism with mechanical closing, without Spring charging motor, Ready-to-close signal. switch, Auxiliary switches 2NO+2NC, without Closing coil (CC), manual operating mechanism with mechanical closing, without Remote trip alarm reset coil (RR), without 2nd shunt trip, without 1st Shunt trip | 602870 | 1 | Z\ | 1
3WA1350-5LF22-0AA0 |  | fixed-mounted circuit breaker, IEC 60947-2, size 3, 4-pole, N pole on right, In=5000 A up to 690 V AC 50/60 Hz, breaking capacity H Icu=100/85 kA at 500/690 V, tripping unit ETU600 LSIG upgradeable, color display, Bluetooth, USB interface, basic protection LT, ST, INST, GFx, including protection of the N conductor (internal neutral point sensor available), trip alarm switch (1 x CO), connection at rear horizontal with internal voltage tap on upper stab of circuit breaker, with voltage tap module VTM680 and power supply of ETU600, able to communication, integrated metering type PMF-1 Energy Efficiency, Voltage, Active energy Ea Manual operating mechanism with mechanical closing, without Spring charging motor, Ready-to-close signal. switch, Auxiliary switches 2NO+2NC, without Closing coil (CC), manual operating mechanism with mechanical closing, without Remote trip alarm reset coil (RR), without 2nd shunt trip, without 1st Shunt trip | 585870 | 1 | Z\ | 1
3WA1350-5LF31-0AA0 |  | Withdrawable circuit breaker with guide frame, IEC 60947-2, frame size 3, 3-poles, In=5000A up to 690V AC 50/60Hz, breaking capacity H Icu=100/85kA at 500/690V, Trip unit ETU600 LSIG upgrade ready , colordisplay, bluetooth and USB interface, Protection LT, ST, INST, GFx, N-protection required an external N-sensor, incl. trip alarm switch (1xCO), rear connection vertical, guide frame with shutter and w/o position signalling switch, with internal voltage tap on upper stab of circuit breaker, with voltage tap module VTM680 and power supply of ETU600, able to communication, integrated metering type PMF-1 Energy Efficiency, Voltage, Active energy Ea Manual operating mechanism with mechanical closing, without Spring charging motor, Ready-to-close signal. switch, Auxiliary switches 2NO+2NC, without Closing coil (CC), manual operating mechanism with mechanical closing, without Remote trip alarm reset coil (RR), without 2nd shunt trip, without 1st Shunt trip | 557870 | 1 | Z\ | 1
3WA1350-5LF32-0AA0 |  | Withdrawable circuit breaker with guide frame, IEC 60947-2, frame size 3, 3-poles, In=5000A up to 690V AC 50/60Hz, breaking capacity H Icu=100/85kA at 500/690V, Trip unit ETU600 LSIG upgrade ready , colordisplay, bluetooth and USB interface, Protection LT, ST, INST, GFx, N-protection required an external N-sensor, incl. trip alarm switch (1xCO), rear connection horizontal, guide frame with shutter and w/o position signalling switch, with internal voltage tap on upper stab of circuit breaker, with voltage tap module VTM680 and power supply of ETU600, able to communication, integrated metering type PMF-1 Energy Efficiency, Voltage, Active energy Ea Manual operating mechanism with mechanical closing, without Spring charging motor, Ready-to-close signal. switch, Auxiliary switches 2NO+2NC, without Closing coil (CC), manual operating mechanism with mechanical closing, without Remote trip alarm reset coil (RR), without 2nd shunt trip, without 1st Shunt trip | 544870 | 1 | Z\ | 1
3WA1350-5LF41-0AA0 |  | Withdrawable circuit breaker with guide frame, IEC 60947-2, frame size 3, 4-poles, N-pole left, In=5000A up to 690V AC 50/60Hz, breaking capacity H Icu=100/85kA at 500/690V, Trip unit ETU600 LSIG upgrade ready , colordisplay, bluetooth and USB interface, Protection LT, ST, INST, GFx, include N-protection, (internal N-sensor available), incl. trip alarm switch (1xCO), rear connection vertical, guide frame with shutter and w/o position signalling switch, with internal voltage tap on upper stab of circuit breaker, with voltage tap module VTM680 and power supply of ETU600, able to communication, integrated metering type PMF-1 Energy Efficiency, Voltage, Active energy Ea Manual operating mechanism with mechanical closing, without Spring charging motor, Ready-to-close signal. switch, Auxiliary switches 2NO+2NC, without Closing coil (CC), manual operating mechanism with mechanical closing, without Remote trip alarm reset coil (RR), without 2nd shunt trip, without 1st Shunt trip | 729870 | 1 | Z\ | 1
3WA1350-5LF42-0AA0 |  | Withdrawable circuit breaker with guide frame, IEC 60947-2, frame size 3, 4-poles, N-pole left, In=5000A up to 690V AC 50/60Hz, breaking capacity H Icu=100/85kA at 500/690V, Trip unit ETU600 LSIG upgrade ready , colordisplay, bluetooth and USB interface, Protection LT, ST, INST, GFx, include N-protection, (internal N-sensor available), incl. trip alarm switch (1xCO), rear connection horizontal, guide frame with shutter and w/o position signalling switch, with internal voltage tap on upper stab of circuit breaker, with voltage tap module VTM680 and power supply of ETU600, able to communication, integrated metering type PMF-1 Energy Efficiency, Voltage, Active energy Ea Manual operating mechanism with mechanical closing, without Spring charging motor, Ready-to-close signal. switch, Auxiliary switches 2NO+2NC, without Closing coil (CC), manual operating mechanism with mechanical closing, without Remote trip alarm reset coil (RR), without 2nd shunt trip, without 1st Shunt trip | 712870 | 1 | Z\ | 1
3WA1350-5LG01-0AA0 |  | Fixed-mounted circuit breaker IEC 60947-2, frame size 3, 3-poles, In=5000A up to 690V AC 50/60Hz, breaking capacity H Icu=100/85kA at 500/690V, Trip unit ETU600 LSIG Hi-Z upgrade ready , colordisplay, bluetooth and USB interface, Protection LT, ST, INST, GFx, with GF highimpedance-input N-protection required an external N-sensor, incl. trip alarm switch (1xCO), rear connection vertical, with internal voltage tap on upper stab of circuit breaker, with voltage tap module VTM680 and power supply of ETU600, able to communication, integrated metering type PMF-1 Energy Efficiency, Voltage, Active energy Ea Manual operating mechanism with mechanical closing, without Spring charging motor, Ready-to-close signal. switch, Auxiliary switches 2NO+2NC, without Closing coil (CC), manual operating mechanism with mechanical closing, without Remote trip alarm reset coil (RR), without 2nd shunt trip, without 1st Shunt trip | 482870 | 1 | Z\ | 1
3WA1350-5LG02-0AA0 |  | Fixed-mounted circuit breaker IEC 60947-2, frame size 3, 3-poles, In=5000A up to 690V AC 50/60Hz, breaking capacity H Icu=100/85kA at 500/690V, Trip unit ETU600 LSIG Hi-Z upgrade ready , colordisplay, bluetooth and USB interface, Protection LT, ST, INST, GFx, with GF highimpedance-input N-protection required an external N-sensor, incl. trip alarm switch (1xCO), rear connection horizontal, with internal voltage tap on upper stab of circuit breaker, with voltage tap module VTM680 and power supply of ETU600, able to communication, integrated metering type PMF-1 Energy Efficiency, Voltage, Active energy Ea Manual operating mechanism with mechanical closing, without Spring charging motor, Ready-to-close signal. switch, Auxiliary switches 2NO+2NC, without Closing coil (CC), manual operating mechanism with mechanical closing, without Remote trip alarm reset coil (RR), without 2nd shunt trip, without 1st Shunt trip | 469870 | 1 | Z\ | 1
3WA1350-5LG11-0AA0 |  | Fixed-mounted circuit breaker IEC 60947-2, frame size 3, 4-poles, N-pole left, In=5000A up to 690V AC 50/60Hz, breaking capacity H Icu=100/85kA at 500/690V, Trip unit ETU600 LSIG Hi-Z upgrade ready , colordisplay, bluetooth and USB interface, Protection LT, ST, INST, GFx, with GF highimpedance-input include N-protection, (internal N-sensor available), incl. trip alarm switch (1xCO), rear connection vertical, with internal voltage tap on upper stab of circuit breaker, with voltage tap module VTM680 and power supply of ETU600, able to communication, integrated metering type PMF-1 Energy Efficiency, Voltage, Active energy Ea Manual operating mechanism with mechanical closing, without Spring charging motor, Ready-to-close signal. switch, Auxiliary switches 2NO+2NC, without Closing coil (CC), manual operating mechanism with mechanical closing, without Remote trip alarm reset coil (RR), without 2nd shunt trip, without 1st Shunt trip | 623870 | 1 | Z\ | 1
3WA1350-5LG12-0AA0 |  | Fixed-mounted circuit breaker IEC 60947-2, frame size 3, 4-poles, N-pole left, In=5000A up to 690V AC 50/60Hz, breaking capacity H Icu=100/85kA at 500/690V, Trip unit ETU600 LSIG Hi-Z upgrade ready , colordisplay, bluetooth and USB interface, Protection LT, ST, INST, GFx, with GF highimpedance-input include N-protection, (internal N-sensor available), incl. trip alarm switch (1xCO), rear connection horizontal, with internal voltage tap on upper stab of circuit breaker, with voltage tap module VTM680 and power supply of ETU600, able to communication, integrated metering type PMF-1 Energy Efficiency, Voltage, Active energy Ea Manual operating mechanism with mechanical closing, without Spring charging motor, Ready-to-close signal. switch, Auxiliary switches 2NO+2NC, without Closing coil (CC), manual operating mechanism with mechanical closing, without Remote trip alarm reset coil (RR), without 2nd shunt trip, without 1st Shunt trip | 606870 | 1 | Z\ | 1
3WA1350-5LG21-0AA0 |  | fixed-mounted circuit breaker, IEC 60947-2, size 3, 4-pole, N pole on right, In=5000 A up to 690 V AC 50/60 Hz, breaking capacity H Icu=100/85 kA at 500/690 V, tripping unit ETU600 LSIG Hi-Z upgradeable, color display, Bluetooth, USB interface, basic protection LT, ST, INST, GFx, with GF high-impedance input, including protection of the N conductor (internal neutral point sensor available), trip alarm switch (1 x CO), connection at rear vertical, with internal voltage tap on upper stab of circuit breaker, with voltage tap module VTM680 and power supply of ETU600, able to communication, integrated metering type PMF-1 Energy Efficiency, Voltage, Active energy Ea Manual operating mechanism with mechanical closing, without Spring charging motor, Ready-to-close signal. switch, Auxiliary switches 2NO+2NC, without Closing coil (CC), manual operating mechanism with mechanical closing, without Remote trip alarm reset coil (RR), without 2nd shunt trip, without 1st Shunt trip | 623870 | 1 | Z\ | 1
3WA1350-5LG22-0AA0 |  | fixed-mounted circuit breaker, IEC 60947-2, size 3, 4-pole, N pole on right, In=5000 A up to 690 V AC 50/60 Hz, breaking capacity H Icu=100/85 kA at 500/690 V, tripping unit ETU600 LSIG Hi-Z upgradeable, color display, Bluetooth, USB interface, basic protection LT, ST, INST, GFx, with GF high-impedance input, including protection of the N conductor (internal neutral point sensor available), trip alarm switch (1 x CO), connection at rear horizontal with internal voltage tap on upper stab of circuit breaker, with voltage tap module VTM680 and power supply of ETU600, able to communication, integrated metering type PMF-1 Energy Efficiency, Voltage, Active energy Ea Manual operating mechanism with mechanical closing, without Spring charging motor, Ready-to-close signal. switch, Auxiliary switches 2NO+2NC, without Closing coil (CC), manual operating mechanism with mechanical closing, without Remote trip alarm reset coil (RR), without 2nd shunt trip, without 1st Shunt trip | 606870 | 1 | Z\ | 1
3WA1350-5LG31-0AA0 |  | Withdrawable circuit breaker with guide frame, IEC 60947-2, frame size 3, 3-poles, In=5000A up to 690V AC 50/60Hz, breaking capacity H Icu=100/85kA at 500/690V, Trip unit ETU600 LSIG Hi-Z upgrade ready , colordisplay, bluetooth and USB interface, Protection LT, ST, INST, GFx, with GF highimpedance-input N-protection required an external N-sensor, incl. trip alarm switch (1xCO), rear connection vertical, guide frame with shutter and w/o position signalling switch, with internal voltage tap on upper stab of circuit breaker, with voltage tap module VTM680 and power supply of ETU600, able to communication, integrated metering type PMF-1 Energy Efficiency, Voltage, Active energy Ea Manual operating mechanism with mechanical closing, without Spring charging motor, Ready-to-close signal. switch, Auxiliary switches 2NO+2NC, without Closing coil (CC), manual operating mechanism with mechanical closing, without Remote trip alarm reset coil (RR), without 2nd shunt trip, without 1st Shunt trip | 578870 | 1 | Z\ | 1
3WA1350-5LG32-0AA0 |  | Withdrawable circuit breaker with guide frame, IEC 60947-2, frame size 3, 3-poles, In=5000A up to 690V AC 50/60Hz, breaking capacity H Icu=100/85kA at 500/690V, Trip unit ETU600 LSIG Hi-Z upgrade ready , colordisplay, bluetooth and USB interface, Protection LT, ST, INST, GFx, with GF highimpedance-input N-protection required an external N-sensor, incl. trip alarm switch (1xCO), rear connection horizontal, guide frame with shutter and w/o position signalling switch, with internal voltage tap on upper stab of circuit breaker, with voltage tap module VTM680 and power supply of ETU600, able to communication, integrated metering type PMF-1 Energy Efficiency, Voltage, Active energy Ea Manual operating mechanism with mechanical closing, without Spring charging motor, Ready-to-close signal. switch, Auxiliary switches 2NO+2NC, without Closing coil (CC), manual operating mechanism with mechanical closing, without Remote trip alarm reset coil (RR), without 2nd shunt trip, without 1st Shunt trip | 565870 | 1 | Z\ | 1
3WA1350-5LG41-0AA0 |  | Withdrawable circuit breaker with guide frame, IEC 60947-2, frame size 3, 4-poles, N-pole left, In=5000A up to 690V AC 50/60Hz, breaking capacity H Icu=100/85kA at 500/690V, Trip unit ETU600 LSIG Hi-Z upgrade ready , colordisplay, bluetooth and USB interface, Protection LT, ST, INST, GFx, with GF highimpedance-input include N-protection, (internal N-sensor available), incl. trip alarm switch (1xCO), rear connection vertical, guide frame with shutter and w/o position signalling switch, with internal voltage tap on upper stab of circuit breaker, with voltage tap module VTM680 and power supply of ETU600, able to communication, integrated metering type PMF-1 Energy Efficiency, Voltage, Active energy Ea Manual operating mechanism with mechanical closing, without Spring charging motor, Ready-to-close signal. switch, Auxiliary switches 2NO+2NC, without Closing coil (CC), manual operating mechanism with mechanical closing, without Remote trip alarm reset coil (RR), without 2nd shunt trip, without 1st Shunt trip | 750870 | 1 | Z\ | 1
3WA1350-5LG42-0AA0 |  | Withdrawable circuit breaker with guide frame, IEC 60947-2, frame size 3, 4-poles, N-pole left, In=5000A up to 690V AC 50/60Hz, breaking capacity H Icu=100/85kA at 500/690V, Trip unit ETU600 LSIG Hi-Z upgrade ready , colordisplay, bluetooth and USB interface, Protection LT, ST, INST, GFx, with GF highimpedance-input include N-protection, (internal N-sensor available), incl. trip alarm switch (1xCO), rear connection horizontal, guide frame with shutter and w/o position signalling switch, with internal voltage tap on upper stab of circuit breaker, with voltage tap module VTM680 and power supply of ETU600, able to communication, integrated metering type PMF-1 Energy Efficiency, Voltage, Active energy Ea Manual operating mechanism with mechanical closing, without Spring charging motor, Ready-to-close signal. switch, Auxiliary switches 2NO+2NC, without Closing coil (CC), manual operating mechanism with mechanical closing, without Remote trip alarm reset coil (RR), without 2nd shunt trip, without 1st Shunt trip | 733870 | 1 | Z\ | 1
3WA1350-5ME01-0AA0 |  | Fixed-mounted circuit breaker IEC 60947-2, frame size 3, 3-poles, In=5000A up to 690V AC 50/60Hz, breaking capacity H Icu=100/85kA at 500/690V, Trip unit ETU600 LSI upgrade ready , colordisplay, bluetooth and USB interface, Protection LT, ST, INST, N-protection required an external N-sensor, incl. trip alarm switch (1xCO), rear connection vertical, with internal voltage tap on upper stab of circuit breaker, with voltage tap module VTM680 and power supply of ETU600, able to communication, integrated metering type PMF-2 Basic Power Monitoring, Voltage, Energy, Power, Power factor, Frequency, Unbalance, Temperature, Manual operating mechanism with mechanical closing, without Spring charging motor, Ready-to-close signal. switch, Auxiliary switches 2NO+2NC, without Closing coil (CC), manual operating mechanism with mechanical closing, without Remote trip alarm reset coil (RR), without 2nd shunt trip, without 1st Shunt trip | 459700 | 1 | Z\ | 1
3WA1350-5ME02-0AA0 |  | Fixed-mounted circuit breaker IEC 60947-2, frame size 3, 3-poles, In=5000A up to 690V AC 50/60Hz, breaking capacity H Icu=100/85kA at 500/690V, Trip unit ETU600 LSI upgrade ready , colordisplay, bluetooth and USB interface, Protection LT, ST, INST, N-protection required an external N-sensor, incl. trip alarm switch (1xCO), rear connection horizontal, with internal voltage tap on upper stab of circuit breaker, with voltage tap module VTM680 and power supply of ETU600, able to communication, integrated metering type PMF-2 Basic Power Monitoring, Voltage, Energy, Power, Power factor, Frequency, Unbalance, Temperature, Manual operating mechanism with mechanical closing, without Spring charging motor, Ready-to-close signal. switch, Auxiliary switches 2NO+2NC, without Closing coil (CC), manual operating mechanism with mechanical closing, without Remote trip alarm reset coil (RR), without 2nd shunt trip, without 1st Shunt trip | 446700 | 1 | Z\ | 1
3WA1350-5ME11-0AA0 |  | Fixed-mounted circuit breaker IEC 60947-2, frame size 3, 4-poles, N-pole left, In=5000A up to 690V AC 50/60Hz, breaking capacity H Icu=100/85kA at 500/690V, Trip unit ETU600 LSI upgrade ready , colordisplay, bluetooth and USB interface, Protection LT, ST, INST, include N-protection, (internal N-sensor available), incl. trip alarm switch (1xCO), rear connection vertical, with internal voltage tap on upper stab of circuit breaker, with voltage tap module VTM680 and power supply of ETU600, able to communication, integrated metering type PMF-2 Basic Power Monitoring, Voltage, Energy, Power, Power factor, Frequency, Unbalance, Temperature, Manual operating mechanism with mechanical closing, without Spring charging motor, Ready-to-close signal. switch, Auxiliary switches 2NO+2NC, without Closing coil (CC), manual operating mechanism with mechanical closing, without Remote trip alarm reset coil (RR), without 2nd shunt trip, without 1st Shunt trip | 600700 | 1 | Z\ | 1
3WA1350-5ME12-0AA0 |  | Fixed-mounted circuit breaker IEC 60947-2, frame size 3, 4-poles, N-pole left, In=5000A up to 690V AC 50/60Hz, breaking capacity H Icu=100/85kA at 500/690V, Trip unit ETU600 LSI upgrade ready , colordisplay, bluetooth and USB interface, Protection LT, ST, INST, include N-protection, (internal N-sensor available), incl. trip alarm switch (1xCO), rear connection horizontal, with internal voltage tap on upper stab of circuit breaker, with voltage tap module VTM680 and power supply of ETU600, able to communication, integrated metering type PMF-2 Basic Power Monitoring, Voltage, Energy, Power, Power factor, Frequency, Unbalance, Temperature, Manual operating mechanism with mechanical closing, without Spring charging motor, Ready-to-close signal. switch, Auxiliary switches 2NO+2NC, without Closing coil (CC), manual operating mechanism with mechanical closing, without Remote trip alarm reset coil (RR), without 2nd shunt trip, without 1st Shunt trip | 583700 | 1 | Z\ | 1
3WA1350-5ME21-0AA0 |  | fixed-mounted circuit breaker, IEC 60947-2, size 3, 4-pole, N pole on right, In=5000 A up to 690 V AC 50/60 Hz, breaking capacity H Icu=100/85 kA at 500/690 V, tripping unit ETU600 LSI upgradeable, color display, Bluetooth, USB interface, basic protection LT, ST, INST, including protection of the N conductor (internal neutral point sensor available), trip alarm switch (1 x CO), connection at rear vertical, with internal voltage tap on upper stab of circuit breaker, with voltage tap module VTM680 and power supply of ETU600, able to communication, integrated metering type PMF-2 Basic Power Monitoring, Voltage, Energy, Power, Power factor, Frequency, Unbalance, Temperature, Manual operating mechanism with mechanical closing, without Spring charging motor, Ready-to-close signal. switch, Auxiliary switches 2NO+2NC, without Closing coil (CC), manual operating mechanism with mechanical closing, without Remote trip alarm reset coil (RR), without 2nd shunt trip, without 1st Shunt trip | 600700 | 1 | Z\ | 1
3WA1350-5ME22-0AA0 |  | fixed-mounted circuit breaker, IEC 60947-2, size 3, 4-pole, N pole on right, In=5000 A up to 690 V AC 50/60 Hz, breaking capacity H Icu=100/85 kA at 500/690 V, tripping unit ETU600 LSI upgradeable, color display, Bluetooth, USB interface, basic protection LT, ST, INST, including protection of the N conductor (internal neutral point sensor available), trip alarm switch (1 x CO), connection at rear horizontal with internal voltage tap on upper stab of circuit breaker, with voltage tap module VTM680 and power supply of ETU600, able to communication, integrated metering type PMF-2 Basic Power Monitoring, Voltage, Energy, Power, Power factor, Frequency, Unbalance, Temperature, Manual operating mechanism with mechanical closing, without Spring charging motor, Ready-to-close signal. switch, Auxiliary switches 2NO+2NC, without Closing coil (CC), manual operating mechanism with mechanical closing, without Remote trip alarm reset coil (RR), without 2nd shunt trip, without 1st Shunt trip | 583700 | 1 | Z\ | 1
3WA1350-5ME31-0AA0 |  | Withdrawable circuit breaker with guide frame, IEC 60947-2, frame size 3, 3-poles, In=5000A up to 690V AC 50/60Hz, breaking capacity H Icu=100/85kA at 500/690V, Trip unit ETU600 LSI upgrade ready , colordisplay, bluetooth and USB interface, Protection LT, ST, INST, N-protection required an external N-sensor, incl. trip alarm switch (1xCO), rear connection vertical, guide frame with shutter and w/o position signalling switch, with internal voltage tap on upper stab of circuit breaker, with voltage tap module VTM680 and power supply of ETU600, able to communication, integrated metering type PMF-2 Basic Power Monitoring, Voltage, Energy, Power, Power factor, Frequency, Unbalance, Temperature, Manual operating mechanism with mechanical closing, without Spring charging motor, Ready-to-close signal. switch, Auxiliary switches 2NO+2NC, without Closing coil (CC), manual operating mechanism with mechanical closing, without Remote trip alarm reset coil (RR), without 2nd shunt trip, without 1st Shunt trip | 555700 | 1 | Z\ | 1
3WA1350-5ME32-0AA0 |  | Withdrawable circuit breaker with guide frame, IEC 60947-2, frame size 3, 3-poles, In=5000A up to 690V AC 50/60Hz, breaking capacity H Icu=100/85kA at 500/690V, Trip unit ETU600 LSI upgrade ready , colordisplay, bluetooth and USB interface, Protection LT, ST, INST, N-protection required an external N-sensor, incl. trip alarm switch (1xCO), rear connection horizontal, guide frame with shutter and w/o position signalling switch, with internal voltage tap on upper stab of circuit breaker, with voltage tap module VTM680 and power supply of ETU600, able to communication, integrated metering type PMF-2 Basic Power Monitoring, Voltage, Energy, Power, Power factor, Frequency, Unbalance, Temperature, Manual operating mechanism with mechanical closing, without Spring charging motor, Ready-to-close signal. switch, Auxiliary switches 2NO+2NC, without Closing coil (CC), manual operating mechanism with mechanical closing, without Remote trip alarm reset coil (RR), without 2nd shunt trip, without 1st Shunt trip | 542700 | 1 | Z\ | 1
3WA1350-5ME41-0AA0 |  | Withdrawable circuit breaker with guide frame, IEC 60947-2, frame size 3, 4-poles, N-pole left, In=5000A up to 690V AC 50/60Hz, breaking capacity H Icu=100/85kA at 500/690V, Trip unit ETU600 LSI upgrade ready , colordisplay, bluetooth and USB interface, Protection LT, ST, INST, include N-protection, (internal N-sensor available), incl. trip alarm switch (1xCO), rear connection vertical, guide frame with shutter and w/o position signalling switch, with internal voltage tap on upper stab of circuit breaker, with voltage tap module VTM680 and power supply of ETU600, able to communication, integrated metering type PMF-2 Basic Power Monitoring, Voltage, Energy, Power, Power factor, Frequency, Unbalance, Temperature, Manual operating mechanism with mechanical closing, without Spring charging motor, Ready-to-close signal. switch, Auxiliary switches 2NO+2NC, without Closing coil (CC), manual operating mechanism with mechanical closing, without Remote trip alarm reset coil (RR), without 2nd shunt trip, without 1st Shunt trip | 727700 | 1 | Z\ | 1
3WA1350-5ME42-0AA0 |  | Withdrawable circuit breaker with guide frame, IEC 60947-2, frame size 3, 4-poles, N-pole left, In=5000A up to 690V AC 50/60Hz, breaking capacity H Icu=100/85kA at 500/690V, Trip unit ETU600 LSI upgrade ready , colordisplay, bluetooth and USB interface, Protection LT, ST, INST, include N-protection, (internal N-sensor available), incl. trip alarm switch (1xCO), rear connection horizontal, guide frame with shutter and w/o position signalling switch, with internal voltage tap on upper stab of circuit breaker, with voltage tap module VTM680 and power supply of ETU600, able to communication, integrated metering type PMF-2 Basic Power Monitoring, Voltage, Energy, Power, Power factor, Frequency, Unbalance, Temperature, Manual operating mechanism with mechanical closing, without Spring charging motor, Ready-to-close signal. switch, Auxiliary switches 2NO+2NC, without Closing coil (CC), manual operating mechanism with mechanical closing, without Remote trip alarm reset coil (RR), without 2nd shunt trip, without 1st Shunt trip | 710700 | 1 | Z\ | 1
3WA1350-5MF01-0AA0 |  | Fixed-mounted circuit breaker IEC 60947-2, frame size 3, 3-poles, In=5000A up to 690V AC 50/60Hz, breaking capacity H Icu=100/85kA at 500/690V, Trip unit ETU600 LSIG upgrade ready , colordisplay, bluetooth and USB interface, Protection LT, ST, INST, GFx, N-protection required an external N-sensor, incl. trip alarm switch (1xCO), rear connection vertical, with internal voltage tap on upper stab of circuit breaker, with voltage tap module VTM680 and power supply of ETU600, able to communication, integrated metering type PMF-2 Basic Power Monitoring, Voltage, Energy, Power, Power factor, Frequency, Unbalance, Temperature, Manual operating mechanism with mechanical closing, without Spring charging motor, Ready-to-close signal. switch, Auxiliary switches 2NO+2NC, without Closing coil (CC), manual operating mechanism with mechanical closing, without Remote trip alarm reset coil (RR), without 2nd shunt trip, without 1st Shunt trip | 470700 | 1 | Z\ | 1
3WA1350-5MF02-0AA0 |  | Fixed-mounted circuit breaker IEC 60947-2, frame size 3, 3-poles, In=5000A up to 690V AC 50/60Hz, breaking capacity H Icu=100/85kA at 500/690V, Trip unit ETU600 LSIG upgrade ready , colordisplay, bluetooth and USB interface, Protection LT, ST, INST, GFx, N-protection required an external N-sensor, incl. trip alarm switch (1xCO), rear connection horizontal, with internal voltage tap on upper stab of circuit breaker, with voltage tap module VTM680 and power supply of ETU600, able to communication, integrated metering type PMF-2 Basic Power Monitoring, Voltage, Energy, Power, Power factor, Frequency, Unbalance, Temperature, Manual operating mechanism with mechanical closing, without Spring charging motor, Ready-to-close signal. switch, Auxiliary switches 2NO+2NC, without Closing coil (CC), manual operating mechanism with mechanical closing, without Remote trip alarm reset coil (RR), without 2nd shunt trip, without 1st Shunt trip | 457700 | 1 | Z\ | 1
3WA1350-5MF11-0AA0 |  | Fixed-mounted circuit breaker IEC 60947-2, frame size 3, 4-poles, N-pole left, In=5000A up to 690V AC 50/60Hz, breaking capacity H Icu=100/85kA at 500/690V, Trip unit ETU600 LSIG upgrade ready , colordisplay, bluetooth and USB interface, Protection LT, ST, INST, GFx, include N-protection, (internal N-sensor available), incl. trip alarm switch (1xCO), rear connection vertical, with internal voltage tap on upper stab of circuit breaker, with voltage tap module VTM680 and power supply of ETU600, able to communication, integrated metering type PMF-2 Basic Power Monitoring, Voltage, Energy, Power, Power factor, Frequency, Unbalance, Temperature, Manual operating mechanism with mechanical closing, without Spring charging motor, Ready-to-close signal. switch, Auxiliary switches 2NO+2NC, without Closing coil (CC), manual operating mechanism with mechanical closing, without Remote trip alarm reset coil (RR), without 2nd shunt trip, without 1st Shunt trip | 611700 | 1 | Z\ | 1
3WA1350-5MF12-0AA0 |  | Fixed-mounted circuit breaker IEC 60947-2, frame size 3, 4-poles, N-pole left, In=5000A up to 690V AC 50/60Hz, breaking capacity H Icu=100/85kA at 500/690V, Trip unit ETU600 LSIG upgrade ready , colordisplay, bluetooth and USB interface, Protection LT, ST, INST, GFx, include N-protection, (internal N-sensor available), incl. trip alarm switch (1xCO), rear connection horizontal, with internal voltage tap on upper stab of circuit breaker, with voltage tap module VTM680 and power supply of ETU600, able to communication, integrated metering type PMF-2 Basic Power Monitoring, Voltage, Energy, Power, Power factor, Frequency, Unbalance, Temperature, Manual operating mechanism with mechanical closing, without Spring charging motor, Ready-to-close signal. switch, Auxiliary switches 2NO+2NC, without Closing coil (CC), manual operating mechanism with mechanical closing, without Remote trip alarm reset coil (RR), without 2nd shunt trip, without 1st Shunt trip | 594700 | 1 | Z\ | 1
3WA1350-5MF21-0AA0 |  | fixed-mounted circuit breaker, IEC 60947-2, size 3, 4-pole, N pole on right, In=5000 A up to 690 V AC 50/60 Hz, breaking capacity H Icu=100/85 kA at 500/690 V, tripping unit ETU600 LSIG upgradeable, color display, Bluetooth, USB interface, basic protection LT, ST, INST, GFx, including protection of the N conductor (internal neutral point sensor available), trip alarm switch (1 x CO), connection at rear vertical, with internal voltage tap on upper stab of circuit breaker, with voltage tap module VTM680 and power supply of ETU600, able to communication, integrated metering type PMF-2 Basic Power Monitoring, Voltage, Energy, Power, Power factor, Frequency, Unbalance, Temperature, Manual operating mechanism with mechanical closing, without Spring charging motor, Ready-to-close signal. switch, Auxiliary switches 2NO+2NC, without Closing coil (CC), manual operating mechanism with mechanical closing, without Remote trip alarm reset coil (RR), without 2nd shunt trip, without 1st Shunt trip | 611700 | 1 | Z\ | 1
3WA1350-5MF22-0AA0 |  | fixed-mounted circuit breaker, IEC 60947-2, size 3, 4-pole, N pole on right, In=5000 A up to 690 V AC 50/60 Hz, breaking capacity H Icu=100/85 kA at 500/690 V, tripping unit ETU600 LSIG upgradeable, color display, Bluetooth, USB interface, basic protection LT, ST, INST, GFx, including protection of the N conductor (internal neutral point sensor available), trip alarm switch (1 x CO), connection at rear horizontal with internal voltage tap on upper stab of circuit breaker, with voltage tap module VTM680 and power supply of ETU600, able to communication, integrated metering type PMF-2 Basic Power Monitoring, Voltage, Energy, Power, Power factor, Frequency, Unbalance, Temperature, Manual operating mechanism with mechanical closing, without Spring charging motor, Ready-to-close signal. switch, Auxiliary switches 2NO+2NC, without Closing coil (CC), manual operating mechanism with mechanical closing, without Remote trip alarm reset coil (RR), without 2nd shunt trip, without 1st Shunt trip | 594700 | 1 | Z\ | 1
3WA1350-5MF31-0AA0 |  | Withdrawable circuit breaker with guide frame, IEC 60947-2, frame size 3, 3-poles, In=5000A up to 690V AC 50/60Hz, breaking capacity H Icu=100/85kA at 500/690V, Trip unit ETU600 LSIG upgrade ready , colordisplay, bluetooth and USB interface, Protection LT, ST, INST, GFx, N-protection required an external N-sensor, incl. trip alarm switch (1xCO), rear connection vertical, guide frame with shutter and w/o position signalling switch, with internal voltage tap on upper stab of circuit breaker, with voltage tap module VTM680 and power supply of ETU600, able to communication, integrated metering type PMF-2 Basic Power Monitoring, Voltage, Energy, Power, Power factor, Frequency, Unbalance, Temperature, Manual operating mechanism with mechanical closing, without Spring charging motor, Ready-to-close signal. switch, Auxiliary switches 2NO+2NC, without Closing coil (CC), manual operating mechanism with mechanical closing, without Remote trip alarm reset coil (RR), without 2nd shunt trip, without 1st Shunt trip | 566700 | 1 | Z\ | 1
3WA1350-5MF32-0AA0 |  | Withdrawable circuit breaker with guide frame, IEC 60947-2, frame size 3, 3-poles, In=5000A up to 690V AC 50/60Hz, breaking capacity H Icu=100/85kA at 500/690V, Trip unit ETU600 LSIG upgrade ready , colordisplay, bluetooth and USB interface, Protection LT, ST, INST, GFx, N-protection required an external N-sensor, incl. trip alarm switch (1xCO), rear connection horizontal, guide frame with shutter and w/o position signalling switch, with internal voltage tap on upper stab of circuit breaker, with voltage tap module VTM680 and power supply of ETU600, able to communication, integrated metering type PMF-2 Basic Power Monitoring, Voltage, Energy, Power, Power factor, Frequency, Unbalance, Temperature, Manual operating mechanism with mechanical closing, without Spring charging motor, Ready-to-close signal. switch, Auxiliary switches 2NO+2NC, without Closing coil (CC), manual operating mechanism with mechanical closing, without Remote trip alarm reset coil (RR), without 2nd shunt trip, without 1st Shunt trip | 553700 | 1 | Z\ | 1
3WA1350-5MF41-0AA0 |  | Withdrawable circuit breaker with guide frame, IEC 60947-2, frame size 3, 4-poles, N-pole left, In=5000A up to 690V AC 50/60Hz, breaking capacity H Icu=100/85kA at 500/690V, Trip unit ETU600 LSIG upgrade ready , colordisplay, bluetooth and USB interface, Protection LT, ST, INST, GFx, include N-protection, (internal N-sensor available), incl. trip alarm switch (1xCO), rear connection vertical, guide frame with shutter and w/o position signalling switch, with internal voltage tap on upper stab of circuit breaker, with voltage tap module VTM680 and power supply of ETU600, able to communication, integrated metering type PMF-2 Basic Power Monitoring, Voltage, Energy, Power, Power factor, Frequency, Unbalance, Temperature, Manual operating mechanism with mechanical closing, without Spring charging motor, Ready-to-close signal. switch, Auxiliary switches 2NO+2NC, without Closing coil (CC), manual operating mechanism with mechanical closing, without Remote trip alarm reset coil (RR), without 2nd shunt trip, without 1st Shunt trip | 738700 | 1 | Z\ | 1
3WA1350-5MF42-0AA0 |  | Withdrawable circuit breaker with guide frame, IEC 60947-2, frame size 3, 4-poles, N-pole left, In=5000A up to 690V AC 50/60Hz, breaking capacity H Icu=100/85kA at 500/690V, Trip unit ETU600 LSIG upgrade ready , colordisplay, bluetooth and USB interface, Protection LT, ST, INST, GFx, include N-protection, (internal N-sensor available), incl. trip alarm switch (1xCO), rear connection horizontal, guide frame with shutter and w/o position signalling switch, with internal voltage tap on upper stab of circuit breaker, with voltage tap module VTM680 and power supply of ETU600, able to communication, integrated metering type PMF-2 Basic Power Monitoring, Voltage, Energy, Power, Power factor, Frequency, Unbalance, Temperature, Manual operating mechanism with mechanical closing, without Spring charging motor, Ready-to-close signal. switch, Auxiliary switches 2NO+2NC, without Closing coil (CC), manual operating mechanism with mechanical closing, without Remote trip alarm reset coil (RR), without 2nd shunt trip, without 1st Shunt trip | 721700 | 1 | Z\ | 1
3WA1350-5MG01-0AA0 |  | Fixed-mounted circuit breaker IEC 60947-2, frame size 3, 3-poles, In=5000A up to 690V AC 50/60Hz, breaking capacity H Icu=100/85kA at 500/690V, Trip unit ETU600 LSIG Hi-Z upgrade ready , colordisplay, bluetooth and USB interface, Protection LT, ST, INST, GFx, with GF highimpedance-input N-protection required an external N-sensor, incl. trip alarm switch (1xCO), rear connection vertical, with internal voltage tap on upper stab of circuit breaker, with voltage tap module VTM680 and power supply of ETU600, able to communication, integrated metering type PMF-2 Basic Power Monitoring, Voltage, Energy, Power, Power factor, Frequency, Unbalance, Temperature, Manual operating mechanism with mechanical closing, without Spring charging motor, Ready-to-close signal. switch, Auxiliary switches 2NO+2NC, without Closing coil (CC), manual operating mechanism with mechanical closing, without Remote trip alarm reset coil (RR), without 2nd shunt trip, without 1st Shunt trip | 491700 | 1 | Z\ | 1
3WA1350-5MG02-0AA0 |  | Fixed-mounted circuit breaker IEC 60947-2, frame size 3, 3-poles, In=5000A up to 690V AC 50/60Hz, breaking capacity H Icu=100/85kA at 500/690V, Trip unit ETU600 LSIG Hi-Z upgrade ready , colordisplay, bluetooth and USB interface, Protection LT, ST, INST, GFx, with GF highimpedance-input N-protection required an external N-sensor, incl. trip alarm switch (1xCO), rear connection horizontal, with internal voltage tap on upper stab of circuit breaker, with voltage tap module VTM680 and power supply of ETU600, able to communication, integrated metering type PMF-2 Basic Power Monitoring, Voltage, Energy, Power, Power factor, Frequency, Unbalance, Temperature, Manual operating mechanism with mechanical closing, without Spring charging motor, Ready-to-close signal. switch, Auxiliary switches 2NO+2NC, without Closing coil (CC), manual operating mechanism with mechanical closing, without Remote trip alarm reset coil (RR), without 2nd shunt trip, without 1st Shunt trip | 478700 | 1 | Z\ | 1
3WA1350-5MG11-0AA0 |  | Fixed-mounted circuit breaker IEC 60947-2, frame size 3, 4-poles, N-pole left, In=5000A up to 690V AC 50/60Hz, breaking capacity H Icu=100/85kA at 500/690V, Trip unit ETU600 LSIG Hi-Z upgrade ready , colordisplay, bluetooth and USB interface, Protection LT, ST, INST, GFx, with GF highimpedance-input include N-protection, (internal N-sensor available), incl. trip alarm switch (1xCO), rear connection vertical, with internal voltage tap on upper stab of circuit breaker, with voltage tap module VTM680 and power supply of ETU600, able to communication, integrated metering type PMF-2 Basic Power Monitoring, Voltage, Energy, Power, Power factor, Frequency, Unbalance, Temperature, Manual operating mechanism with mechanical closing, without Spring charging motor, Ready-to-close signal. switch, Auxiliary switches 2NO+2NC, without Closing coil (CC), manual operating mechanism with mechanical closing, without Remote trip alarm reset coil (RR), without 2nd shunt trip, without 1st Shunt trip | 632700 | 1 | Z\ | 1
3WA1350-5MG12-0AA0 |  | Fixed-mounted circuit breaker IEC 60947-2, frame size 3, 4-poles, N-pole left, In=5000A up to 690V AC 50/60Hz, breaking capacity H Icu=100/85kA at 500/690V, Trip unit ETU600 LSIG Hi-Z upgrade ready , colordisplay, bluetooth and USB interface, Protection LT, ST, INST, GFx, with GF highimpedance-input include N-protection, (internal N-sensor available), incl. trip alarm switch (1xCO), rear connection horizontal, with internal voltage tap on upper stab of circuit breaker, with voltage tap module VTM680 and power supply of ETU600, able to communication, integrated metering type PMF-2 Basic Power Monitoring, Voltage, Energy, Power, Power factor, Frequency, Unbalance, Temperature, Manual operating mechanism with mechanical closing, without Spring charging motor, Ready-to-close signal. switch, Auxiliary switches 2NO+2NC, without Closing coil (CC), manual operating mechanism with mechanical closing, without Remote trip alarm reset coil (RR), without 2nd shunt trip, without 1st Shunt trip | 615700 | 1 | Z\ | 1
3WA1350-5MG21-0AA0 |  | fixed-mounted circuit breaker, IEC 60947-2, size 3, 4-pole, N pole on right, In=5000 A up to 690 V AC 50/60 Hz, breaking capacity H Icu=100/85 kA at 500/690 V, tripping unit ETU600 LSIG Hi-Z upgradeable, color display, Bluetooth, USB interface, basic protection LT, ST, INST, GFx, with GF high-impedance input, including protection of the N conductor (internal neutral point sensor available), trip alarm switch (1 x CO), connection at rear vertical, with internal voltage tap on upper stab of circuit breaker, with voltage tap module VTM680 and power supply of ETU600, able to communication, integrated metering type PMF-2 Basic Power Monitoring, Voltage, Energy, Power, Power factor, Frequency, Unbalance, Temperature, Manual operating mechanism with mechanical closing, without Spring charging motor, Ready-to-close signal. switch, Auxiliary switches 2NO+2NC, without Closing coil (CC), manual operating mechanism with mechanical closing, without Remote trip alarm reset coil (RR), without 2nd shunt trip, without 1st Shunt trip | 632700 | 1 | Z\ | 1
3WA1350-5MG22-0AA0 |  | fixed-mounted circuit breaker, IEC 60947-2, size 3, 4-pole, N pole on right, In=5000 A up to 690 V AC 50/60 Hz, breaking capacity H Icu=100/85 kA at 500/690 V, tripping unit ETU600 LSIG Hi-Z upgradeable, color display, Bluetooth, USB interface, basic protection LT, ST, INST, GFx, with GF high-impedance input, including protection of the N conductor (internal neutral point sensor available), trip alarm switch (1 x CO), connection at rear horizontal with internal voltage tap on upper stab of circuit breaker, with voltage tap module VTM680 and power supply of ETU600, able to communication, integrated metering type PMF-2 Basic Power Monitoring, Voltage, Energy, Power, Power factor, Frequency, Unbalance, Temperature, Manual operating mechanism with mechanical closing, without Spring charging motor, Ready-to-close signal. switch, Auxiliary switches 2NO+2NC, without Closing coil (CC), manual operating mechanism with mechanical closing, without Remote trip alarm reset coil (RR), without 2nd shunt trip, without 1st Shunt trip | 615700 | 1 | Z\ | 1
3WA1350-5MG31-0AA0 |  | Withdrawable circuit breaker with guide frame, IEC 60947-2, frame size 3, 3-poles, In=5000A up to 690V AC 50/60Hz, breaking capacity H Icu=100/85kA at 500/690V, Trip unit ETU600 LSIG Hi-Z upgrade ready , colordisplay, bluetooth and USB interface, Protection LT, ST, INST, GFx, with GF highimpedance-input N-protection required an external N-sensor, incl. trip alarm switch (1xCO), rear connection vertical, guide frame with shutter and w/o position signalling switch, with internal voltage tap on upper stab of circuit breaker, with voltage tap module VTM680 and power supply of ETU600, able to communication, integrated metering type PMF-2 Basic Power Monitoring, Voltage, Energy, Power, Power factor, Frequency, Unbalance, Temperature, Manual operating mechanism with mechanical closing, without Spring charging motor, Ready-to-close signal. switch, Auxiliary switches 2NO+2NC, without Closing coil (CC), manual operating mechanism with mechanical closing, without Remote trip alarm reset coil (RR), without 2nd shunt trip, without 1st Shunt trip | 587700 | 1 | Z\ | 1
3WA1350-5MG32-0AA0 |  | Withdrawable circuit breaker with guide frame, IEC 60947-2, frame size 3, 3-poles, In=5000A up to 690V AC 50/60Hz, breaking capacity H Icu=100/85kA at 500/690V, Trip unit ETU600 LSIG Hi-Z upgrade ready , colordisplay, bluetooth and USB interface, Protection LT, ST, INST, GFx, with GF highimpedance-input N-protection required an external N-sensor, incl. trip alarm switch (1xCO), rear connection horizontal, guide frame with shutter and w/o position signalling switch, with internal voltage tap on upper stab of circuit breaker, with voltage tap module VTM680 and power supply of ETU600, able to communication, integrated metering type PMF-2 Basic Power Monitoring, Voltage, Energy, Power, Power factor, Frequency, Unbalance, Temperature, Manual operating mechanism with mechanical closing, without Spring charging motor, Ready-to-close signal. switch, Auxiliary switches 2NO+2NC, without Closing coil (CC), manual operating mechanism with mechanical closing, without Remote trip alarm reset coil (RR), without 2nd shunt trip, without 1st Shunt trip | 574700 | 1 | Z\ | 1
3WA1350-5MG41-0AA0 |  | Withdrawable circuit breaker with guide frame, IEC 60947-2, frame size 3, 4-poles, N-pole left, In=5000A up to 690V AC 50/60Hz, breaking capacity H Icu=100/85kA at 500/690V, Trip unit ETU600 LSIG Hi-Z upgrade ready , colordisplay, bluetooth and USB interface, Protection LT, ST, INST, GFx, with GF highimpedance-input include N-protection, (internal N-sensor available), incl. trip alarm switch (1xCO), rear connection vertical, guide frame with shutter and w/o position signalling switch, with internal voltage tap on upper stab of circuit breaker, with voltage tap module VTM680 and power supply of ETU600, able to communication, integrated metering type PMF-2 Basic Power Monitoring, Voltage, Energy, Power, Power factor, Frequency, Unbalance, Temperature, Manual operating mechanism with mechanical closing, without Spring charging motor, Ready-to-close signal. switch, Auxiliary switches 2NO+2NC, without Closing coil (CC), manual operating mechanism with mechanical closing, without Remote trip alarm reset coil (RR), without 2nd shunt trip, without 1st Shunt trip | 759700 | 1 | Z\ | 1
3WA1350-5MG42-0AA0 |  | Withdrawable circuit breaker with guide frame, IEC 60947-2, frame size 3, 4-poles, N-pole left, In=5000A up to 690V AC 50/60Hz, breaking capacity H Icu=100/85kA at 500/690V, Trip unit ETU600 LSIG Hi-Z upgrade ready , colordisplay, bluetooth and USB interface, Protection LT, ST, INST, GFx, with GF highimpedance-input include N-protection, (internal N-sensor available), incl. trip alarm switch (1xCO), rear connection horizontal, guide frame with shutter and w/o position signalling switch, with internal voltage tap on upper stab of circuit breaker, with voltage tap module VTM680 and power supply of ETU600, able to communication, integrated metering type PMF-2 Basic Power Monitoring, Voltage, Energy, Power, Power factor, Frequency, Unbalance, Temperature, Manual operating mechanism with mechanical closing, without Spring charging motor, Ready-to-close signal. switch, Auxiliary switches 2NO+2NC, without Closing coil (CC), manual operating mechanism with mechanical closing, without Remote trip alarm reset coil (RR), without 2nd shunt trip, without 1st Shunt trip | 742700 | 1 | Z\ | 1
3WA1350-5NE01-0AA0 |  | Fixed-mounted circuit breaker IEC 60947-2, frame size 3, 3-poles, In=5000A up to 690V AC 50/60Hz, breaking capacity H Icu=100/85kA at 500/690V, Trip unit ETU600 LSI upgrade ready , colordisplay, bluetooth and USB interface, Protection LT, ST, INST, N-protection required an external N-sensor, incl. trip alarm switch (1xCO), rear connection vertical, with internal voltage tap on upper stab of circuit breaker, with voltage tap module VTM680 and power supply of ETU600, able to communication, integrated metering type PMF-3 Advanced Power Monitor., Voltage, Energy, Power, Power factor, Frequency, Unbalance, Temperature, Power quality, Manual operating mechanism with mechanical closing, without Spring charging motor, Ready-to-close signal. switch, Auxiliary switches 2NO+2NC, without Closing coil (CC), manual operating mechanism with mechanical closing, without Remote trip alarm reset coil (RR), without 2nd shunt trip, without 1st Shunt trip | 466100 | 1 | Z\ | 1
3WA1350-5NE02-0AA0 |  | Fixed-mounted circuit breaker IEC 60947-2, frame size 3, 3-poles, In=5000A up to 690V AC 50/60Hz, breaking capacity H Icu=100/85kA at 500/690V, Trip unit ETU600 LSI upgrade ready , colordisplay, bluetooth and USB interface, Protection LT, ST, INST, N-protection required an external N-sensor, incl. trip alarm switch (1xCO), rear connection horizontal, with internal voltage tap on upper stab of circuit breaker, with voltage tap module VTM680 and power supply of ETU600, able to communication, integrated metering type PMF-3 Advanced Power Monitor., Voltage, Energy, Power, Power factor, Frequency, Unbalance, Temperature, Power quality, Manual operating mechanism with mechanical closing, without Spring charging motor, Ready-to-close signal. switch, Auxiliary switches 2NO+2NC, without Closing coil (CC), manual operating mechanism with mechanical closing, without Remote trip alarm reset coil (RR), without 2nd shunt trip, without 1st Shunt trip | 453100 | 1 | Z\ | 1
3WA1350-5NE11-0AA0 |  | Fixed-mounted circuit breaker IEC 60947-2, frame size 3, 4-poles, N-pole left, In=5000A up to 690V AC 50/60Hz, breaking capacity H Icu=100/85kA at 500/690V, Trip unit ETU600 LSI upgrade ready , colordisplay, bluetooth and USB interface, Protection LT, ST, INST, include N-protection, (internal N-sensor available), incl. trip alarm switch (1xCO), rear connection vertical, with internal voltage tap on upper stab of circuit breaker, with voltage tap module VTM680 and power supply of ETU600, able to communication, integrated metering type PMF-3 Advanced Power Monitor., Voltage, Energy, Power, Power factor, Frequency, Unbalance, Temperature, Power quality, Manual operating mechanism with mechanical closing, without Spring charging motor, Ready-to-close signal. switch, Auxiliary switches 2NO+2NC, without Closing coil (CC), manual operating mechanism with mechanical closing, without Remote trip alarm reset coil (RR), without 2nd shunt trip, without 1st Shunt trip | 607100 | 1 | Z\ | 1
3WA1350-5NE12-0AA0 |  | Fixed-mounted circuit breaker IEC 60947-2, frame size 3, 4-poles, N-pole left, In=5000A up to 690V AC 50/60Hz, breaking capacity H Icu=100/85kA at 500/690V, Trip unit ETU600 LSI upgrade ready , colordisplay, bluetooth and USB interface, Protection LT, ST, INST, include N-protection, (internal N-sensor available), incl. trip alarm switch (1xCO), rear connection horizontal, with internal voltage tap on upper stab of circuit breaker, with voltage tap module VTM680 and power supply of ETU600, able to communication, integrated metering type PMF-3 Advanced Power Monitor., Voltage, Energy, Power, Power factor, Frequency, Unbalance, Temperature, Power quality, Manual operating mechanism with mechanical closing, without Spring charging motor, Ready-to-close signal. switch, Auxiliary switches 2NO+2NC, without Closing coil (CC), manual operating mechanism with mechanical closing, without Remote trip alarm reset coil (RR), without 2nd shunt trip, without 1st Shunt trip | 590100 | 1 | Z\ | 1
3WA1350-5NE21-0AA0 |  | fixed-mounted circuit breaker, IEC 60947-2, size 3, 4-pole, N pole on right, In=5000 A up to 690 V AC 50/60 Hz, breaking capacity H Icu=100/85 kA at 500/690 V, tripping unit ETU600 LSI upgradeable, color display, Bluetooth, USB interface, basic protection LT, ST, INST, including protection of the N conductor (internal neutral point sensor available), trip alarm switch (1 x CO), connection at rear vertical, with internal voltage tap on upper stab of circuit breaker, with voltage tap module VTM680 and power supply of ETU600, able to communication, integrated metering type PMF-3 Advanced Power Monitor., Voltage, Energy, Power, Power factor, Frequency, Unbalance, Temperature, Power quality, Manual operating mechanism with mechanical closing, without Spring charging motor, Ready-to-close signal. switch, Auxiliary switches 2NO+2NC, without Closing coil (CC), manual operating mechanism with mechanical closing, without Remote trip alarm reset coil (RR), without 2nd shunt trip, without 1st Shunt trip | 607100 | 1 | Z\ | 1
3WA1350-5NE22-0AA0 |  | fixed-mounted circuit breaker, IEC 60947-2, size 3, 4-pole, N pole on right, In=5000 A up to 690 V AC 50/60 Hz, breaking capacity H Icu=100/85 kA at 500/690 V, tripping unit ETU600 LSI upgradeable, color display, Bluetooth, USB interface, basic protection LT, ST, INST, including protection of the N conductor (internal neutral point sensor available), trip alarm switch (1 x CO), connection at rear horizontal with internal voltage tap on upper stab of circuit breaker, with voltage tap module VTM680 and power supply of ETU600, able to communication, integrated metering type PMF-3 Advanced Power Monitor., Voltage, Energy, Power, Power factor, Frequency, Unbalance, Temperature, Power quality, Manual operating mechanism with mechanical closing, without Spring charging motor, Ready-to-close signal. switch, Auxiliary switches 2NO+2NC, without Closing coil (CC), manual operating mechanism with mechanical closing, without Remote trip alarm reset coil (RR), without 2nd shunt trip, without 1st Shunt trip | 590100 | 1 | Z\ | 1
3WA1350-5NE31-0AA0 |  | Withdrawable circuit breaker with guide frame, IEC 60947-2, frame size 3, 3-poles, In=5000A up to 690V AC 50/60Hz, breaking capacity H Icu=100/85kA at 500/690V, Trip unit ETU600 LSI upgrade ready , colordisplay, bluetooth and USB interface, Protection LT, ST, INST, N-protection required an external N-sensor, incl. trip alarm switch (1xCO), rear connection vertical, guide frame with shutter and w/o position signalling switch, with internal voltage tap on upper stab of circuit breaker, with voltage tap module VTM680 and power supply of ETU600, able to communication, integrated metering type PMF-3 Advanced Power Monitor., Voltage, Energy, Power, Power factor, Frequency, Unbalance, Temperature, Power quality, Manual operating mechanism with mechanical closing, without Spring charging motor, Ready-to-close signal. switch, Auxiliary switches 2NO+2NC, without Closing coil (CC), manual operating mechanism with mechanical closing, without Remote trip alarm reset coil (RR), without 2nd shunt trip, without 1st Shunt trip | 562100 | 1 | Z\ | 1
3WA1350-5NE32-0AA0 |  | Withdrawable circuit breaker with guide frame, IEC 60947-2, frame size 3, 3-poles, In=5000A up to 690V AC 50/60Hz, breaking capacity H Icu=100/85kA at 500/690V, Trip unit ETU600 LSI upgrade ready , colordisplay, bluetooth and USB interface, Protection LT, ST, INST, N-protection required an external N-sensor, incl. trip alarm switch (1xCO), rear connection horizontal, guide frame with shutter and w/o position signalling switch, with internal voltage tap on upper stab of circuit breaker, with voltage tap module VTM680 and power supply of ETU600, able to communication, integrated metering type PMF-3 Advanced Power Monitor., Voltage, Energy, Power, Power factor, Frequency, Unbalance, Temperature, Power quality, Manual operating mechanism with mechanical closing, without Spring charging motor, Ready-to-close signal. switch, Auxiliary switches 2NO+2NC, without Closing coil (CC), manual operating mechanism with mechanical closing, without Remote trip alarm reset coil (RR), without 2nd shunt trip, without 1st Shunt trip | 549100 | 1 | Z\ | 1
3WA1350-5NE41-0AA0 |  | Withdrawable circuit breaker with guide frame, IEC 60947-2, frame size 3, 4-poles, N-pole left, In=5000A up to 690V AC 50/60Hz, breaking capacity H Icu=100/85kA at 500/690V, Trip unit ETU600 LSI upgrade ready , colordisplay, bluetooth and USB interface, Protection LT, ST, INST, include N-protection, (internal N-sensor available), incl. trip alarm switch (1xCO), rear connection vertical, guide frame with shutter and w/o position signalling switch, with internal voltage tap on upper stab of circuit breaker, with voltage tap module VTM680 and power supply of ETU600, able to communication, integrated metering type PMF-3 Advanced Power Monitor., Voltage, Energy, Power, Power factor, Frequency, Unbalance, Temperature, Power quality, Manual operating mechanism with mechanical closing, without Spring charging motor, Ready-to-close signal. switch, Auxiliary switches 2NO+2NC, without Closing coil (CC), manual operating mechanism with mechanical closing, without Remote trip alarm reset coil (RR), without 2nd shunt trip, without 1st Shunt trip | 734100 | 1 | Z\ | 1
3WA1350-5NE42-0AA0 |  | Withdrawable circuit breaker with guide frame, IEC 60947-2, frame size 3, 4-poles, N-pole left, In=5000A up to 690V AC 50/60Hz, breaking capacity H Icu=100/85kA at 500/690V, Trip unit ETU600 LSI upgrade ready , colordisplay, bluetooth and USB interface, Protection LT, ST, INST, include N-protection, (internal N-sensor available), incl. trip alarm switch (1xCO), rear connection horizontal, guide frame with shutter and w/o position signalling switch, with internal voltage tap on upper stab of circuit breaker, with voltage tap module VTM680 and power supply of ETU600, able to communication, integrated metering type PMF-3 Advanced Power Monitor., Voltage, Energy, Power, Power factor, Frequency, Unbalance, Temperature, Power quality, Manual operating mechanism with mechanical closing, without Spring charging motor, Ready-to-close signal. switch, Auxiliary switches 2NO+2NC, without Closing coil (CC), manual operating mechanism with mechanical closing, without Remote trip alarm reset coil (RR), without 2nd shunt trip, without 1st Shunt trip | 717100 | 1 | Z\ | 1
3WA1350-5NF01-0AA0 |  | Fixed-mounted circuit breaker IEC 60947-2, frame size 3, 3-poles, In=5000A up to 690V AC 50/60Hz, breaking capacity H Icu=100/85kA at 500/690V, Trip unit ETU600 LSIG upgrade ready , colordisplay, bluetooth and USB interface, Protection LT, ST, INST, GFx, N-protection required an external N-sensor, incl. trip alarm switch (1xCO), rear connection vertical, with internal voltage tap on upper stab of circuit breaker, with voltage tap module VTM680 and power supply of ETU600, able to communication, integrated metering type PMF-3 Advanced Power Monitor., Voltage, Energy, Power, Power factor, Frequency, Unbalance, Temperature, Power quality, Manual operating mechanism with mechanical closing, without Spring charging motor, Ready-to-close signal. switch, Auxiliary switches 2NO+2NC, without Closing coil (CC), manual operating mechanism with mechanical closing, without Remote trip alarm reset coil (RR), without 2nd shunt trip, without 1st Shunt trip | 477100 | 1 | Z\ | 1
3WA1350-5NF02-0AA0 |  | Fixed-mounted circuit breaker IEC 60947-2, frame size 3, 3-poles, In=5000A up to 690V AC 50/60Hz, breaking capacity H Icu=100/85kA at 500/690V, Trip unit ETU600 LSIG upgrade ready , colordisplay, bluetooth and USB interface, Protection LT, ST, INST, GFx, N-protection required an external N-sensor, incl. trip alarm switch (1xCO), rear connection horizontal, with internal voltage tap on upper stab of circuit breaker, with voltage tap module VTM680 and power supply of ETU600, able to communication, integrated metering type PMF-3 Advanced Power Monitor., Voltage, Energy, Power, Power factor, Frequency, Unbalance, Temperature, Power quality, Manual operating mechanism with mechanical closing, without Spring charging motor, Ready-to-close signal. switch, Auxiliary switches 2NO+2NC, without Closing coil (CC), manual operating mechanism with mechanical closing, without Remote trip alarm reset coil (RR), without 2nd shunt trip, without 1st Shunt trip | 464100 | 1 | Z\ | 1
3WA1350-5NF11-0AA0 |  | Fixed-mounted circuit breaker IEC 60947-2, frame size 3, 4-poles, N-pole left, In=5000A up to 690V AC 50/60Hz, breaking capacity H Icu=100/85kA at 500/690V, Trip unit ETU600 LSIG upgrade ready , colordisplay, bluetooth and USB interface, Protection LT, ST, INST, GFx, include N-protection, (internal N-sensor available), incl. trip alarm switch (1xCO), rear connection vertical, with internal voltage tap on upper stab of circuit breaker, with voltage tap module VTM680 and power supply of ETU600, able to communication, integrated metering type PMF-3 Advanced Power Monitor., Voltage, Energy, Power, Power factor, Frequency, Unbalance, Temperature, Power quality, Manual operating mechanism with mechanical closing, without Spring charging motor, Ready-to-close signal. switch, Auxiliary switches 2NO+2NC, without Closing coil (CC), manual operating mechanism with mechanical closing, without Remote trip alarm reset coil (RR), without 2nd shunt trip, without 1st Shunt trip | 618100 | 1 | Z\ | 1
3WA1350-5NF12-0AA0 |  | Fixed-mounted circuit breaker IEC 60947-2, frame size 3, 4-poles, N-pole left, In=5000A up to 690V AC 50/60Hz, breaking capacity H Icu=100/85kA at 500/690V, Trip unit ETU600 LSIG upgrade ready , colordisplay, bluetooth and USB interface, Protection LT, ST, INST, GFx, include N-protection, (internal N-sensor available), incl. trip alarm switch (1xCO), rear connection horizontal, with internal voltage tap on upper stab of circuit breaker, with voltage tap module VTM680 and power supply of ETU600, able to communication, integrated metering type PMF-3 Advanced Power Monitor., Voltage, Energy, Power, Power factor, Frequency, Unbalance, Temperature, Power quality, Manual operating mechanism with mechanical closing, without Spring charging motor, Ready-to-close signal. switch, Auxiliary switches 2NO+2NC, without Closing coil (CC), manual operating mechanism with mechanical closing, without Remote trip alarm reset coil (RR), without 2nd shunt trip, without 1st Shunt trip | 601100 | 1 | Z\ | 1
3WA1350-5NF21-0AA0 |  | fixed-mounted circuit breaker, IEC 60947-2, size 3, 4-pole, N pole on right, In=5000 A up to 690 V AC 50/60 Hz, breaking capacity H Icu=100/85 kA at 500/690 V, tripping unit ETU600 LSIG upgradeable, color display, Bluetooth, USB interface, basic protection LT, ST, INST, GFx, including protection of the N conductor (internal neutral point sensor available), trip alarm switch (1 x CO), connection at rear vertical, with internal voltage tap on upper stab of circuit breaker, with voltage tap module VTM680 and power supply of ETU600, able to communication, integrated metering type PMF-3 Advanced Power Monitor., Voltage, Energy, Power, Power factor, Frequency, Unbalance, Temperature, Power quality, Manual operating mechanism with mechanical closing, without Spring charging motor, Ready-to-close signal. switch, Auxiliary switches 2NO+2NC, without Closing coil (CC), manual operating mechanism with mechanical closing, without Remote trip alarm reset coil (RR), without 2nd shunt trip, without 1st Shunt trip | 618100 | 1 | Z\ | 1
3WA1350-5NF22-0AA0 |  | fixed-mounted circuit breaker, IEC 60947-2, size 3, 4-pole, N pole on right, In=5000 A up to 690 V AC 50/60 Hz, breaking capacity H Icu=100/85 kA at 500/690 V, tripping unit ETU600 LSIG upgradeable, color display, Bluetooth, USB interface, basic protection LT, ST, INST, GFx, including protection of the N conductor (internal neutral point sensor available), trip alarm switch (1 x CO), connection at rear horizontal with internal voltage tap on upper stab of circuit breaker, with voltage tap module VTM680 and power supply of ETU600, able to communication, integrated metering type PMF-3 Advanced Power Monitor., Voltage, Energy, Power, Power factor, Frequency, Unbalance, Temperature, Power quality, Manual operating mechanism with mechanical closing, without Spring charging motor, Ready-to-close signal. switch, Auxiliary switches 2NO+2NC, without Closing coil (CC), manual operating mechanism with mechanical closing, without Remote trip alarm reset coil (RR), without 2nd shunt trip, without 1st Shunt trip | 601100 | 1 | Z\ | 1
3WA1350-5NF31-0AA0 |  | Withdrawable circuit breaker with guide frame, IEC 60947-2, frame size 3, 3-poles, In=5000A up to 690V AC 50/60Hz, breaking capacity H Icu=100/85kA at 500/690V, Trip unit ETU600 LSIG upgrade ready , colordisplay, bluetooth and USB interface, Protection LT, ST, INST, GFx, N-protection required an external N-sensor, incl. trip alarm switch (1xCO), rear connection vertical, guide frame with shutter and w/o position signalling switch, with internal voltage tap on upper stab of circuit breaker, with voltage tap module VTM680 and power supply of ETU600, able to communication, integrated metering type PMF-3 Advanced Power Monitor., Voltage, Energy, Power, Power factor, Frequency, Unbalance, Temperature, Power quality, Manual operating mechanism with mechanical closing, without Spring charging motor, Ready-to-close signal. switch, Auxiliary switches 2NO+2NC, without Closing coil (CC), manual operating mechanism with mechanical closing, without Remote trip alarm reset coil (RR), without 2nd shunt trip, without 1st Shunt trip | 573100 | 1 | Z\ | 1
3WA1350-5NF32-0AA0 |  | Withdrawable circuit breaker with guide frame, IEC 60947-2, frame size 3, 3-poles, In=5000A up to 690V AC 50/60Hz, breaking capacity H Icu=100/85kA at 500/690V, Trip unit ETU600 LSIG upgrade ready , colordisplay, bluetooth and USB interface, Protection LT, ST, INST, GFx, N-protection required an external N-sensor, incl. trip alarm switch (1xCO), rear connection horizontal, guide frame with shutter and w/o position signalling switch, with internal voltage tap on upper stab of circuit breaker, with voltage tap module VTM680 and power supply of ETU600, able to communication, integrated metering type PMF-3 Advanced Power Monitor., Voltage, Energy, Power, Power factor, Frequency, Unbalance, Temperature, Power quality, Manual operating mechanism with mechanical closing, without Spring charging motor, Ready-to-close signal. switch, Auxiliary switches 2NO+2NC, without Closing coil (CC), manual operating mechanism with mechanical closing, without Remote trip alarm reset coil (RR), without 2nd shunt trip, without 1st Shunt trip | 560100 | 1 | Z\ | 1
3WA1350-5NF41-0AA0 |  | Withdrawable circuit breaker with guide frame, IEC 60947-2, frame size 3, 4-poles, N-pole left, In=5000A up to 690V AC 50/60Hz, breaking capacity H Icu=100/85kA at 500/690V, Trip unit ETU600 LSIG upgrade ready , colordisplay, bluetooth and USB interface, Protection LT, ST, INST, GFx, include N-protection, (internal N-sensor available), incl. trip alarm switch (1xCO), rear connection vertical, guide frame with shutter and w/o position signalling switch, with internal voltage tap on upper stab of circuit breaker, with voltage tap module VTM680 and power supply of ETU600, able to communication, integrated metering type PMF-3 Advanced Power Monitor., Voltage, Energy, Power, Power factor, Frequency, Unbalance, Temperature, Power quality, Manual operating mechanism with mechanical closing, without Spring charging motor, Ready-to-close signal. switch, Auxiliary switches 2NO+2NC, without Closing coil (CC), manual operating mechanism with mechanical closing, without Remote trip alarm reset coil (RR), without 2nd shunt trip, without 1st Shunt trip | 745100 | 1 | Z\ | 1
3WA1350-5NF42-0AA0 |  | Withdrawable circuit breaker with guide frame, IEC 60947-2, frame size 3, 4-poles, N-pole left, In=5000A up to 690V AC 50/60Hz, breaking capacity H Icu=100/85kA at 500/690V, Trip unit ETU600 LSIG upgrade ready , colordisplay, bluetooth and USB interface, Protection LT, ST, INST, GFx, include N-protection, (internal N-sensor available), incl. trip alarm switch (1xCO), rear connection horizontal, guide frame with shutter and w/o position signalling switch, with internal voltage tap on upper stab of circuit breaker, with voltage tap module VTM680 and power supply of ETU600, able to communication, integrated metering type PMF-3 Advanced Power Monitor., Voltage, Energy, Power, Power factor, Frequency, Unbalance, Temperature, Power quality, Manual operating mechanism with mechanical closing, without Spring charging motor, Ready-to-close signal. switch, Auxiliary switches 2NO+2NC, without Closing coil (CC), manual operating mechanism with mechanical closing, without Remote trip alarm reset coil (RR), without 2nd shunt trip, without 1st Shunt trip | 728100 | 1 | Z\ | 1
3WA1350-5NG01-0AA0 |  | Fixed-mounted circuit breaker IEC 60947-2, frame size 3, 3-poles, In=5000A up to 690V AC 50/60Hz, breaking capacity H Icu=100/85kA at 500/690V, Trip unit ETU600 LSIG Hi-Z upgrade ready , colordisplay, bluetooth and USB interface, Protection LT, ST, INST, GFx, with GF highimpedance-input N-protection required an external N-sensor, incl. trip alarm switch (1xCO), rear connection vertical, with internal voltage tap on upper stab of circuit breaker, with voltage tap module VTM680 and power supply of ETU600, able to communication, integrated metering type PMF-3 Advanced Power Monitor., Voltage, Energy, Power, Power factor, Frequency, Unbalance, Temperature, Power quality, Manual operating mechanism with mechanical closing, without Spring charging motor, Ready-to-close signal. switch, Auxiliary switches 2NO+2NC, without Closing coil (CC), manual operating mechanism with mechanical closing, without Remote trip alarm reset coil (RR), without 2nd shunt trip, without 1st Shunt trip | 498100 | 1 | Z\ | 1
3WA1350-5NG02-0AA0 |  | Fixed-mounted circuit breaker IEC 60947-2, frame size 3, 3-poles, In=5000A up to 690V AC 50/60Hz, breaking capacity H Icu=100/85kA at 500/690V, Trip unit ETU600 LSIG Hi-Z upgrade ready , colordisplay, bluetooth and USB interface, Protection LT, ST, INST, GFx, with GF highimpedance-input N-protection required an external N-sensor, incl. trip alarm switch (1xCO), rear connection horizontal, with internal voltage tap on upper stab of circuit breaker, with voltage tap module VTM680 and power supply of ETU600, able to communication, integrated metering type PMF-3 Advanced Power Monitor., Voltage, Energy, Power, Power factor, Frequency, Unbalance, Temperature, Power quality, Manual operating mechanism with mechanical closing, without Spring charging motor, Ready-to-close signal. switch, Auxiliary switches 2NO+2NC, without Closing coil (CC), manual operating mechanism with mechanical closing, without Remote trip alarm reset coil (RR), without 2nd shunt trip, without 1st Shunt trip | 485100 | 1 | Z\ | 1
3WA1350-5NG11-0AA0 |  | Fixed-mounted circuit breaker IEC 60947-2, frame size 3, 4-poles, N-pole left, In=5000A up to 690V AC 50/60Hz, breaking capacity H Icu=100/85kA at 500/690V, Trip unit ETU600 LSIG Hi-Z upgrade ready , colordisplay, bluetooth and USB interface, Protection LT, ST, INST, GFx, with GF highimpedance-input include N-protection, (internal N-sensor available), incl. trip alarm switch (1xCO), rear connection vertical, with internal voltage tap on upper stab of circuit breaker, with voltage tap module VTM680 and power supply of ETU600, able to communication, integrated metering type PMF-3 Advanced Power Monitor., Voltage, Energy, Power, Power factor, Frequency, Unbalance, Temperature, Power quality, Manual operating mechanism with mechanical closing, without Spring charging motor, Ready-to-close signal. switch, Auxiliary switches 2NO+2NC, without Closing coil (CC), manual operating mechanism with mechanical closing, without Remote trip alarm reset coil (RR), without 2nd shunt trip, without 1st Shunt trip | 639100 | 1 | Z\ | 1
3WA1350-5NG12-0AA0 |  | Fixed-mounted circuit breaker IEC 60947-2, frame size 3, 4-poles, N-pole left, In=5000A up to 690V AC 50/60Hz, breaking capacity H Icu=100/85kA at 500/690V, Trip unit ETU600 LSIG Hi-Z upgrade ready , colordisplay, bluetooth and USB interface, Protection LT, ST, INST, GFx, with GF highimpedance-input include N-protection, (internal N-sensor available), incl. trip alarm switch (1xCO), rear connection horizontal, with internal voltage tap on upper stab of circuit breaker, with voltage tap module VTM680 and power supply of ETU600, able to communication, integrated metering type PMF-3 Advanced Power Monitor., Voltage, Energy, Power, Power factor, Frequency, Unbalance, Temperature, Power quality, Manual operating mechanism with mechanical closing, without Spring charging motor, Ready-to-close signal. switch, Auxiliary switches 2NO+2NC, without Closing coil (CC), manual operating mechanism with mechanical closing, without Remote trip alarm reset coil (RR), without 2nd shunt trip, without 1st Shunt trip | 622100 | 1 | Z\ | 1
3WA1350-5NG21-0AA0 |  | fixed-mounted circuit breaker, IEC 60947-2, size 3, 4-pole, N pole on right, In=5000 A up to 690 V AC 50/60 Hz, breaking capacity H Icu=100/85 kA at 500/690 V, tripping unit ETU600 LSIG Hi-Z upgradeable, color display, Bluetooth, USB interface, basic protection LT, ST, INST, GFx, with GF high-impedance input, including protection of the N conductor (internal neutral point sensor available), trip alarm switch (1 x CO), connection at rear vertical, with internal voltage tap on upper stab of circuit breaker, with voltage tap module VTM680 and power supply of ETU600, able to communication, integrated metering type PMF-3 Advanced Power Monitor., Voltage, Energy, Power, Power factor, Frequency, Unbalance, Temperature, Power quality, Manual operating mechanism with mechanical closing, without Spring charging motor, Ready-to-close signal. switch, Auxiliary switches 2NO+2NC, without Closing coil (CC), manual operating mechanism with mechanical closing, without Remote trip alarm reset coil (RR), without 2nd shunt trip, without 1st Shunt trip | 639100 | 1 | Z\ | 1
3WA1350-5NG22-0AA0 |  | fixed-mounted circuit breaker, IEC 60947-2, size 3, 4-pole, N pole on right, In=5000 A up to 690 V AC 50/60 Hz, breaking capacity H Icu=100/85 kA at 500/690 V, tripping unit ETU600 LSIG Hi-Z upgradeable, color display, Bluetooth, USB interface, basic protection LT, ST, INST, GFx, with GF high-impedance input, including protection of the N conductor (internal neutral point sensor available), trip alarm switch (1 x CO), connection at rear horizontal with internal voltage tap on upper stab of circuit breaker, with voltage tap module VTM680 and power supply of ETU600, able to communication, integrated metering type PMF-3 Advanced Power Monitor., Voltage, Energy, Power, Power factor, Frequency, Unbalance, Temperature, Power quality, Manual operating mechanism with mechanical closing, without Spring charging motor, Ready-to-close signal. switch, Auxiliary switches 2NO+2NC, without Closing coil (CC), manual operating mechanism with mechanical closing, without Remote trip alarm reset coil (RR), without 2nd shunt trip, without 1st Shunt trip | 622100 | 1 | Z\ | 1
3WA1350-5NG31-0AA0 |  | Withdrawable circuit breaker with guide frame, IEC 60947-2, frame size 3, 3-poles, In=5000A up to 690V AC 50/60Hz, breaking capacity H Icu=100/85kA at 500/690V, Trip unit ETU600 LSIG Hi-Z upgrade ready , colordisplay, bluetooth and USB interface, Protection LT, ST, INST, GFx, with GF highimpedance-input N-protection required an external N-sensor, incl. trip alarm switch (1xCO), rear connection vertical, guide frame with shutter and w/o position signalling switch, with internal voltage tap on upper stab of circuit breaker, with voltage tap module VTM680 and power supply of ETU600, able to communication, integrated metering type PMF-3 Advanced Power Monitor., Voltage, Energy, Power, Power factor, Frequency, Unbalance, Temperature, Power quality, Manual operating mechanism with mechanical closing, without Spring charging motor, Ready-to-close signal. switch, Auxiliary switches 2NO+2NC, without Closing coil (CC), manual operating mechanism with mechanical closing, without Remote trip alarm reset coil (RR), without 2nd shunt trip, without 1st Shunt trip | 594100 | 1 | Z\ | 1
3WA1350-5NG32-0AA0 |  | Withdrawable circuit breaker with guide frame, IEC 60947-2, frame size 3, 3-poles, In=5000A up to 690V AC 50/60Hz, breaking capacity H Icu=100/85kA at 500/690V, Trip unit ETU600 LSIG Hi-Z upgrade ready , colordisplay, bluetooth and USB interface, Protection LT, ST, INST, GFx, with GF highimpedance-input N-protection required an external N-sensor, incl. trip alarm switch (1xCO), rear connection horizontal, guide frame with shutter and w/o position signalling switch, with internal voltage tap on upper stab of circuit breaker, with voltage tap module VTM680 and power supply of ETU600, able to communication, integrated metering type PMF-3 Advanced Power Monitor., Voltage, Energy, Power, Power factor, Frequency, Unbalance, Temperature, Power quality, Manual operating mechanism with mechanical closing, without Spring charging motor, Ready-to-close signal. switch, Auxiliary switches 2NO+2NC, without Closing coil (CC), manual operating mechanism with mechanical closing, without Remote trip alarm reset coil (RR), without 2nd shunt trip, without 1st Shunt trip | 581100 | 1 | Z\ | 1
3WA1350-5NG41-0AA0 |  | Withdrawable circuit breaker with guide frame, IEC 60947-2, frame size 3, 4-poles, N-pole left, In=5000A up to 690V AC 50/60Hz, breaking capacity H Icu=100/85kA at 500/690V, Trip unit ETU600 LSIG Hi-Z upgrade ready , colordisplay, bluetooth and USB interface, Protection LT, ST, INST, GFx, with GF highimpedance-input include N-protection, (internal N-sensor available), incl. trip alarm switch (1xCO), rear connection vertical, guide frame with shutter and w/o position signalling switch, with internal voltage tap on upper stab of circuit breaker, with voltage tap module VTM680 and power supply of ETU600, able to communication, integrated metering type PMF-3 Advanced Power Monitor., Voltage, Energy, Power, Power factor, Frequency, Unbalance, Temperature, Power quality, Manual operating mechanism with mechanical closing, without Spring charging motor, Ready-to-close signal. switch, Auxiliary switches 2NO+2NC, without Closing coil (CC), manual operating mechanism with mechanical closing, without Remote trip alarm reset coil (RR), without 2nd shunt trip, without 1st Shunt trip | 766100 | 1 | Z\ | 1
3WA1350-5NG42-0AA0 |  | Withdrawable circuit breaker with guide frame, IEC 60947-2, frame size 3, 4-poles, N-pole left, In=5000A up to 690V AC 50/60Hz, breaking capacity H Icu=100/85kA at 500/690V, Trip unit ETU600 LSIG Hi-Z upgrade ready , colordisplay, bluetooth and USB interface, Protection LT, ST, INST, GFx, with GF highimpedance-input include N-protection, (internal N-sensor available), incl. trip alarm switch (1xCO), rear connection horizontal, guide frame with shutter and w/o position signalling switch, with internal voltage tap on upper stab of circuit breaker, with voltage tap module VTM680 and power supply of ETU600, able to communication, integrated metering type PMF-3 Advanced Power Monitor., Voltage, Energy, Power, Power factor, Frequency, Unbalance, Temperature, Power quality, Manual operating mechanism with mechanical closing, without Spring charging motor, Ready-to-close signal. switch, Auxiliary switches 2NO+2NC, without Closing coil (CC), manual operating mechanism with mechanical closing, without Remote trip alarm reset coil (RR), without 2nd shunt trip, without 1st Shunt trip | 749100 | 1 | Z\ | 1
3WA1350-6AA01-0AA0 |  | Non-automatic circuit breaker Fixed-mounted version, IEC 60947-2, frame size 3, 3-poles, In=5000A up to 690V AC 50/60Hz, breaking capacity C Icc=150kA at 690V, without electr. trip unit ETU, rear connection vertical, without Com & metering function Manual operating mechanism with mechanical closing, without Spring charging motor, Ready-to-close signal. switch, Auxiliary switches 2NO+2NC, without Closing coil (CC), manual operating mechanism with mechanical closing, without Remote trip alarm reset coil (RR), without 2nd shunt trip, without 1st Shunt trip | 477000 | 1 | Z\ | 1
3WA1350-6AA02-0AA0 |  | Non-automatic circuit breaker Fixed-mounted version, IEC 60947-2, frame size 3, 3-poles, In=5000A up to 690V AC 50/60Hz, breaking capacity C Icc=150kA at 690V, without electr. trip unit ETU, rear connection horizontal, without Com & metering function Manual operating mechanism with mechanical closing, without Spring charging motor, Ready-to-close signal. switch, Auxiliary switches 2NO+2NC, without Closing coil (CC), manual operating mechanism with mechanical closing, without Remote trip alarm reset coil (RR), without 2nd shunt trip, without 1st Shunt trip | 464000 | 1 | Z\ | 1
3WA1350-6AA11-0AA0 |  | Non-automatic circuit breaker Fixed-mounted version, IEC 60947-2, frame size 3, 4-poles, N-pole left, In=5000A up to 690V AC 50/60Hz, breaking capacity C Icc=130kA at 690V, without electr. trip unit ETU, rear connection vertical, without Com & metering function Manual operating mechanism with mechanical closing, without Spring charging motor, Ready-to-close signal. switch, Auxiliary switches 2NO+2NC, without Closing coil (CC), manual operating mechanism with mechanical closing, without Remote trip alarm reset coil (RR), without 2nd shunt trip, without 1st Shunt trip | 630000 | 1 | Z\ | 1
3WA1350-6AA12-0AA0 |  | Non-automatic circuit breaker Fixed-mounted version, IEC 60947-2, frame size 3, 4-poles, N-pole left, In=5000A up to 690V AC 50/60Hz, breaking capacity C Icc=130kA at 690V, without electr. trip unit ETU, rear connection horizontal, without Com & metering function Manual operating mechanism with mechanical closing, without Spring charging motor, Ready-to-close signal. switch, Auxiliary switches 2NO+2NC, without Closing coil (CC), manual operating mechanism with mechanical closing, without Remote trip alarm reset coil (RR), without 2nd shunt trip, without 1st Shunt trip | 613000 | 1 | Z\ | 1
3WA1350-6AA21-0AA0 |  | AC non-automatic air circuit breaker 3WA, fixed-mounted version, IEC 60947-2, size 3, 4-pole, N pole on right, In=5000 A up to 690 V AC 50/60 Hz, breaking capacity C, Icc=130 kA at 690 V, without electronic trip unit ETU, connection at rear vertical, without Com & metering function Manual operating mechanism with mechanical closing, without Spring charging motor, Ready-to-close signal. switch, Auxiliary switches 2NO+2NC, without Closing coil (CC), manual operating mechanism with mechanical closing, without Remote trip alarm reset coil (RR), without 2nd shunt trip, without 1st Shunt trip | 630000 | 1 | Z\ | 1
3WA1350-6AA22-0AA0 |  | AC non-automatic air circuit breaker 3WA, fixed-mounted version, IEC 60947-2, size 3, 4-pole, N pole on right, In=5000 A up to 690 V AC 50/60 Hz, breaking capacity C, Icc=130 kA at 690 V, without electronic trip unit ETU, connection at rear horizontal without Com & metering function Manual operating mechanism with mechanical closing, without Spring charging motor, Ready-to-close signal. switch, Auxiliary switches 2NO+2NC, without Closing coil (CC), manual operating mechanism with mechanical closing, without Remote trip alarm reset coil (RR), without 2nd shunt trip, without 1st Shunt trip | 613000 | 1 | Z\ | 1
3WA1350-6AA31-0AA0 |  | Non-automatic circuit breaker withdrawable version, with guide frame, IEC 60947-2, frame size 3, 3-poles, In=5000A up to 690V AC 50/60Hz, breaking capacity C Icc=150kA at 690V, without electr. trip unit ETU, rear connection vertical, guide frame with shutter and w/o position signalling switch, without Com & metering function Manual operating mechanism with mechanical closing, without Spring charging motor, Ready-to-close signal. switch, Auxiliary switches 2NO+2NC, without Closing coil (CC), manual operating mechanism with mechanical closing, without Remote trip alarm reset coil (RR), without 2nd shunt trip, without 1st Shunt trip | 569000 | 1 | Z\ | 1
3WA1350-6AA32-0AA0 |  | Non-automatic circuit breaker withdrawable version, with guide frame, IEC 60947-2, frame size 3, 3-poles, In=5000A up to 690V AC 50/60Hz, breaking capacity C Icc=150kA at 690V, without electr. trip unit ETU, rear connection horizontal, guide frame with shutter and w/o position signalling switch, without Com & metering function Manual operating mechanism with mechanical closing, without Spring charging motor, Ready-to-close signal. switch, Auxiliary switches 2NO+2NC, without Closing coil (CC), manual operating mechanism with mechanical closing, without Remote trip alarm reset coil (RR), without 2nd shunt trip, without 1st Shunt trip | 556000 | 1 | Z\ | 1
3WA1350-6AA41-0AA0 |  | Non-automatic circuit breaker withdrawable version, with guide frame, IEC 60947-2, frame size 3, 4-poles, N-pole left, In=5000A up to 690V AC 50/60Hz, breaking capacity C Icc=130kA at 690V, without electr. trip unit ETU, rear connection vertical, guide frame with shutter and w/o position signalling switch, without Com & metering function Manual operating mechanism with mechanical closing, without Spring charging motor, Ready-to-close signal. switch, Auxiliary switches 2NO+2NC, without Closing coil (CC), manual operating mechanism with mechanical closing, without Remote trip alarm reset coil (RR), without 2nd shunt trip, without 1st Shunt trip | 751000 | 1 | Z\ | 1
3WA1350-6AA42-0AA0 |  | Non-automatic circuit breaker withdrawable version, with guide frame, IEC 60947-2, frame size 3, 4-poles, N-pole left, In=5000A up to 690V AC 50/60Hz, breaking capacity C Icc=130kA at 690V, without electr. trip unit ETU, rear connection horizontal, guide frame with shutter and w/o position signalling switch, without Com & metering function Manual operating mechanism with mechanical closing, without Spring charging motor, Ready-to-close signal. switch, Auxiliary switches 2NO+2NC, without Closing coil (CC), manual operating mechanism with mechanical closing, without Remote trip alarm reset coil (RR), without 2nd shunt trip, without 1st Shunt trip | 734000 | 1 | Z\ | 1
3WA1350-6AB01-0AA0 |  | Fixed-mounted circuit breaker IEC 60947-2, frame size 3, 3-poles, In=5000A up to 690V AC 50/60Hz, breaking capacity C Icu=150kA at 690V, Trip unit ETU300 LSI optimized for standard applica- tions, without display Protection LT, ST, INST, N-protection required an external N-sensor, incl. trip alarm switch (1xCO), rear connection vertical, without Com & metering function Manual operating mechanism with mechanical closing, without Spring charging motor, Ready-to-close signal. switch, Auxiliary switches 2NO+2NC, without Closing coil (CC), manual operating mechanism with mechanical closing, without Remote trip alarm reset coil (RR), without 2nd shunt trip, without 1st Shunt trip | 488000 | 1 | Z\ | 1
3WA1350-6AB02-0AA0 |  | Fixed-mounted circuit breaker IEC 60947-2, frame size 3, 3-poles, In=5000A up to 690V AC 50/60Hz, breaking capacity C Icu=150kA at 690V, Trip unit ETU300 LSI optimized for standard applica- tions, without display Protection LT, ST, INST, N-protection required an external N-sensor, incl. trip alarm switch (1xCO), rear connection horizontal, without Com & metering function Manual operating mechanism with mechanical closing, without Spring charging motor, Ready-to-close signal. switch, Auxiliary switches 2NO+2NC, without Closing coil (CC), manual operating mechanism with mechanical closing, without Remote trip alarm reset coil (RR), without 2nd shunt trip, without 1st Shunt trip | 475000 | 1 | Z\ | 1
3WA1350-6AB11-0AA0 |  | Fixed-mounted circuit breaker IEC 60947-2, frame size 3, 4-poles, N-pole left, In=5000A up to 690V AC 50/60Hz, breaking capacity C Icu=130kA at 690V, Trip unit ETU300 LSI optimized for standard applica- tions, without display Protection LT, ST, INST, include N-protection, (internal N-sensor available), incl. trip alarm switch (1xCO), rear connection vertical, without Com & metering function Manual operating mechanism with mechanical closing, without Spring charging motor, Ready-to-close signal. switch, Auxiliary switches 2NO+2NC, without Closing coil (CC), manual operating mechanism with mechanical closing, without Remote trip alarm reset coil (RR), without 2nd shunt trip, without 1st Shunt trip | 646000 | 1 | Z\ | 1
3WA1350-6AB12-0AA0 |  | Fixed-mounted circuit breaker IEC 60947-2, frame size 3, 4-poles, N-pole left, In=5000A up to 690V AC 50/60Hz, breaking capacity C Icu=130kA at 690V, Trip unit ETU300 LSI optimized for standard applica- tions, without display Protection LT, ST, INST, include N-protection, (internal N-sensor available), incl. trip alarm switch (1xCO), rear connection horizontal, without Com & metering function Manual operating mechanism with mechanical closing, without Spring charging motor, Ready-to-close signal. switch, Auxiliary switches 2NO+2NC, without Closing coil (CC), manual operating mechanism with mechanical closing, without Remote trip alarm reset coil (RR), without 2nd shunt trip, without 1st Shunt trip | 629000 | 1 | Z\ | 1
3WA1350-6AB21-0AA0 |  | fixed-mounted circuit breaker, IEC 60947-2, size 1, 4-pole, N pole on right, In=5000 A up to 690 V AC 50/60 Hz, breaking capacity C Icu=130 kA at 690 V, tripping unit ETU300 LSI optimized for standard applications, without display, basic protection LT, ST, INST, including protection of the N conductor (internal neutral point sensor available) trip alarm switch (1 x CO), connection at rear vertical, without Com & metering function Manual operating mechanism with mechanical closing, without Spring charging motor, Ready-to-close signal. switch, Auxiliary switches 2NO+2NC, without Closing coil (CC), manual operating mechanism with mechanical closing, without Remote trip alarm reset coil (RR), without 2nd shunt trip, without 1st Shunt trip | 646000 | 1 | Z\ | 1
3WA1350-6AB22-0AA0 |  | fixed-mounted circuit breaker, IEC 60947-2, size 1, 4-pole, N pole on right, In=5000 A up to 690 V AC 50/60 Hz, breaking capacity C Icu=130 kA at 690 V, tripping unit ETU300 LSI optimized for standard applications, without display, basic protection LT, ST, INST, including protection of the N conductor (internal neutral point sensor available) trip alarm switch (1 x CO), connection at rear horizontal without Com & metering function Manual operating mechanism with mechanical closing, without Spring charging motor, Ready-to-close signal. switch, Auxiliary switches 2NO+2NC, without Closing coil (CC), manual operating mechanism with mechanical closing, without Remote trip alarm reset coil (RR), without 2nd shunt trip, without 1st Shunt trip | 629000 | 1 | Z\ | 1
3WA1350-6AB31-0AA0 |  | Withdrawable circuit breaker with guide frame, IEC 60947-2, frame size 3, 3-poles, In=5000A up to 690V AC 50/60Hz, breaking capacity C Icu=150kA at 690V, Trip unit ETU300 LSI optimized for standard applica- tions, without display Protection LT, ST, INST, N-protection required an external N-sensor, incl. trip alarm switch (1xCO), rear connection vertical, guide frame with shutter and w/o position signalling switch, without Com & metering function Manual operating mechanism with mechanical closing, without Spring charging motor, Ready-to-close signal. switch, Auxiliary switches 2NO+2NC, without Closing coil (CC), manual operating mechanism with mechanical closing, without Remote trip alarm reset coil (RR), without 2nd shunt trip, without 1st Shunt trip | 583000 | 1 | Z\ | 1
3WA1350-6AB32-0AA0 |  | Withdrawable circuit breaker with guide frame, IEC 60947-2, frame size 3, 3-poles, In=5000A up to 690V AC 50/60Hz, breaking capacity C Icu=150kA at 690V, Trip unit ETU300 LSI optimized for standard applica- tions, without display Protection LT, ST, INST, N-protection required an external N-sensor, incl. trip alarm switch (1xCO), rear connection horizontal, guide frame with shutter and w/o position signalling switch, without Com & metering function Manual operating mechanism with mechanical closing, without Spring charging motor, Ready-to-close signal. switch, Auxiliary switches 2NO+2NC, without Closing coil (CC), manual operating mechanism with mechanical closing, without Remote trip alarm reset coil (RR), without 2nd shunt trip, without 1st Shunt trip | 570000 | 1 | Z\ | 1
3WA1350-6AB41-0AA0 |  | Withdrawable circuit breaker with guide frame, IEC 60947-2, frame size 3, 4-poles, N-pole left, In=5000A up to 690V AC 50/60Hz, breaking capacity C Icu=130kA at 690V, Trip unit ETU300 LSI optimized for standard applica- tions, without display Protection LT, ST, INST, include N-protection, (internal N-sensor available), incl. trip alarm switch (1xCO), rear connection vertical, guide frame with shutter and w/o position signalling switch, without Com & metering function Manual operating mechanism with mechanical closing, without Spring charging motor, Ready-to-close signal. switch, Auxiliary switches 2NO+2NC, without Closing coil (CC), manual operating mechanism with mechanical closing, without Remote trip alarm reset coil (RR), without 2nd shunt trip, without 1st Shunt trip | 771000 | 1 | Z\ | 1
3WA1350-6AB42-0AA0 |  | Withdrawable circuit breaker with guide frame, IEC 60947-2, frame size 3, 4-poles, N-pole left, In=5000A up to 690V AC 50/60Hz, breaking capacity C Icu=130kA at 690V, Trip unit ETU300 LSI optimized for standard applica- tions, without display Protection LT, ST, INST, include N-protection, (internal N-sensor available), incl. trip alarm switch (1xCO), rear connection horizontal, guide frame with shutter and w/o position signalling switch, without Com & metering function Manual operating mechanism with mechanical closing, without Spring charging motor, Ready-to-close signal. switch, Auxiliary switches 2NO+2NC, without Closing coil (CC), manual operating mechanism with mechanical closing, without Remote trip alarm reset coil (RR), without 2nd shunt trip, without 1st Shunt trip | 754000 | 1 | Z\ | 1
3WA1350-6AC01-0AA0 |  | Fixed-mounted circuit breaker IEC 60947-2, frame size 3, 3-poles, In=5000A up to 690V AC 50/60Hz, breaking capacity C Icu=150kA at 690V, Trip unit ETU300 LSIG optimized for standard applica- tions, without display Protection LT, ST, INST, GF, N-protection required an external N-sensor, incl. trip alarm switch (1xCO), rear connection vertical, without Com & metering function Manual operating mechanism with mechanical closing, without Spring charging motor, Ready-to-close signal. switch, Auxiliary switches 2NO+2NC, without Closing coil (CC), manual operating mechanism with mechanical closing, without Remote trip alarm reset coil (RR), without 2nd shunt trip, without 1st Shunt trip | 494000 | 1 | Z\ | 1
3WA1350-6AC02-0AA0 |  | Fixed-mounted circuit breaker IEC 60947-2, frame size 3, 3-poles, In=5000A up to 690V AC 50/60Hz, breaking capacity C Icu=150kA at 690V, Trip unit ETU300 LSIG optimized for standard applica- tions, without display Protection LT, ST, INST, GF, N-protection required an external N-sensor, incl. trip alarm switch (1xCO), rear connection horizontal, without Com & metering function Manual operating mechanism with mechanical closing, without Spring charging motor, Ready-to-close signal. switch, Auxiliary switches 2NO+2NC, without Closing coil (CC), manual operating mechanism with mechanical closing, without Remote trip alarm reset coil (RR), without 2nd shunt trip, without 1st Shunt trip | 481000 | 1 | Z\ | 1
3WA1350-6AC11-0AA0 |  | Fixed-mounted circuit breaker IEC 60947-2, frame size 3, 4-poles, N-pole left, In=5000A up to 690V AC 50/60Hz, breaking capacity C Icu=130kA at 690V, Trip unit ETU300 LSIG optimized for standard applica- tions, without display Protection LT, ST, INST, GF, include N-protection, (internal N-sensor available), incl. trip alarm switch (1xCO), rear connection vertical, without Com & metering function Manual operating mechanism with mechanical closing, without Spring charging motor, Ready-to-close signal. switch, Auxiliary switches 2NO+2NC, without Closing coil (CC), manual operating mechanism with mechanical closing, without Remote trip alarm reset coil (RR), without 2nd shunt trip, without 1st Shunt trip | 652000 | 1 | Z\ | 1
3WA1350-6AC12-0AA0 |  | Fixed-mounted circuit breaker IEC 60947-2, frame size 3, 4-poles, N-pole left, In=5000A up to 690V AC 50/60Hz, breaking capacity C Icu=130kA at 690V, Trip unit ETU300 LSIG optimized for standard applica- tions, without display Protection LT, ST, INST, GF, include N-protection, (internal N-sensor available), incl. trip alarm switch (1xCO), rear connection horizontal, without Com & metering function Manual operating mechanism with mechanical closing, without Spring charging motor, Ready-to-close signal. switch, Auxiliary switches 2NO+2NC, without Closing coil (CC), manual operating mechanism with mechanical closing, without Remote trip alarm reset coil (RR), without 2nd shunt trip, without 1st Shunt trip | 635000 | 1 | Z\ | 1
3WA1350-6AC21-0AA0 |  | fixed-mounted circuit breaker, IEC 60947-2, size 1, 4-pole, N pole on right, In=5000 A up to 690 V AC 50/60 Hz, breaking capacity C Icu=130 kA at 690 V, tripping unit ETU300 LSI G optimized for standard applications, without display, basic protection LT, ST, INST, GF, including protection of the N conductor (internal neutral point sensor available), trip alarm switch (1 x CO), connection at rear vertical, without Com & metering function Manual operating mechanism with mechanical closing, without Spring charging motor, Ready-to-close signal. switch, Auxiliary switches 2NO+2NC, without Closing coil (CC), manual operating mechanism with mechanical closing, without Remote trip alarm reset coil (RR), without 2nd shunt trip, without 1st Shunt trip | 652000 | 1 | Z\ | 1
3WA1350-6AC22-0AA0 |  | fixed-mounted circuit breaker, IEC 60947-2, size 1, 4-pole, N pole on right, In=5000 A up to 690 V AC 50/60 Hz, breaking capacity C Icu=130 kA at 690 V, tripping unit ETU300 LSI G optimized for standard applications, without display, basic protection LT, ST, INST, GF, including protection of the N conductor (internal neutral point sensor available), trip alarm switch (1 x CO), connection at rear horizontal without Com & metering function Manual operating mechanism with mechanical closing, without Spring charging motor, Ready-to-close signal. switch, Auxiliary switches 2NO+2NC, without Closing coil (CC), manual operating mechanism with mechanical closing, without Remote trip alarm reset coil (RR), without 2nd shunt trip, without 1st Shunt trip | 635000 | 1 | Z\ | 1
3WA1350-6AC31-0AA0 |  | Withdrawable circuit breaker with guide frame, IEC 60947-2, frame size 3, 3-poles, In=5000A up to 690V AC 50/60Hz, breaking capacity C Icu=150kA at 690V, Trip unit ETU300 LSIG optimized for standard applica- tions, without display Protection LT, ST, INST, GF, N-protection required an external N-sensor, incl. trip alarm switch (1xCO), rear connection vertical, guide frame with shutter and w/o position signalling switch, without Com & metering function Manual operating mechanism with mechanical closing, without Spring charging motor, Ready-to-close signal. switch, Auxiliary switches 2NO+2NC, without Closing coil (CC), manual operating mechanism with mechanical closing, without Remote trip alarm reset coil (RR), without 2nd shunt trip, without 1st Shunt trip | 589000 | 1 | Z\ | 1
3WA1350-6AC32-0AA0 |  | Withdrawable circuit breaker with guide frame, IEC 60947-2, frame size 3, 3-poles, In=5000A up to 690V AC 50/60Hz, breaking capacity C Icu=150kA at 690V, Trip unit ETU300 LSIG optimized for standard applica- tions, without display Protection LT, ST, INST, GF, N-protection required an external N-sensor, incl. trip alarm switch (1xCO), rear connection horizontal, guide frame with shutter and w/o position signalling switch, without Com & metering function Manual operating mechanism with mechanical closing, without Spring charging motor, Ready-to-close signal. switch, Auxiliary switches 2NO+2NC, without Closing coil (CC), manual operating mechanism with mechanical closing, without Remote trip alarm reset coil (RR), without 2nd shunt trip, without 1st Shunt trip | 576000 | 1 | Z\ | 1
3WA1350-6AC41-0AA0 |  | Withdrawable circuit breaker with guide frame, IEC 60947-2, frame size 3, 4-poles, N-pole left, In=5000A up to 690V AC 50/60Hz, breaking capacity C Icu=130kA at 690V, Trip unit ETU300 LSIG optimized for standard applica- tions, without display Protection LT, ST, INST, GF, include N-protection, (internal N-sensor available), incl. trip alarm switch (1xCO), rear connection vertical, guide frame with shutter and w/o position signalling switch, without Com & metering function Manual operating mechanism with mechanical closing, without Spring charging motor, Ready-to-close signal. switch, Auxiliary switches 2NO+2NC, without Closing coil (CC), manual operating mechanism with mechanical closing, without Remote trip alarm reset coil (RR), without 2nd shunt trip, without 1st Shunt trip | 777000 | 1 | Z\ | 1
3WA1350-6AC42-0AA0 |  | Withdrawable circuit breaker with guide frame, IEC 60947-2, frame size 3, 4-poles, N-pole left, In=5000A up to 690V AC 50/60Hz, breaking capacity C Icu=130kA at 690V, Trip unit ETU300 LSIG optimized for standard applica- tions, without display Protection LT, ST, INST, GF, include N-protection, (internal N-sensor available), incl. trip alarm switch (1xCO), rear connection horizontal, guide frame with shutter and w/o position signalling switch, without Com & metering function Manual operating mechanism with mechanical closing, without Spring charging motor, Ready-to-close signal. switch, Auxiliary switches 2NO+2NC, without Closing coil (CC), manual operating mechanism with mechanical closing, without Remote trip alarm reset coil (RR), without 2nd shunt trip, without 1st Shunt trip | 760000 | 1 | Z\ | 1
3WA1350-6AE01-0AA0 |  | Fixed-mounted circuit breaker IEC 60947-2, frame size 3, 3-poles, In=5000A up to 690V AC 50/60Hz, breaking capacity C Icu=150kA at 690V, Trip unit ETU600 LSI upgrade ready , colordisplay, bluetooth and USB interface, Protection LT, ST, INST, N-protection required an external N-sensor, incl. trip alarm switch (1xCO), rear connection vertical, without Com & metering function Manual operating mechanism with mechanical closing, without Spring charging motor, Ready-to-close signal. switch, Auxiliary switches 2NO+2NC, without Closing coil (CC), manual operating mechanism with mechanical closing, without Remote trip alarm reset coil (RR), without 2nd shunt trip, without 1st Shunt trip | 493000 | 1 | Z\ | 1
3WA1350-6AE02-0AA0 |  | Fixed-mounted circuit breaker IEC 60947-2, frame size 3, 3-poles, In=5000A up to 690V AC 50/60Hz, breaking capacity C Icu=150kA at 690V, Trip unit ETU600 LSI upgrade ready , colordisplay, bluetooth and USB interface, Protection LT, ST, INST, N-protection required an external N-sensor, incl. trip alarm switch (1xCO), rear connection horizontal, without Com & metering function Manual operating mechanism with mechanical closing, without Spring charging motor, Ready-to-close signal. switch, Auxiliary switches 2NO+2NC, without Closing coil (CC), manual operating mechanism with mechanical closing, without Remote trip alarm reset coil (RR), without 2nd shunt trip, without 1st Shunt trip | 480000 | 1 | Z\ | 1
3WA1350-6AE11-0AA0 |  | Fixed-mounted circuit breaker IEC 60947-2, frame size 3, 4-poles, N-pole left, In=5000A up to 690V AC 50/60Hz, breaking capacity C Icu=130kA at 690V, Trip unit ETU600 LSI upgrade ready , colordisplay, bluetooth and USB interface, Protection LT, ST, INST, include N-protection, (internal N-sensor available), incl. trip alarm switch (1xCO), rear connection vertical, without Com & metering function Manual operating mechanism with mechanical closing, without Spring charging motor, Ready-to-close signal. switch, Auxiliary switches 2NO+2NC, without Closing coil (CC), manual operating mechanism with mechanical closing, without Remote trip alarm reset coil (RR), without 2nd shunt trip, without 1st Shunt trip | 651000 | 1 | Z\ | 1
3WA1350-6AE12-0AA0 |  | Fixed-mounted circuit breaker IEC 60947-2, frame size 3, 4-poles, N-pole left, In=5000A up to 690V AC 50/60Hz, breaking capacity C Icu=130kA at 690V, Trip unit ETU600 LSI upgrade ready , colordisplay, bluetooth and USB interface, Protection LT, ST, INST, include N-protection, (internal N-sensor available), incl. trip alarm switch (1xCO), rear connection horizontal, without Com & metering function Manual operating mechanism with mechanical closing, without Spring charging motor, Ready-to-close signal. switch, Auxiliary switches 2NO+2NC, without Closing coil (CC), manual operating mechanism with mechanical closing, without Remote trip alarm reset coil (RR), without 2nd shunt trip, without 1st Shunt trip | 634000 | 1 | Z\ | 1
3WA1350-6AE21-0AA0 |  | fixed-mounted circuit breaker, IEC 60947-2, size 3, 4-pole, N pole on right, In=5000 A up to 690 V AC 50/60 Hz, breaking capacity C Icu=130 kA at 690 V, tripping unit ETU600 LSI upgradeable, color display, Bluetooth, USB interface, basic protection LT, ST, INST, including protection of the N conductor (internal neutral point sensor available), trip alarm switch (1 x CO), connection at rear vertical, without Com & metering function Manual operating mechanism with mechanical closing, without Spring charging motor, Ready-to-close signal. switch, Auxiliary switches 2NO+2NC, without Closing coil (CC), manual operating mechanism with mechanical closing, without Remote trip alarm reset coil (RR), without 2nd shunt trip, without 1st Shunt trip | 651000 | 1 | Z\ | 1
3WA1350-6AE22-0AA0 |  | fixed-mounted circuit breaker, IEC 60947-2, size 3, 4-pole, N pole on right, In=5000 A up to 690 V AC 50/60 Hz, breaking capacity C Icu=130 kA at 690 V, tripping unit ETU600 LSI upgradeable, color display, Bluetooth, USB interface, basic protection LT, ST, INST, including protection of the N conductor (internal neutral point sensor available), trip alarm switch (1 x CO), connection at rear horizontal without Com & metering function Manual operating mechanism with mechanical closing, without Spring charging motor, Ready-to-close signal. switch, Auxiliary switches 2NO+2NC, without Closing coil (CC), manual operating mechanism with mechanical closing, without Remote trip alarm reset coil (RR), without 2nd shunt trip, without 1st Shunt trip | 634000 | 1 | Z\ | 1
3WA1350-6AE31-0AA0 |  | Withdrawable circuit breaker with guide frame, IEC 60947-2, frame size 3, 3-poles, In=5000A up to 690V AC 50/60Hz, breaking capacity C Icu=150kA at 690V, Trip unit ETU600 LSI upgrade ready , colordisplay, bluetooth and USB interface, Protection LT, ST, INST, N-protection required an external N-sensor, incl. trip alarm switch (1xCO), rear connection vertical, guide frame with shutter and w/o position signalling switch, without Com & metering function Manual operating mechanism with mechanical closing, without Spring charging motor, Ready-to-close signal. switch, Auxiliary switches 2NO+2NC, without Closing coil (CC), manual operating mechanism with mechanical closing, without Remote trip alarm reset coil (RR), without 2nd shunt trip, without 1st Shunt trip | 588000 | 1 | Z\ | 1
3WA1350-6AE32-0AA0 |  | Withdrawable circuit breaker with guide frame, IEC 60947-2, frame size 3, 3-poles, In=5000A up to 690V AC 50/60Hz, breaking capacity C Icu=150kA at 690V, Trip unit ETU600 LSI upgrade ready , colordisplay, bluetooth and USB interface, Protection LT, ST, INST, N-protection required an external N-sensor, incl. trip alarm switch (1xCO), rear connection horizontal, guide frame with shutter and w/o position signalling switch, without Com & metering function Manual operating mechanism with mechanical closing, without Spring charging motor, Ready-to-close signal. switch, Auxiliary switches 2NO+2NC, without Closing coil (CC), manual operating mechanism with mechanical closing, without Remote trip alarm reset coil (RR), without 2nd shunt trip, without 1st Shunt trip | 575000 | 1 | Z\ | 1
3WA1350-6AE41-0AA0 |  | Withdrawable circuit breaker with guide frame, IEC 60947-2, frame size 3, 4-poles, N-pole left, In=5000A up to 690V AC 50/60Hz, breaking capacity C Icu=130kA at 690V, Trip unit ETU600 LSI upgrade ready , colordisplay, bluetooth and USB interface, Protection LT, ST, INST, include N-protection, (internal N-sensor available), incl. trip alarm switch (1xCO), rear connection vertical, guide frame with shutter and w/o position signalling switch, without Com & metering function Manual operating mechanism with mechanical closing, without Spring charging motor, Ready-to-close signal. switch, Auxiliary switches 2NO+2NC, without Closing coil (CC), manual operating mechanism with mechanical closing, without Remote trip alarm reset coil (RR), without 2nd shunt trip, without 1st Shunt trip | 776000 | 1 | Z\ | 1
3WA1350-6AE42-0AA0 |  | Withdrawable circuit breaker with guide frame, IEC 60947-2, frame size 3, 4-poles, N-pole left, In=5000A up to 690V AC 50/60Hz, breaking capacity C Icu=130kA at 690V, Trip unit ETU600 LSI upgrade ready , colordisplay, bluetooth and USB interface, Protection LT, ST, INST, include N-protection, (internal N-sensor available), incl. trip alarm switch (1xCO), rear connection horizontal, guide frame with shutter and w/o position signalling switch, without Com & metering function Manual operating mechanism with mechanical closing, without Spring charging motor, Ready-to-close signal. switch, Auxiliary switches 2NO+2NC, without Closing coil (CC), manual operating mechanism with mechanical closing, without Remote trip alarm reset coil (RR), without 2nd shunt trip, without 1st Shunt trip | 759000 | 1 | Z\ | 1
3WA1350-6AF01-0AA0 |  | Fixed-mounted circuit breaker IEC 60947-2, frame size 3, 3-poles, In=5000A up to 690V AC 50/60Hz, breaking capacity C Icu=150kA at 690V, Trip unit ETU600 LSIG upgrade ready , colordisplay, bluetooth and USB interface, Protection LT, ST, INST, GFx, N-protection required an external N-sensor, incl. trip alarm switch (1xCO), rear connection vertical, without Com & metering function Manual operating mechanism with mechanical closing, without Spring charging motor, Ready-to-close signal. switch, Auxiliary switches 2NO+2NC, without Closing coil (CC), manual operating mechanism with mechanical closing, without Remote trip alarm reset coil (RR), without 2nd shunt trip, without 1st Shunt trip | 504000 | 1 | Z\ | 1
3WA1350-6AF02-0AA0 |  | Fixed-mounted circuit breaker IEC 60947-2, frame size 3, 3-poles, In=5000A up to 690V AC 50/60Hz, breaking capacity C Icu=150kA at 690V, Trip unit ETU600 LSIG upgrade ready , colordisplay, bluetooth and USB interface, Protection LT, ST, INST, GFx, N-protection required an external N-sensor, incl. trip alarm switch (1xCO), rear connection horizontal, without Com & metering function Manual operating mechanism with mechanical closing, without Spring charging motor, Ready-to-close signal. switch, Auxiliary switches 2NO+2NC, without Closing coil (CC), manual operating mechanism with mechanical closing, without Remote trip alarm reset coil (RR), without 2nd shunt trip, without 1st Shunt trip | 491000 | 1 | Z\ | 1
3WA1350-6AF11-0AA0 |  | Fixed-mounted circuit breaker IEC 60947-2, frame size 3, 4-poles, N-pole left, In=5000A up to 690V AC 50/60Hz, breaking capacity C Icu=130kA at 690V, Trip unit ETU600 LSIG upgrade ready , colordisplay, bluetooth and USB interface, Protection LT, ST, INST, GFx, include N-protection, (internal N-sensor available), incl. trip alarm switch (1xCO), rear connection vertical, without Com & metering function Manual operating mechanism with mechanical closing, without Spring charging motor, Ready-to-close signal. switch, Auxiliary switches 2NO+2NC, without Closing coil (CC), manual operating mechanism with mechanical closing, without Remote trip alarm reset coil (RR), without 2nd shunt trip, without 1st Shunt trip | 662000 | 1 | Z\ | 1
3WA1350-6AF12-0AA0 |  | Fixed-mounted circuit breaker IEC 60947-2, frame size 3, 4-poles, N-pole left, In=5000A up to 690V AC 50/60Hz, breaking capacity C Icu=130kA at 690V, Trip unit ETU600 LSIG upgrade ready , colordisplay, bluetooth and USB interface, Protection LT, ST, INST, GFx, include N-protection, (internal N-sensor available), incl. trip alarm switch (1xCO), rear connection horizontal, without Com & metering function Manual operating mechanism with mechanical closing, without Spring charging motor, Ready-to-close signal. switch, Auxiliary switches 2NO+2NC, without Closing coil (CC), manual operating mechanism with mechanical closing, without Remote trip alarm reset coil (RR), without 2nd shunt trip, without 1st Shunt trip | 645000 | 1 | Z\ | 1
3WA1350-6AF21-0AA0 |  | fixed-mounted circuit breaker, IEC 60947-2, size 3, 4-pole, N pole on right, In=5000 A up to 690 V AC 50/60 Hz, breaking capacity C Icu=130 kA at 690 V, tripping unit ETU600 LSIG upgradeable, color display, Bluetooth, USB interface, basic protection LT, ST, INST, GFx, including protection of the N conductor (internal neutral point sensor available), trip alarm switch (1 x CO), connection at rear vertical, without Com & metering function Manual operating mechanism with mechanical closing, without Spring charging motor, Ready-to-close signal. switch, Auxiliary switches 2NO+2NC, without Closing coil (CC), manual operating mechanism with mechanical closing, without Remote trip alarm reset coil (RR), without 2nd shunt trip, without 1st Shunt trip | 662000 | 1 | Z\ | 1
3WA1350-6AF22-0AA0 |  | fixed-mounted circuit breaker, IEC 60947-2, size 3, 4-pole, N pole on right, In=5000 A up to 690 V AC 50/60 Hz, breaking capacity C Icu=130 kA at 690 V, tripping unit ETU600 LSIG upgradeable, color display, Bluetooth, USB interface, basic protection LT, ST, INST, GFx, including protection of the N conductor (internal neutral point sensor available), trip alarm switch (1 x CO), connection at rear horizontal without Com & metering function Manual operating mechanism with mechanical closing, without Spring charging motor, Ready-to-close signal. switch, Auxiliary switches 2NO+2NC, without Closing coil (CC), manual operating mechanism with mechanical closing, without Remote trip alarm reset coil (RR), without 2nd shunt trip, without 1st Shunt trip | 645000 | 1 | Z\ | 1
3WA1350-6AF31-0AA0 |  | Withdrawable circuit breaker with guide frame, IEC 60947-2, frame size 3, 3-poles, In=5000A up to 690V AC 50/60Hz, breaking capacity C Icu=150kA at 690V, Trip unit ETU600 LSIG upgrade ready , colordisplay, bluetooth and USB interface, Protection LT, ST, INST, GFx, N-protection required an external N-sensor, incl. trip alarm switch (1xCO), rear connection vertical, guide frame with shutter and w/o position signalling switch, without Com & metering function Manual operating mechanism with mechanical closing, without Spring charging motor, Ready-to-close signal. switch, Auxiliary switches 2NO+2NC, without Closing coil (CC), manual operating mechanism with mechanical closing, without Remote trip alarm reset coil (RR), without 2nd shunt trip, without 1st Shunt trip | 599000 | 1 | Z\ | 1
3WA1350-6AF32-0AA0 |  | Withdrawable circuit breaker with guide frame, IEC 60947-2, frame size 3, 3-poles, In=5000A up to 690V AC 50/60Hz, breaking capacity C Icu=150kA at 690V, Trip unit ETU600 LSIG upgrade ready , colordisplay, bluetooth and USB interface, Protection LT, ST, INST, GFx, N-protection required an external N-sensor, incl. trip alarm switch (1xCO), rear connection horizontal, guide frame with shutter and w/o position signalling switch, without Com & metering function Manual operating mechanism with mechanical closing, without Spring charging motor, Ready-to-close signal. switch, Auxiliary switches 2NO+2NC, without Closing coil (CC), manual operating mechanism with mechanical closing, without Remote trip alarm reset coil (RR), without 2nd shunt trip, without 1st Shunt trip | 586000 | 1 | Z\ | 1
3WA1350-6AF41-0AA0 |  | Withdrawable circuit breaker with guide frame, IEC 60947-2, frame size 3, 4-poles, N-pole left, In=5000A up to 690V AC 50/60Hz, breaking capacity C Icu=130kA at 690V, Trip unit ETU600 LSIG upgrade ready , colordisplay, bluetooth and USB interface, Protection LT, ST, INST, GFx, include N-protection, (internal N-sensor available), incl. trip alarm switch (1xCO), rear connection vertical, guide frame with shutter and w/o position signalling switch, without Com & metering function Manual operating mechanism with mechanical closing, without Spring charging motor, Ready-to-close signal. switch, Auxiliary switches 2NO+2NC, without Closing coil (CC), manual operating mechanism with mechanical closing, without Remote trip alarm reset coil (RR), without 2nd shunt trip, without 1st Shunt trip | 787000 | 1 | Z\ | 1
3WA1350-6AF42-0AA0 |  | Withdrawable circuit breaker with guide frame, IEC 60947-2, frame size 3, 4-poles, N-pole left, In=5000A up to 690V AC 50/60Hz, breaking capacity C Icu=130kA at 690V, Trip unit ETU600 LSIG upgrade ready , colordisplay, bluetooth and USB interface, Protection LT, ST, INST, GFx, include N-protection, (internal N-sensor available), incl. trip alarm switch (1xCO), rear connection horizontal, guide frame with shutter and w/o position signalling switch, without Com & metering function Manual operating mechanism with mechanical closing, without Spring charging motor, Ready-to-close signal. switch, Auxiliary switches 2NO+2NC, without Closing coil (CC), manual operating mechanism with mechanical closing, without Remote trip alarm reset coil (RR), without 2nd shunt trip, without 1st Shunt trip | 770000 | 1 | Z\ | 1
3WA1350-6AG01-0AA0 |  | Fixed-mounted circuit breaker IEC 60947-2, frame size 3, 3-poles, In=5000A up to 690V AC 50/60Hz, breaking capacity C Icu=150kA at 690V, Trip unit ETU600 LSIG Hi-Z upgrade ready , colordisplay, bluetooth and USB interface, Protection LT, ST, INST, GFx, with GF highimpedance-input N-protection required an external N-sensor, incl. trip alarm switch (1xCO), rear connection vertical, without Com & metering function Manual operating mechanism with mechanical closing, without Spring charging motor, Ready-to-close signal. switch, Auxiliary switches 2NO+2NC, without Closing coil (CC), manual operating mechanism with mechanical closing, without Remote trip alarm reset coil (RR), without 2nd shunt trip, without 1st Shunt trip | 525000 | 1 | Z\ | 1
3WA1350-6AG02-0AA0 |  | Fixed-mounted circuit breaker IEC 60947-2, frame size 3, 3-poles, In=5000A up to 690V AC 50/60Hz, breaking capacity C Icu=150kA at 690V, Trip unit ETU600 LSIG Hi-Z upgrade ready , colordisplay, bluetooth and USB interface, Protection LT, ST, INST, GFx, with GF highimpedance-input N-protection required an external N-sensor, incl. trip alarm switch (1xCO), rear connection horizontal, without Com & metering function Manual operating mechanism with mechanical closing, without Spring charging motor, Ready-to-close signal. switch, Auxiliary switches 2NO+2NC, without Closing coil (CC), manual operating mechanism with mechanical closing, without Remote trip alarm reset coil (RR), without 2nd shunt trip, without 1st Shunt trip | 512000 | 1 | Z\ | 1
3WA1350-6AG11-0AA0 |  | Fixed-mounted circuit breaker IEC 60947-2, frame size 3, 4-poles, N-pole left, In=5000A up to 690V AC 50/60Hz, breaking capacity C Icu=130kA at 690V, Trip unit ETU600 LSIG Hi-Z upgrade ready , colordisplay, bluetooth and USB interface, Protection LT, ST, INST, GFx, with GF highimpedance-input include N-protection, (internal N-sensor available), incl. trip alarm switch (1xCO), rear connection vertical, without Com & metering function Manual operating mechanism with mechanical closing, without Spring charging motor, Ready-to-close signal. switch, Auxiliary switches 2NO+2NC, without Closing coil (CC), manual operating mechanism with mechanical closing, without Remote trip alarm reset coil (RR), without 2nd shunt trip, without 1st Shunt trip | 683000 | 1 | Z\ | 1
3WA1350-6AG12-0AA0 |  | Fixed-mounted circuit breaker IEC 60947-2, frame size 3, 4-poles, N-pole left, In=5000A up to 690V AC 50/60Hz, breaking capacity C Icu=130kA at 690V, Trip unit ETU600 LSIG Hi-Z upgrade ready , colordisplay, bluetooth and USB interface, Protection LT, ST, INST, GFx, with GF highimpedance-input include N-protection, (internal N-sensor available), incl. trip alarm switch (1xCO), rear connection horizontal, without Com & metering function Manual operating mechanism with mechanical closing, without Spring charging motor, Ready-to-close signal. switch, Auxiliary switches 2NO+2NC, without Closing coil (CC), manual operating mechanism with mechanical closing, without Remote trip alarm reset coil (RR), without 2nd shunt trip, without 1st Shunt trip | 666000 | 1 | Z\ | 1
3WA1350-6AG21-0AA0 |  | fixed-mounted circuit breaker, IEC 60947-2, size 3, 4-pole, N pole on right, In=5000 A up to 690 V AC 50/60 Hz, breaking capacity C Icu=130 kA at 690 V, tripping unit ETU600 LSIG Hi-Z upgradeable, color display, Bluetooth, USB interface, basic protection LT, ST, INST, GFx, with GF high-impedance input, including protection of the N conductor (internal neutral point sensor available), trip alarm switch (1 x CO), connection at rear vertical, without Com & metering function Manual operating mechanism with mechanical closing, without Spring charging motor, Ready-to-close signal. switch, Auxiliary switches 2NO+2NC, without Closing coil (CC), manual operating mechanism with mechanical closing, without Remote trip alarm reset coil (RR), without 2nd shunt trip, without 1st Shunt trip | 683000 | 1 | Z\ | 1
3WA1350-6AG22-0AA0 |  | fixed-mounted circuit breaker, IEC 60947-2, size 3, 4-pole, N pole on right, In=5000 A up to 690 V AC 50/60 Hz, breaking capacity C Icu=130 kA at 690 V, tripping unit ETU600 LSIG Hi-Z upgradeable, color display, Bluetooth, USB interface, basic protection LT, ST, INST, GFx, with GF high-impedance input, including protection of the N conductor (internal neutral point sensor available), trip alarm switch (1 x CO), connection at rear horizontal without Com & metering function Manual operating mechanism with mechanical closing, without Spring charging motor, Ready-to-close signal. switch, Auxiliary switches 2NO+2NC, without Closing coil (CC), manual operating mechanism with mechanical closing, without Remote trip alarm reset coil (RR), without 2nd shunt trip, without 1st Shunt trip | 666000 | 1 | Z\ | 1
3WA1350-6AG31-0AA0 |  | Withdrawable circuit breaker with guide frame, IEC 60947-2, frame size 3, 3-poles, In=5000A up to 690V AC 50/60Hz, breaking capacity C Icu=150kA at 690V, Trip unit ETU600 LSIG Hi-Z upgrade ready , colordisplay, bluetooth and USB interface, Protection LT, ST, INST, GFx, with GF highimpedance-input N-protection required an external N-sensor, incl. trip alarm switch (1xCO), rear connection vertical, guide frame with shutter and w/o position signalling switch, without Com & metering function Manual operating mechanism with mechanical closing, without Spring charging motor, Ready-to-close signal. switch, Auxiliary switches 2NO+2NC, without Closing coil (CC), manual operating mechanism with mechanical closing, without Remote trip alarm reset coil (RR), without 2nd shunt trip, without 1st Shunt trip | 620000 | 1 | Z\ | 1
3WA1350-6AG32-0AA0 |  | Withdrawable circuit breaker with guide frame, IEC 60947-2, frame size 3, 3-poles, In=5000A up to 690V AC 50/60Hz, breaking capacity C Icu=150kA at 690V, Trip unit ETU600 LSIG Hi-Z upgrade ready , colordisplay, bluetooth and USB interface, Protection LT, ST, INST, GFx, with GF highimpedance-input N-protection required an external N-sensor, incl. trip alarm switch (1xCO), rear connection horizontal, guide frame with shutter and w/o position signalling switch, without Com & metering function Manual operating mechanism with mechanical closing, without Spring charging motor, Ready-to-close signal. switch, Auxiliary switches 2NO+2NC, without Closing coil (CC), manual operating mechanism with mechanical closing, without Remote trip alarm reset coil (RR), without 2nd shunt trip, without 1st Shunt trip | 607000 | 1 | Z\ | 1
3WA1350-6AG41-0AA0 |  | Withdrawable circuit breaker with guide frame, IEC 60947-2, frame size 3, 4-poles, N-pole left, In=5000A up to 690V AC 50/60Hz, breaking capacity C Icu=130kA at 690V, Trip unit ETU600 LSIG Hi-Z upgrade ready , colordisplay, bluetooth and USB interface, Protection LT, ST, INST, GFx, with GF highimpedance-input include N-protection, (internal N-sensor available), incl. trip alarm switch (1xCO), rear connection vertical, guide frame with shutter and w/o position signalling switch, without Com & metering function Manual operating mechanism with mechanical closing, without Spring charging motor, Ready-to-close signal. switch, Auxiliary switches 2NO+2NC, without Closing coil (CC), manual operating mechanism with mechanical closing, without Remote trip alarm reset coil (RR), without 2nd shunt trip, without 1st Shunt trip | 808000 | 1 | Z\ | 1
3WA1350-6AG42-0AA0 |  | Withdrawable circuit breaker with guide frame, IEC 60947-2, frame size 3, 4-poles, N-pole left, In=5000A up to 690V AC 50/60Hz, breaking capacity C Icu=130kA at 690V, Trip unit ETU600 LSIG Hi-Z upgrade ready , colordisplay, bluetooth and USB interface, Protection LT, ST, INST, GFx, with GF highimpedance-input include N-protection, (internal N-sensor available), incl. trip alarm switch (1xCO), rear connection horizontal, guide frame with shutter and w/o position signalling switch, without Com & metering function Manual operating mechanism with mechanical closing, without Spring charging motor, Ready-to-close signal. switch, Auxiliary switches 2NO+2NC, without Closing coil (CC), manual operating mechanism with mechanical closing, without Remote trip alarm reset coil (RR), without 2nd shunt trip, without 1st Shunt trip | 791000 | 1 | Z\ | 1
3WA1350-6CA01-0AA0 |  | Non-automatic circuit breaker Fixed-mounted version, IEC 60947-2, frame size 3, 3-poles, In=5000A up to 690V AC 50/60Hz, breaking capacity C Icc=150kA at 690V, without electr. trip unit ETU, rear connection vertical, able to communication, Manual operating mechanism with mechanical closing, without Spring charging motor, Ready-to-close signal. switch, Auxiliary switches 2NO+2NC, without Closing coil (CC), manual operating mechanism with mechanical closing, without Remote trip alarm reset coil (RR), without 2nd shunt trip, without 1st Shunt trip | 481430 | 1 | Z\ | 1
3WA1350-6CA02-0AA0 |  | Non-automatic circuit breaker Fixed-mounted version, IEC 60947-2, frame size 3, 3-poles, In=5000A up to 690V AC 50/60Hz, breaking capacity C Icc=150kA at 690V, without electr. trip unit ETU, rear connection horizontal, able to communication, Manual operating mechanism with mechanical closing, without Spring charging motor, Ready-to-close signal. switch, Auxiliary switches 2NO+2NC, without Closing coil (CC), manual operating mechanism with mechanical closing, without Remote trip alarm reset coil (RR), without 2nd shunt trip, without 1st Shunt trip | 468430 | 1 | Z\ | 1
3WA1350-6CA11-0AA0 |  | Non-automatic circuit breaker Fixed-mounted version, IEC 60947-2, frame size 3, 4-poles, N-pole left, In=5000A up to 690V AC 50/60Hz, breaking capacity C Icc=130kA at 690V, without electr. trip unit ETU, rear connection vertical, able to communication, Manual operating mechanism with mechanical closing, without Spring charging motor, Ready-to-close signal. switch, Auxiliary switches 2NO+2NC, without Closing coil (CC), manual operating mechanism with mechanical closing, without Remote trip alarm reset coil (RR), without 2nd shunt trip, without 1st Shunt trip | 634430 | 1 | Z\ | 1
3WA1350-6CA12-0AA0 |  | Non-automatic circuit breaker Fixed-mounted version, IEC 60947-2, frame size 3, 4-poles, N-pole left, In=5000A up to 690V AC 50/60Hz, breaking capacity C Icc=130kA at 690V, without electr. trip unit ETU, rear connection horizontal, able to communication, Manual operating mechanism with mechanical closing, without Spring charging motor, Ready-to-close signal. switch, Auxiliary switches 2NO+2NC, without Closing coil (CC), manual operating mechanism with mechanical closing, without Remote trip alarm reset coil (RR), without 2nd shunt trip, without 1st Shunt trip | 617430 | 1 | Z\ | 1
3WA1350-6CA21-0AA0 |  | AC non-automatic air circuit breaker 3WA, fixed-mounted version, IEC 60947-2, size 3, 4-pole, N pole on right, In=5000 A up to 690 V AC 50/60 Hz, breaking capacity C, Icc=130 kA at 690 V, without electronic trip unit ETU, connection at rear vertical, able to communication, Manual operating mechanism with mechanical closing, without Spring charging motor, Ready-to-close signal. switch, Auxiliary switches 2NO+2NC, without Closing coil (CC), manual operating mechanism with mechanical closing, without Remote trip alarm reset coil (RR), without 2nd shunt trip, without 1st Shunt trip | 634430 | 1 | Z\ | 1
3WA1350-6CA22-0AA0 |  | AC non-automatic air circuit breaker 3WA, fixed-mounted version, IEC 60947-2, size 3, 4-pole, N pole on right, In=5000 A up to 690 V AC 50/60 Hz, breaking capacity C, Icc=130 kA at 690 V, without electronic trip unit ETU, connection at rear horizontal able to communication, Manual operating mechanism with mechanical closing, without Spring charging motor, Ready-to-close signal. switch, Auxiliary switches 2NO+2NC, without Closing coil (CC), manual operating mechanism with mechanical closing, without Remote trip alarm reset coil (RR), without 2nd shunt trip, without 1st Shunt trip | 617430 | 1 | Z\ | 1
3WA1350-6CA31-0AA0 |  | Non-automatic circuit breaker withdrawable version, with guide frame, IEC 60947-2, frame size 3, 3-poles, In=5000A up to 690V AC 50/60Hz, breaking capacity C Icc=150kA at 690V, without electr. trip unit ETU, rear connection vertical, guide frame with shutter and w/o position signalling switch, able to communication, Manual operating mechanism with mechanical closing, without Spring charging motor, Ready-to-close signal. switch, Auxiliary switches 2NO+2NC, without Closing coil (CC), manual operating mechanism with mechanical closing, without Remote trip alarm reset coil (RR), without 2nd shunt trip, without 1st Shunt trip | 573430 | 1 | Z\ | 1
3WA1350-6CA32-0AA0 |  | Non-automatic circuit breaker withdrawable version, with guide frame, IEC 60947-2, frame size 3, 3-poles, In=5000A up to 690V AC 50/60Hz, breaking capacity C Icc=150kA at 690V, without electr. trip unit ETU, rear connection horizontal, guide frame with shutter and w/o position signalling switch, able to communication, Manual operating mechanism with mechanical closing, without Spring charging motor, Ready-to-close signal. switch, Auxiliary switches 2NO+2NC, without Closing coil (CC), manual operating mechanism with mechanical closing, without Remote trip alarm reset coil (RR), without 2nd shunt trip, without 1st Shunt trip | 560430 | 1 | Z\ | 1
3WA1350-6CA41-0AA0 |  | Non-automatic circuit breaker withdrawable version, with guide frame, IEC 60947-2, frame size 3, 4-poles, N-pole left, In=5000A up to 690V AC 50/60Hz, breaking capacity C Icc=130kA at 690V, without electr. trip unit ETU, rear connection vertical, guide frame with shutter and w/o position signalling switch, able to communication, Manual operating mechanism with mechanical closing, without Spring charging motor, Ready-to-close signal. switch, Auxiliary switches 2NO+2NC, without Closing coil (CC), manual operating mechanism with mechanical closing, without Remote trip alarm reset coil (RR), without 2nd shunt trip, without 1st Shunt trip | 755430 | 1 | Z\ | 1
3WA1350-6CA42-0AA0 |  | Non-automatic circuit breaker withdrawable version, with guide frame, IEC 60947-2, frame size 3, 4-poles, N-pole left, In=5000A up to 690V AC 50/60Hz, breaking capacity C Icc=130kA at 690V, without electr. trip unit ETU, rear connection horizontal, guide frame with shutter and w/o position signalling switch, able to communication, Manual operating mechanism with mechanical closing, without Spring charging motor, Ready-to-close signal. switch, Auxiliary switches 2NO+2NC, without Closing coil (CC), manual operating mechanism with mechanical closing, without Remote trip alarm reset coil (RR), without 2nd shunt trip, without 1st Shunt trip | 738430 | 1 | Z\ | 1
3WA1350-6EE01-0AA0 |  | Fixed-mounted circuit breaker IEC 60947-2, frame size 3, 3-poles, In=5000A up to 690V AC 50/60Hz, breaking capacity C Icu=150kA at 690V, Trip unit ETU600 LSI upgrade ready , colordisplay, bluetooth and USB interface, Protection LT, ST, INST, N-protection required an external N-sensor, incl. trip alarm switch (1xCO), rear connection vertical, with internal voltage tap on lower stab of circuit breaker, with voltage tap module VTM680 and power supply of ETU600, able to communication, integrated metering type PMF-1 Energy Efficiency, Voltage, Active energy Ea Manual operating mechanism with mechanical closing, without Spring charging motor, Ready-to-close signal. switch, Auxiliary switches 2NO+2NC, without Closing coil (CC), manual operating mechanism with mechanical closing, without Remote trip alarm reset coil (RR), without 2nd shunt trip, without 1st Shunt trip | 501870 | 1 | Z\ | 1
3WA1350-6EE02-0AA0 |  | Fixed-mounted circuit breaker IEC 60947-2, frame size 3, 3-poles, In=5000A up to 690V AC 50/60Hz, breaking capacity C Icu=150kA at 690V, Trip unit ETU600 LSI upgrade ready , colordisplay, bluetooth and USB interface, Protection LT, ST, INST, N-protection required an external N-sensor, incl. trip alarm switch (1xCO), rear connection horizontal, with internal voltage tap on lower stab of circuit breaker, with voltage tap module VTM680 and power supply of ETU600, able to communication, integrated metering type PMF-1 Energy Efficiency, Voltage, Active energy Ea Manual operating mechanism with mechanical closing, without Spring charging motor, Ready-to-close signal. switch, Auxiliary switches 2NO+2NC, without Closing coil (CC), manual operating mechanism with mechanical closing, without Remote trip alarm reset coil (RR), without 2nd shunt trip, without 1st Shunt trip | 488870 | 1 | Z\ | 1
3WA1350-6EE11-0AA0 |  | Fixed-mounted circuit breaker IEC 60947-2, frame size 3, 4-poles, N-pole left, In=5000A up to 690V AC 50/60Hz, breaking capacity C Icu=130kA at 690V, Trip unit ETU600 LSI upgrade ready , colordisplay, bluetooth and USB interface, Protection LT, ST, INST, include N-protection, (internal N-sensor available), incl. trip alarm switch (1xCO), rear connection vertical, with internal voltage tap on lower stab of circuit breaker, with voltage tap module VTM680 and power supply of ETU600, able to communication, integrated metering type PMF-1 Energy Efficiency, Voltage, Active energy Ea Manual operating mechanism with mechanical closing, without Spring charging motor, Ready-to-close signal. switch, Auxiliary switches 2NO+2NC, without Closing coil (CC), manual operating mechanism with mechanical closing, without Remote trip alarm reset coil (RR), without 2nd shunt trip, without 1st Shunt trip | 659870 | 1 | Z\ | 1
3WA1350-6EE12-0AA0 |  | Fixed-mounted circuit breaker IEC 60947-2, frame size 3, 4-poles, N-pole left, In=5000A up to 690V AC 50/60Hz, breaking capacity C Icu=130kA at 690V, Trip unit ETU600 LSI upgrade ready , colordisplay, bluetooth and USB interface, Protection LT, ST, INST, include N-protection, (internal N-sensor available), incl. trip alarm switch (1xCO), rear connection horizontal, with internal voltage tap on lower stab of circuit breaker, with voltage tap module VTM680 and power supply of ETU600, able to communication, integrated metering type PMF-1 Energy Efficiency, Voltage, Active energy Ea Manual operating mechanism with mechanical closing, without Spring charging motor, Ready-to-close signal. switch, Auxiliary switches 2NO+2NC, without Closing coil (CC), manual operating mechanism with mechanical closing, without Remote trip alarm reset coil (RR), without 2nd shunt trip, without 1st Shunt trip | 642870 | 1 | Z\ | 1
3WA1350-6EE21-0AA0 |  | fixed-mounted circuit breaker, IEC 60947-2, size 3, 4-pole, N pole on right, In=5000 A up to 690 V AC 50/60 Hz, breaking capacity C Icu=130 kA at 690 V, tripping unit ETU600 LSI upgradeable, color display, Bluetooth, USB interface, basic protection LT, ST, INST, including protection of the N conductor (internal neutral point sensor available), trip alarm switch (1 x CO), connection at rear vertical, with internal voltage tap on lower stab of circuit breaker, with voltage tap module VTM680 and power supply of ETU600, able to communication, integrated metering type PMF-1 Energy Efficiency, Voltage, Active energy Ea Manual operating mechanism with mechanical closing, without Spring charging motor, Ready-to-close signal. switch, Auxiliary switches 2NO+2NC, without Closing coil (CC), manual operating mechanism with mechanical closing, without Remote trip alarm reset coil (RR), without 2nd shunt trip, without 1st Shunt trip | 659870 | 1 | Z\ | 1
3WA1350-6EE22-0AA0 |  | fixed-mounted circuit breaker, IEC 60947-2, size 3, 4-pole, N pole on right, In=5000 A up to 690 V AC 50/60 Hz, breaking capacity C Icu=130 kA at 690 V, tripping unit ETU600 LSI upgradeable, color display, Bluetooth, USB interface, basic protection LT, ST, INST, including protection of the N conductor (internal neutral point sensor available), trip alarm switch (1 x CO), connection at rear horizontal with internal voltage tap on lower stab of circuit breaker, with voltage tap module VTM680 and power supply of ETU600, able to communication, integrated metering type PMF-1 Energy Efficiency, Voltage, Active energy Ea Manual operating mechanism with mechanical closing, without Spring charging motor, Ready-to-close signal. switch, Auxiliary switches 2NO+2NC, without Closing coil (CC), manual operating mechanism with mechanical closing, without Remote trip alarm reset coil (RR), without 2nd shunt trip, without 1st Shunt trip | 642870 | 1 | Z\ | 1
3WA1350-6EE31-0AA0 |  | Withdrawable circuit breaker with guide frame, IEC 60947-2, frame size 3, 3-poles, In=5000A up to 690V AC 50/60Hz, breaking capacity C Icu=150kA at 690V, Trip unit ETU600 LSI upgrade ready , colordisplay, bluetooth and USB interface, Protection LT, ST, INST, N-protection required an external N-sensor, incl. trip alarm switch (1xCO), rear connection vertical, guide frame with shutter and w/o position signalling switch, with internal voltage tap on lower stab of circuit breaker, with voltage tap module VTM680 and power supply of ETU600, able to communication, integrated metering type PMF-1 Energy Efficiency, Voltage, Active energy Ea Manual operating mechanism with mechanical closing, without Spring charging motor, Ready-to-close signal. switch, Auxiliary switches 2NO+2NC, without Closing coil (CC), manual operating mechanism with mechanical closing, without Remote trip alarm reset coil (RR), without 2nd shunt trip, without 1st Shunt trip | 596870 | 1 | Z\ | 1
3WA1350-6EE32-0AA0 |  | Withdrawable circuit breaker with guide frame, IEC 60947-2, frame size 3, 3-poles, In=5000A up to 690V AC 50/60Hz, breaking capacity C Icu=150kA at 690V, Trip unit ETU600 LSI upgrade ready , colordisplay, bluetooth and USB interface, Protection LT, ST, INST, N-protection required an external N-sensor, incl. trip alarm switch (1xCO), rear connection horizontal, guide frame with shutter and w/o position signalling switch, with internal voltage tap on lower stab of circuit breaker, with voltage tap module VTM680 and power supply of ETU600, able to communication, integrated metering type PMF-1 Energy Efficiency, Voltage, Active energy Ea Manual operating mechanism with mechanical closing, without Spring charging motor, Ready-to-close signal. switch, Auxiliary switches 2NO+2NC, without Closing coil (CC), manual operating mechanism with mechanical closing, without Remote trip alarm reset coil (RR), without 2nd shunt trip, without 1st Shunt trip | 583870 | 1 | Z\ | 1
3WA1350-6EE41-0AA0 |  | Withdrawable circuit breaker with guide frame, IEC 60947-2, frame size 3, 4-poles, N-pole left, In=5000A up to 690V AC 50/60Hz, breaking capacity C Icu=130kA at 690V, Trip unit ETU600 LSI upgrade ready , colordisplay, bluetooth and USB interface, Protection LT, ST, INST, include N-protection, (internal N-sensor available), incl. trip alarm switch (1xCO), rear connection vertical, guide frame with shutter and w/o position signalling switch, with internal voltage tap on lower stab of circuit breaker, with voltage tap module VTM680 and power supply of ETU600, able to communication, integrated metering type PMF-1 Energy Efficiency, Voltage, Active energy Ea Manual operating mechanism with mechanical closing, without Spring charging motor, Ready-to-close signal. switch, Auxiliary switches 2NO+2NC, without Closing coil (CC), manual operating mechanism with mechanical closing, without Remote trip alarm reset coil (RR), without 2nd shunt trip, without 1st Shunt trip | 784870 | 1 | Z\ | 1
3WA1350-6EE42-0AA0 |  | Withdrawable circuit breaker with guide frame, IEC 60947-2, frame size 3, 4-poles, N-pole left, In=5000A up to 690V AC 50/60Hz, breaking capacity C Icu=130kA at 690V, Trip unit ETU600 LSI upgrade ready , colordisplay, bluetooth and USB interface, Protection LT, ST, INST, include N-protection, (internal N-sensor available), incl. trip alarm switch (1xCO), rear connection horizontal, guide frame with shutter and w/o position signalling switch, with internal voltage tap on lower stab of circuit breaker, with voltage tap module VTM680 and power supply of ETU600, able to communication, integrated metering type PMF-1 Energy Efficiency, Voltage, Active energy Ea Manual operating mechanism with mechanical closing, without Spring charging motor, Ready-to-close signal. switch, Auxiliary switches 2NO+2NC, without Closing coil (CC), manual operating mechanism with mechanical closing, without Remote trip alarm reset coil (RR), without 2nd shunt trip, without 1st Shunt trip | 767870 | 1 | Z\ | 1
3WA1350-6EF01-0AA0 |  | Fixed-mounted circuit breaker IEC 60947-2, frame size 3, 3-poles, In=5000A up to 690V AC 50/60Hz, breaking capacity C Icu=150kA at 690V, Trip unit ETU600 LSIG upgrade ready , colordisplay, bluetooth and USB interface, Protection LT, ST, INST, GFx, N-protection required an external N-sensor, incl. trip alarm switch (1xCO), rear connection vertical, with internal voltage tap on lower stab of circuit breaker, with voltage tap module VTM680 and power supply of ETU600, able to communication, integrated metering type PMF-1 Energy Efficiency, Voltage, Active energy Ea Manual operating mechanism with mechanical closing, without Spring charging motor, Ready-to-close signal. switch, Auxiliary switches 2NO+2NC, without Closing coil (CC), manual operating mechanism with mechanical closing, without Remote trip alarm reset coil (RR), without 2nd shunt trip, without 1st Shunt trip | 512870 | 1 | Z\ | 1
3WA1350-6EF02-0AA0 |  | Fixed-mounted circuit breaker IEC 60947-2, frame size 3, 3-poles, In=5000A up to 690V AC 50/60Hz, breaking capacity C Icu=150kA at 690V, Trip unit ETU600 LSIG upgrade ready , colordisplay, bluetooth and USB interface, Protection LT, ST, INST, GFx, N-protection required an external N-sensor, incl. trip alarm switch (1xCO), rear connection horizontal, with internal voltage tap on lower stab of circuit breaker, with voltage tap module VTM680 and power supply of ETU600, able to communication, integrated metering type PMF-1 Energy Efficiency, Voltage, Active energy Ea Manual operating mechanism with mechanical closing, without Spring charging motor, Ready-to-close signal. switch, Auxiliary switches 2NO+2NC, without Closing coil (CC), manual operating mechanism with mechanical closing, without Remote trip alarm reset coil (RR), without 2nd shunt trip, without 1st Shunt trip | 499870 | 1 | Z\ | 1
3WA1350-6EF11-0AA0 |  | Fixed-mounted circuit breaker IEC 60947-2, frame size 3, 4-poles, N-pole left, In=5000A up to 690V AC 50/60Hz, breaking capacity C Icu=130kA at 690V, Trip unit ETU600 LSIG upgrade ready , colordisplay, bluetooth and USB interface, Protection LT, ST, INST, GFx, include N-protection, (internal N-sensor available), incl. trip alarm switch (1xCO), rear connection vertical, with internal voltage tap on lower stab of circuit breaker, with voltage tap module VTM680 and power supply of ETU600, able to communication, integrated metering type PMF-1 Energy Efficiency, Voltage, Active energy Ea Manual operating mechanism with mechanical closing, without Spring charging motor, Ready-to-close signal. switch, Auxiliary switches 2NO+2NC, without Closing coil (CC), manual operating mechanism with mechanical closing, without Remote trip alarm reset coil (RR), without 2nd shunt trip, without 1st Shunt trip | 670870 | 1 | Z\ | 1
3WA1350-6EF12-0AA0 |  | Fixed-mounted circuit breaker IEC 60947-2, frame size 3, 4-poles, N-pole left, In=5000A up to 690V AC 50/60Hz, breaking capacity C Icu=130kA at 690V, Trip unit ETU600 LSIG upgrade ready , colordisplay, bluetooth and USB interface, Protection LT, ST, INST, GFx, include N-protection, (internal N-sensor available), incl. trip alarm switch (1xCO), rear connection horizontal, with internal voltage tap on lower stab of circuit breaker, with voltage tap module VTM680 and power supply of ETU600, able to communication, integrated metering type PMF-1 Energy Efficiency, Voltage, Active energy Ea Manual operating mechanism with mechanical closing, without Spring charging motor, Ready-to-close signal. switch, Auxiliary switches 2NO+2NC, without Closing coil (CC), manual operating mechanism with mechanical closing, without Remote trip alarm reset coil (RR), without 2nd shunt trip, without 1st Shunt trip | 653870 | 1 | Z\ | 1
3WA1350-6EF21-0AA0 |  | fixed-mounted circuit breaker, IEC 60947-2, size 3, 4-pole, N pole on right, In=5000 A up to 690 V AC 50/60 Hz, breaking capacity C Icu=130 kA at 690 V, tripping unit ETU600 LSIG upgradeable, color display, Bluetooth, USB interface, basic protection LT, ST, INST, GFx, including protection of the N conductor (internal neutral point sensor available), trip alarm switch (1 x CO), connection at rear vertical, with internal voltage tap on lower stab of circuit breaker, with voltage tap module VTM680 and power supply of ETU600, able to communication, integrated metering type PMF-1 Energy Efficiency, Voltage, Active energy Ea Manual operating mechanism with mechanical closing, without Spring charging motor, Ready-to-close signal. switch, Auxiliary switches 2NO+2NC, without Closing coil (CC), manual operating mechanism with mechanical closing, without Remote trip alarm reset coil (RR), without 2nd shunt trip, without 1st Shunt trip | 670870 | 1 | Z\ | 1
3WA1350-6EF22-0AA0 |  | fixed-mounted circuit breaker, IEC 60947-2, size 3, 4-pole, N pole on right, In=5000 A up to 690 V AC 50/60 Hz, breaking capacity C Icu=130 kA at 690 V, tripping unit ETU600 LSIG upgradeable, color display, Bluetooth, USB interface, basic protection LT, ST, INST, GFx, including protection of the N conductor (internal neutral point sensor available), trip alarm switch (1 x CO), connection at rear horizontal with internal voltage tap on lower stab of circuit breaker, with voltage tap module VTM680 and power supply of ETU600, able to communication, integrated metering type PMF-1 Energy Efficiency, Voltage, Active energy Ea Manual operating mechanism with mechanical closing, without Spring charging motor, Ready-to-close signal. switch, Auxiliary switches 2NO+2NC, without Closing coil (CC), manual operating mechanism with mechanical closing, without Remote trip alarm reset coil (RR), without 2nd shunt trip, without 1st Shunt trip | 653870 | 1 | Z\ | 1
3WA1350-6EF31-0AA0 |  | Withdrawable circuit breaker with guide frame, IEC 60947-2, frame size 3, 3-poles, In=5000A up to 690V AC 50/60Hz, breaking capacity C Icu=150kA at 690V, Trip unit ETU600 LSIG upgrade ready , colordisplay, bluetooth and USB interface, Protection LT, ST, INST, GFx, N-protection required an external N-sensor, incl. trip alarm switch (1xCO), rear connection vertical, guide frame with shutter and w/o position signalling switch, with internal voltage tap on lower stab of circuit breaker, with voltage tap module VTM680 and power supply of ETU600, able to communication, integrated metering type PMF-1 Energy Efficiency, Voltage, Active energy Ea Manual operating mechanism with mechanical closing, without Spring charging motor, Ready-to-close signal. switch, Auxiliary switches 2NO+2NC, without Closing coil (CC), manual operating mechanism with mechanical closing, without Remote trip alarm reset coil (RR), without 2nd shunt trip, without 1st Shunt trip | 607870 | 1 | Z\ | 1
3WA1350-6EF32-0AA0 |  | Withdrawable circuit breaker with guide frame, IEC 60947-2, frame size 3, 3-poles, In=5000A up to 690V AC 50/60Hz, breaking capacity C Icu=150kA at 690V, Trip unit ETU600 LSIG upgrade ready , colordisplay, bluetooth and USB interface, Protection LT, ST, INST, GFx, N-protection required an external N-sensor, incl. trip alarm switch (1xCO), rear connection horizontal, guide frame with shutter and w/o position signalling switch, with internal voltage tap on lower stab of circuit breaker, with voltage tap module VTM680 and power supply of ETU600, able to communication, integrated metering type PMF-1 Energy Efficiency, Voltage, Active energy Ea Manual operating mechanism with mechanical closing, without Spring charging motor, Ready-to-close signal. switch, Auxiliary switches 2NO+2NC, without Closing coil (CC), manual operating mechanism with mechanical closing, without Remote trip alarm reset coil (RR), without 2nd shunt trip, without 1st Shunt trip | 594870 | 1 | Z\ | 1
3WA1350-6EF41-0AA0 |  | Withdrawable circuit breaker with guide frame, IEC 60947-2, frame size 3, 4-poles, N-pole left, In=5000A up to 690V AC 50/60Hz, breaking capacity C Icu=130kA at 690V, Trip unit ETU600 LSIG upgrade ready , colordisplay, bluetooth and USB interface, Protection LT, ST, INST, GFx, include N-protection, (internal N-sensor available), incl. trip alarm switch (1xCO), rear connection vertical, guide frame with shutter and w/o position signalling switch, with internal voltage tap on lower stab of circuit breaker, with voltage tap module VTM680 and power supply of ETU600, able to communication, integrated metering type PMF-1 Energy Efficiency, Voltage, Active energy Ea Manual operating mechanism with mechanical closing, without Spring charging motor, Ready-to-close signal. switch, Auxiliary switches 2NO+2NC, without Closing coil (CC), manual operating mechanism with mechanical closing, without Remote trip alarm reset coil (RR), without 2nd shunt trip, without 1st Shunt trip | 795870 | 1 | Z\ | 1
3WA1350-6EF42-0AA0 |  | Withdrawable circuit breaker with guide frame, IEC 60947-2, frame size 3, 4-poles, N-pole left, In=5000A up to 690V AC 50/60Hz, breaking capacity C Icu=130kA at 690V, Trip unit ETU600 LSIG upgrade ready , colordisplay, bluetooth and USB interface, Protection LT, ST, INST, GFx, include N-protection, (internal N-sensor available), incl. trip alarm switch (1xCO), rear connection horizontal, guide frame with shutter and w/o position signalling switch, with internal voltage tap on lower stab of circuit breaker, with voltage tap module VTM680 and power supply of ETU600, able to communication, integrated metering type PMF-1 Energy Efficiency, Voltage, Active energy Ea Manual operating mechanism with mechanical closing, without Spring charging motor, Ready-to-close signal. switch, Auxiliary switches 2NO+2NC, without Closing coil (CC), manual operating mechanism with mechanical closing, without Remote trip alarm reset coil (RR), without 2nd shunt trip, without 1st Shunt trip | 778870 | 1 | Z\ | 1
3WA1350-6EG01-0AA0 |  | Fixed-mounted circuit breaker IEC 60947-2, frame size 3, 3-poles, In=5000A up to 690V AC 50/60Hz, breaking capacity C Icu=150kA at 690V, Trip unit ETU600 LSIG Hi-Z upgrade ready , colordisplay, bluetooth and USB interface, Protection LT, ST, INST, GFx, with GF highimpedance-input N-protection required an external N-sensor, incl. trip alarm switch (1xCO), rear connection vertical, with internal voltage tap on lower stab of circuit breaker, with voltage tap module VTM680 and power supply of ETU600, able to communication, integrated metering type PMF-1 Energy Efficiency, Voltage, Active energy Ea Manual operating mechanism with mechanical closing, without Spring charging motor, Ready-to-close signal. switch, Auxiliary switches 2NO+2NC, without Closing coil (CC), manual operating mechanism with mechanical closing, without Remote trip alarm reset coil (RR), without 2nd shunt trip, without 1st Shunt trip | 533870 | 1 | Z\ | 1
3WA1350-6EG02-0AA0 |  | Fixed-mounted circuit breaker IEC 60947-2, frame size 3, 3-poles, In=5000A up to 690V AC 50/60Hz, breaking capacity C Icu=150kA at 690V, Trip unit ETU600 LSIG Hi-Z upgrade ready , colordisplay, bluetooth and USB interface, Protection LT, ST, INST, GFx, with GF highimpedance-input N-protection required an external N-sensor, incl. trip alarm switch (1xCO), rear connection horizontal, with internal voltage tap on lower stab of circuit breaker, with voltage tap module VTM680 and power supply of ETU600, able to communication, integrated metering type PMF-1 Energy Efficiency, Voltage, Active energy Ea Manual operating mechanism with mechanical closing, without Spring charging motor, Ready-to-close signal. switch, Auxiliary switches 2NO+2NC, without Closing coil (CC), manual operating mechanism with mechanical closing, without Remote trip alarm reset coil (RR), without 2nd shunt trip, without 1st Shunt trip | 520870 | 1 | Z\ | 1
3WA1350-6EG11-0AA0 |  | Fixed-mounted circuit breaker IEC 60947-2, frame size 3, 4-poles, N-pole left, In=5000A up to 690V AC 50/60Hz, breaking capacity C Icu=130kA at 690V, Trip unit ETU600 LSIG Hi-Z upgrade ready , colordisplay, bluetooth and USB interface, Protection LT, ST, INST, GFx, with GF highimpedance-input include N-protection, (internal N-sensor available), incl. trip alarm switch (1xCO), rear connection vertical, with internal voltage tap on lower stab of circuit breaker, with voltage tap module VTM680 and power supply of ETU600, able to communication, integrated metering type PMF-1 Energy Efficiency, Voltage, Active energy Ea Manual operating mechanism with mechanical closing, without Spring charging motor, Ready-to-close signal. switch, Auxiliary switches 2NO+2NC, without Closing coil (CC), manual operating mechanism with mechanical closing, without Remote trip alarm reset coil (RR), without 2nd shunt trip, without 1st Shunt trip | 691870 | 1 | Z\ | 1
3WA1350-6EG12-0AA0 |  | Fixed-mounted circuit breaker IEC 60947-2, frame size 3, 4-poles, N-pole left, In=5000A up to 690V AC 50/60Hz, breaking capacity C Icu=130kA at 690V, Trip unit ETU600 LSIG Hi-Z upgrade ready , colordisplay, bluetooth and USB interface, Protection LT, ST, INST, GFx, with GF highimpedance-input include N-protection, (internal N-sensor available), incl. trip alarm switch (1xCO), rear connection horizontal, with internal voltage tap on lower stab of circuit breaker, with voltage tap module VTM680 and power supply of ETU600, able to communication, integrated metering type PMF-1 Energy Efficiency, Voltage, Active energy Ea Manual operating mechanism with mechanical closing, without Spring charging motor, Ready-to-close signal. switch, Auxiliary switches 2NO+2NC, without Closing coil (CC), manual operating mechanism with mechanical closing, without Remote trip alarm reset coil (RR), without 2nd shunt trip, without 1st Shunt trip | 674870 | 1 | Z\ | 1
3WA1350-6EG21-0AA0 |  | fixed-mounted circuit breaker, IEC 60947-2, size 3, 4-pole, N pole on right, In=5000 A up to 690 V AC 50/60 Hz, breaking capacity C Icu=130 kA at 690 V, tripping unit ETU600 LSIG Hi-Z upgradeable, color display, Bluetooth, USB interface, basic protection LT, ST, INST, GFx, with GF high-impedance input, including protection of the N conductor (internal neutral point sensor available), trip alarm switch (1 x CO), connection at rear vertical, with internal voltage tap on lower stab of circuit breaker, with voltage tap module VTM680 and power supply of ETU600, able to communication, integrated metering type PMF-1 Energy Efficiency, Voltage, Active energy Ea Manual operating mechanism with mechanical closing, without Spring charging motor, Ready-to-close signal. switch, Auxiliary switches 2NO+2NC, without Closing coil (CC), manual operating mechanism with mechanical closing, without Remote trip alarm reset coil (RR), without 2nd shunt trip, without 1st Shunt trip | 691870 | 1 | Z\ | 1
3WA1350-6EG22-0AA0 |  | fixed-mounted circuit breaker, IEC 60947-2, size 3, 4-pole, N pole on right, In=5000 A up to 690 V AC 50/60 Hz, breaking capacity C Icu=130 kA at 690 V, tripping unit ETU600 LSIG Hi-Z upgradeable, color display, Bluetooth, USB interface, basic protection LT, ST, INST, GFx, with GF high-impedance input, including protection of the N conductor (internal neutral point sensor available), trip alarm switch (1 x CO), connection at rear horizontal with internal voltage tap on lower stab of circuit breaker, with voltage tap module VTM680 and power supply of ETU600, able to communication, integrated metering type PMF-1 Energy Efficiency, Voltage, Active energy Ea Manual operating mechanism with mechanical closing, without Spring charging motor, Ready-to-close signal. switch, Auxiliary switches 2NO+2NC, without Closing coil (CC), manual operating mechanism with mechanical closing, without Remote trip alarm reset coil (RR), without 2nd shunt trip, without 1st Shunt trip | 674870 | 1 | Z\ | 1
3WA1350-6EG31-0AA0 |  | Withdrawable circuit breaker with guide frame, IEC 60947-2, frame size 3, 3-poles, In=5000A up to 690V AC 50/60Hz, breaking capacity C Icu=150kA at 690V, Trip unit ETU600 LSIG Hi-Z upgrade ready , colordisplay, bluetooth and USB interface, Protection LT, ST, INST, GFx, with GF highimpedance-input N-protection required an external N-sensor, incl. trip alarm switch (1xCO), rear connection vertical, guide frame with shutter and w/o position signalling switch, with internal voltage tap on lower stab of circuit breaker, with voltage tap module VTM680 and power supply of ETU600, able to communication, integrated metering type PMF-1 Energy Efficiency, Voltage, Active energy Ea Manual operating mechanism with mechanical closing, without Spring charging motor, Ready-to-close signal. switch, Auxiliary switches 2NO+2NC, without Closing coil (CC), manual operating mechanism with mechanical closing, without Remote trip alarm reset coil (RR), without 2nd shunt trip, without 1st Shunt trip | 628870 | 1 | Z\ | 1
3WA1350-6EG32-0AA0 |  | Withdrawable circuit breaker with guide frame, IEC 60947-2, frame size 3, 3-poles, In=5000A up to 690V AC 50/60Hz, breaking capacity C Icu=150kA at 690V, Trip unit ETU600 LSIG Hi-Z upgrade ready , colordisplay, bluetooth and USB interface, Protection LT, ST, INST, GFx, with GF highimpedance-input N-protection required an external N-sensor, incl. trip alarm switch (1xCO), rear connection horizontal, guide frame with shutter and w/o position signalling switch, with internal voltage tap on lower stab of circuit breaker, with voltage tap module VTM680 and power supply of ETU600, able to communication, integrated metering type PMF-1 Energy Efficiency, Voltage, Active energy Ea Manual operating mechanism with mechanical closing, without Spring charging motor, Ready-to-close signal. switch, Auxiliary switches 2NO+2NC, without Closing coil (CC), manual operating mechanism with mechanical closing, without Remote trip alarm reset coil (RR), without 2nd shunt trip, without 1st Shunt trip | 615870 | 1 | Z\ | 1
3WA1350-6EG41-0AA0 |  | Withdrawable circuit breaker with guide frame, IEC 60947-2, frame size 3, 4-poles, N-pole left, In=5000A up to 690V AC 50/60Hz, breaking capacity C Icu=130kA at 690V, Trip unit ETU600 LSIG Hi-Z upgrade ready , colordisplay, bluetooth and USB interface, Protection LT, ST, INST, GFx, with GF highimpedance-input include N-protection, (internal N-sensor available), incl. trip alarm switch (1xCO), rear connection vertical, guide frame with shutter and w/o position signalling switch, with internal voltage tap on lower stab of circuit breaker, with voltage tap module VTM680 and power supply of ETU600, able to communication, integrated metering type PMF-1 Energy Efficiency, Voltage, Active energy Ea Manual operating mechanism with mechanical closing, without Spring charging motor, Ready-to-close signal. switch, Auxiliary switches 2NO+2NC, without Closing coil (CC), manual operating mechanism with mechanical closing, without Remote trip alarm reset coil (RR), without 2nd shunt trip, without 1st Shunt trip | 816870 | 1 | Z\ | 1
3WA1350-6EG42-0AA0 |  | Withdrawable circuit breaker with guide frame, IEC 60947-2, frame size 3, 4-poles, N-pole left, In=5000A up to 690V AC 50/60Hz, breaking capacity C Icu=130kA at 690V, Trip unit ETU600 LSIG Hi-Z upgrade ready , colordisplay, bluetooth and USB interface, Protection LT, ST, INST, GFx, with GF highimpedance-input include N-protection, (internal N-sensor available), incl. trip alarm switch (1xCO), rear connection horizontal, guide frame with shutter and w/o position signalling switch, with internal voltage tap on lower stab of circuit breaker, with voltage tap module VTM680 and power supply of ETU600, able to communication, integrated metering type PMF-1 Energy Efficiency, Voltage, Active energy Ea Manual operating mechanism with mechanical closing, without Spring charging motor, Ready-to-close signal. switch, Auxiliary switches 2NO+2NC, without Closing coil (CC), manual operating mechanism with mechanical closing, without Remote trip alarm reset coil (RR), without 2nd shunt trip, without 1st Shunt trip | 799870 | 1 | Z\ | 1
3WA1350-6FE01-0AA0 |  | Fixed-mounted circuit breaker IEC 60947-2, frame size 3, 3-poles, In=5000A up to 690V AC 50/60Hz, breaking capacity C Icu=150kA at 690V, Trip unit ETU600 LSI upgrade ready , colordisplay, bluetooth and USB interface, Protection LT, ST, INST, N-protection required an external N-sensor, incl. trip alarm switch (1xCO), rear connection vertical, with internal voltage tap on lower stab of circuit breaker, with voltage tap module VTM680 and power supply of ETU600, able to communication, integrated metering type PMF-2 Basic Power Monitoring, Voltage, Energy, Power, Power factor, Frequency, Unbalance, Temperature, Manual operating mechanism with mechanical closing, without Spring charging motor, Ready-to-close signal. switch, Auxiliary switches 2NO+2NC, without Closing coil (CC), manual operating mechanism with mechanical closing, without Remote trip alarm reset coil (RR), without 2nd shunt trip, without 1st Shunt trip | 510700 | 1 | Z\ | 1
3WA1350-6FE02-0AA0 |  | Fixed-mounted circuit breaker IEC 60947-2, frame size 3, 3-poles, In=5000A up to 690V AC 50/60Hz, breaking capacity C Icu=150kA at 690V, Trip unit ETU600 LSI upgrade ready , colordisplay, bluetooth and USB interface, Protection LT, ST, INST, N-protection required an external N-sensor, incl. trip alarm switch (1xCO), rear connection horizontal, with internal voltage tap on lower stab of circuit breaker, with voltage tap module VTM680 and power supply of ETU600, able to communication, integrated metering type PMF-2 Basic Power Monitoring, Voltage, Energy, Power, Power factor, Frequency, Unbalance, Temperature, Manual operating mechanism with mechanical closing, without Spring charging motor, Ready-to-close signal. switch, Auxiliary switches 2NO+2NC, without Closing coil (CC), manual operating mechanism with mechanical closing, without Remote trip alarm reset coil (RR), without 2nd shunt trip, without 1st Shunt trip | 497700 | 1 | Z\ | 1
3WA1350-6FE11-0AA0 |  | Fixed-mounted circuit breaker IEC 60947-2, frame size 3, 4-poles, N-pole left, In=5000A up to 690V AC 50/60Hz, breaking capacity C Icu=130kA at 690V, Trip unit ETU600 LSI upgrade ready , colordisplay, bluetooth and USB interface, Protection LT, ST, INST, include N-protection, (internal N-sensor available), incl. trip alarm switch (1xCO), rear connection vertical, with internal voltage tap on lower stab of circuit breaker, with voltage tap module VTM680 and power supply of ETU600, able to communication, integrated metering type PMF-2 Basic Power Monitoring, Voltage, Energy, Power, Power factor, Frequency, Unbalance, Temperature, Manual operating mechanism with mechanical closing, without Spring charging motor, Ready-to-close signal. switch, Auxiliary switches 2NO+2NC, without Closing coil (CC), manual operating mechanism with mechanical closing, without Remote trip alarm reset coil (RR), without 2nd shunt trip, without 1st Shunt trip | 668700 | 1 | Z\ | 1
3WA1350-6FE12-0AA0 |  | Fixed-mounted circuit breaker IEC 60947-2, frame size 3, 4-poles, N-pole left, In=5000A up to 690V AC 50/60Hz, breaking capacity C Icu=130kA at 690V, Trip unit ETU600 LSI upgrade ready , colordisplay, bluetooth and USB interface, Protection LT, ST, INST, include N-protection, (internal N-sensor available), incl. trip alarm switch (1xCO), rear connection horizontal, with internal voltage tap on lower stab of circuit breaker, with voltage tap module VTM680 and power supply of ETU600, able to communication, integrated metering type PMF-2 Basic Power Monitoring, Voltage, Energy, Power, Power factor, Frequency, Unbalance, Temperature, Manual operating mechanism with mechanical closing, without Spring charging motor, Ready-to-close signal. switch, Auxiliary switches 2NO+2NC, without Closing coil (CC), manual operating mechanism with mechanical closing, without Remote trip alarm reset coil (RR), without 2nd shunt trip, without 1st Shunt trip | 651700 | 1 | Z\ | 1
3WA1350-6FE21-0AA0 |  | fixed-mounted circuit breaker, IEC 60947-2, size 3, 4-pole, N pole on right, In=5000 A up to 690 V AC 50/60 Hz, breaking capacity C Icu=130 kA at 690 V, tripping unit ETU600 LSI upgradeable, color display, Bluetooth, USB interface, basic protection LT, ST, INST, including protection of the N conductor (internal neutral point sensor available), trip alarm switch (1 x CO), connection at rear vertical, with internal voltage tap on lower stab of circuit breaker, with voltage tap module VTM680 and power supply of ETU600, able to communication, integrated metering type PMF-2 Basic Power Monitoring, Voltage, Energy, Power, Power factor, Frequency, Unbalance, Temperature, Manual operating mechanism with mechanical closing, without Spring charging motor, Ready-to-close signal. switch, Auxiliary switches 2NO+2NC, without Closing coil (CC), manual operating mechanism with mechanical closing, without Remote trip alarm reset coil (RR), without 2nd shunt trip, without 1st Shunt trip | 668700 | 1 | Z\ | 1
3WA1350-6FE22-0AA0 |  | fixed-mounted circuit breaker, IEC 60947-2, size 3, 4-pole, N pole on right, In=5000 A up to 690 V AC 50/60 Hz, breaking capacity C Icu=130 kA at 690 V, tripping unit ETU600 LSI upgradeable, color display, Bluetooth, USB interface, basic protection LT, ST, INST, including protection of the N conductor (internal neutral point sensor available), trip alarm switch (1 x CO), connection at rear horizontal with internal voltage tap on lower stab of circuit breaker, with voltage tap module VTM680 and power supply of ETU600, able to communication, integrated metering type PMF-2 Basic Power Monitoring, Voltage, Energy, Power, Power factor, Frequency, Unbalance, Temperature, Manual operating mechanism with mechanical closing, without Spring charging motor, Ready-to-close signal. switch, Auxiliary switches 2NO+2NC, without Closing coil (CC), manual operating mechanism with mechanical closing, without Remote trip alarm reset coil (RR), without 2nd shunt trip, without 1st Shunt trip | 651700 | 1 | Z\ | 1
3WA1350-6FE31-0AA0 |  | Withdrawable circuit breaker with guide frame, IEC 60947-2, frame size 3, 3-poles, In=5000A up to 690V AC 50/60Hz, breaking capacity C Icu=150kA at 690V, Trip unit ETU600 LSI upgrade ready , colordisplay, bluetooth and USB interface, Protection LT, ST, INST, N-protection required an external N-sensor, incl. trip alarm switch (1xCO), rear connection vertical, guide frame with shutter and w/o position signalling switch, with internal voltage tap on lower stab of circuit breaker, with voltage tap module VTM680 and power supply of ETU600, able to communication, integrated metering type PMF-2 Basic Power Monitoring, Voltage, Energy, Power, Power factor, Frequency, Unbalance, Temperature, Manual operating mechanism with mechanical closing, without Spring charging motor, Ready-to-close signal. switch, Auxiliary switches 2NO+2NC, without Closing coil (CC), manual operating mechanism with mechanical closing, without Remote trip alarm reset coil (RR), without 2nd shunt trip, without 1st Shunt trip | 605700 | 1 | Z\ | 1
3WA1350-6FE32-0AA0 |  | Withdrawable circuit breaker with guide frame, IEC 60947-2, frame size 3, 3-poles, In=5000A up to 690V AC 50/60Hz, breaking capacity C Icu=150kA at 690V, Trip unit ETU600 LSI upgrade ready , colordisplay, bluetooth and USB interface, Protection LT, ST, INST, N-protection required an external N-sensor, incl. trip alarm switch (1xCO), rear connection horizontal, guide frame with shutter and w/o position signalling switch, with internal voltage tap on lower stab of circuit breaker, with voltage tap module VTM680 and power supply of ETU600, able to communication, integrated metering type PMF-2 Basic Power Monitoring, Voltage, Energy, Power, Power factor, Frequency, Unbalance, Temperature, Manual operating mechanism with mechanical closing, without Spring charging motor, Ready-to-close signal. switch, Auxiliary switches 2NO+2NC, without Closing coil (CC), manual operating mechanism with mechanical closing, without Remote trip alarm reset coil (RR), without 2nd shunt trip, without 1st Shunt trip | 592700 | 1 | Z\ | 1
3WA1350-6FE41-0AA0 |  | Withdrawable circuit breaker with guide frame, IEC 60947-2, frame size 3, 4-poles, N-pole left, In=5000A up to 690V AC 50/60Hz, breaking capacity C Icu=130kA at 690V, Trip unit ETU600 LSI upgrade ready , colordisplay, bluetooth and USB interface, Protection LT, ST, INST, include N-protection, (internal N-sensor available), incl. trip alarm switch (1xCO), rear connection vertical, guide frame with shutter and w/o position signalling switch, with internal voltage tap on lower stab of circuit breaker, with voltage tap module VTM680 and power supply of ETU600, able to communication, integrated metering type PMF-2 Basic Power Monitoring, Voltage, Energy, Power, Power factor, Frequency, Unbalance, Temperature, Manual operating mechanism with mechanical closing, without Spring charging motor, Ready-to-close signal. switch, Auxiliary switches 2NO+2NC, without Closing coil (CC), manual operating mechanism with mechanical closing, without Remote trip alarm reset coil (RR), without 2nd shunt trip, without 1st Shunt trip | 793700 | 1 | Z\ | 1
3WA1350-6FE42-0AA0 |  | Withdrawable circuit breaker with guide frame, IEC 60947-2, frame size 3, 4-poles, N-pole left, In=5000A up to 690V AC 50/60Hz, breaking capacity C Icu=130kA at 690V, Trip unit ETU600 LSI upgrade ready , colordisplay, bluetooth and USB interface, Protection LT, ST, INST, include N-protection, (internal N-sensor available), incl. trip alarm switch (1xCO), rear connection horizontal, guide frame with shutter and w/o position signalling switch, with internal voltage tap on lower stab of circuit breaker, with voltage tap module VTM680 and power supply of ETU600, able to communication, integrated metering type PMF-2 Basic Power Monitoring, Voltage, Energy, Power, Power factor, Frequency, Unbalance, Temperature, Manual operating mechanism with mechanical closing, without Spring charging motor, Ready-to-close signal. switch, Auxiliary switches 2NO+2NC, without Closing coil (CC), manual operating mechanism with mechanical closing, without Remote trip alarm reset coil (RR), without 2nd shunt trip, without 1st Shunt trip | 776700 | 1 | Z\ | 1
3WA1350-6FF01-0AA0 |  | Fixed-mounted circuit breaker IEC 60947-2, frame size 3, 3-poles, In=5000A up to 690V AC 50/60Hz, breaking capacity C Icu=150kA at 690V, Trip unit ETU600 LSIG upgrade ready , colordisplay, bluetooth and USB interface, Protection LT, ST, INST, GFx, N-protection required an external N-sensor, incl. trip alarm switch (1xCO), rear connection vertical, with internal voltage tap on lower stab of circuit breaker, with voltage tap module VTM680 and power supply of ETU600, able to communication, integrated metering type PMF-2 Basic Power Monitoring, Voltage, Energy, Power, Power factor, Frequency, Unbalance, Temperature, Manual operating mechanism with mechanical closing, without Spring charging motor, Ready-to-close signal. switch, Auxiliary switches 2NO+2NC, without Closing coil (CC), manual operating mechanism with mechanical closing, without Remote trip alarm reset coil (RR), without 2nd shunt trip, without 1st Shunt trip | 521700 | 1 | Z\ | 1
3WA1350-6FF02-0AA0 |  | Fixed-mounted circuit breaker IEC 60947-2, frame size 3, 3-poles, In=5000A up to 690V AC 50/60Hz, breaking capacity C Icu=150kA at 690V, Trip unit ETU600 LSIG upgrade ready , colordisplay, bluetooth and USB interface, Protection LT, ST, INST, GFx, N-protection required an external N-sensor, incl. trip alarm switch (1xCO), rear connection horizontal, with internal voltage tap on lower stab of circuit breaker, with voltage tap module VTM680 and power supply of ETU600, able to communication, integrated metering type PMF-2 Basic Power Monitoring, Voltage, Energy, Power, Power factor, Frequency, Unbalance, Temperature, Manual operating mechanism with mechanical closing, without Spring charging motor, Ready-to-close signal. switch, Auxiliary switches 2NO+2NC, without Closing coil (CC), manual operating mechanism with mechanical closing, without Remote trip alarm reset coil (RR), without 2nd shunt trip, without 1st Shunt trip | 508700 | 1 | Z\ | 1
3WA1350-6FF11-0AA0 |  | Fixed-mounted circuit breaker IEC 60947-2, frame size 3, 4-poles, N-pole left, In=5000A up to 690V AC 50/60Hz, breaking capacity C Icu=130kA at 690V, Trip unit ETU600 LSIG upgrade ready , colordisplay, bluetooth and USB interface, Protection LT, ST, INST, GFx, include N-protection, (internal N-sensor available), incl. trip alarm switch (1xCO), rear connection vertical, with internal voltage tap on lower stab of circuit breaker, with voltage tap module VTM680 and power supply of ETU600, able to communication, integrated metering type PMF-2 Basic Power Monitoring, Voltage, Energy, Power, Power factor, Frequency, Unbalance, Temperature, Manual operating mechanism with mechanical closing, without Spring charging motor, Ready-to-close signal. switch, Auxiliary switches 2NO+2NC, without Closing coil (CC), manual operating mechanism with mechanical closing, without Remote trip alarm reset coil (RR), without 2nd shunt trip, without 1st Shunt trip | 679700 | 1 | Z\ | 1
3WA1350-6FF12-0AA0 |  | Fixed-mounted circuit breaker IEC 60947-2, frame size 3, 4-poles, N-pole left, In=5000A up to 690V AC 50/60Hz, breaking capacity C Icu=130kA at 690V, Trip unit ETU600 LSIG upgrade ready , colordisplay, bluetooth and USB interface, Protection LT, ST, INST, GFx, include N-protection, (internal N-sensor available), incl. trip alarm switch (1xCO), rear connection horizontal, with internal voltage tap on lower stab of circuit breaker, with voltage tap module VTM680 and power supply of ETU600, able to communication, integrated metering type PMF-2 Basic Power Monitoring, Voltage, Energy, Power, Power factor, Frequency, Unbalance, Temperature, Manual operating mechanism with mechanical closing, without Spring charging motor, Ready-to-close signal. switch, Auxiliary switches 2NO+2NC, without Closing coil (CC), manual operating mechanism with mechanical closing, without Remote trip alarm reset coil (RR), without 2nd shunt trip, without 1st Shunt trip | 662700 | 1 | Z\ | 1
3WA1350-6FF21-0AA0 |  | fixed-mounted circuit breaker, IEC 60947-2, size 3, 4-pole, N pole on right, In=5000 A up to 690 V AC 50/60 Hz, breaking capacity C Icu=130 kA at 690 V, tripping unit ETU600 LSIG upgradeable, color display, Bluetooth, USB interface, basic protection LT, ST, INST, GFx, including protection of the N conductor (internal neutral point sensor available), trip alarm switch (1 x CO), connection at rear vertical, with internal voltage tap on lower stab of circuit breaker, with voltage tap module VTM680 and power supply of ETU600, able to communication, integrated metering type PMF-2 Basic Power Monitoring, Voltage, Energy, Power, Power factor, Frequency, Unbalance, Temperature, Manual operating mechanism with mechanical closing, without Spring charging motor, Ready-to-close signal. switch, Auxiliary switches 2NO+2NC, without Closing coil (CC), manual operating mechanism with mechanical closing, without Remote trip alarm reset coil (RR), without 2nd shunt trip, without 1st Shunt trip | 679700 | 1 | Z\ | 1
3WA1350-6FF22-0AA0 |  | fixed-mounted circuit breaker, IEC 60947-2, size 3, 4-pole, N pole on right, In=5000 A up to 690 V AC 50/60 Hz, breaking capacity C Icu=130 kA at 690 V, tripping unit ETU600 LSIG upgradeable, color display, Bluetooth, USB interface, basic protection LT, ST, INST, GFx, including protection of the N conductor (internal neutral point sensor available), trip alarm switch (1 x CO), connection at rear horizontal with internal voltage tap on lower stab of circuit breaker, with voltage tap module VTM680 and power supply of ETU600, able to communication, integrated metering type PMF-2 Basic Power Monitoring, Voltage, Energy, Power, Power factor, Frequency, Unbalance, Temperature, Manual operating mechanism with mechanical closing, without Spring charging motor, Ready-to-close signal. switch, Auxiliary switches 2NO+2NC, without Closing coil (CC), manual operating mechanism with mechanical closing, without Remote trip alarm reset coil (RR), without 2nd shunt trip, without 1st Shunt trip | 662700 | 1 | Z\ | 1
3WA1350-6FF31-0AA0 |  | Withdrawable circuit breaker with guide frame, IEC 60947-2, frame size 3, 3-poles, In=5000A up to 690V AC 50/60Hz, breaking capacity C Icu=150kA at 690V, Trip unit ETU600 LSIG upgrade ready , colordisplay, bluetooth and USB interface, Protection LT, ST, INST, GFx, N-protection required an external N-sensor, incl. trip alarm switch (1xCO), rear connection vertical, guide frame with shutter and w/o position signalling switch, with internal voltage tap on lower stab of circuit breaker, with voltage tap module VTM680 and power supply of ETU600, able to communication, integrated metering type PMF-2 Basic Power Monitoring, Voltage, Energy, Power, Power factor, Frequency, Unbalance, Temperature, Manual operating mechanism with mechanical closing, without Spring charging motor, Ready-to-close signal. switch, Auxiliary switches 2NO+2NC, without Closing coil (CC), manual operating mechanism with mechanical closing, without Remote trip alarm reset coil (RR), without 2nd shunt trip, without 1st Shunt trip | 616700 | 1 | Z\ | 1
3WA1350-6FF32-0AA0 |  | Withdrawable circuit breaker with guide frame, IEC 60947-2, frame size 3, 3-poles, In=5000A up to 690V AC 50/60Hz, breaking capacity C Icu=150kA at 690V, Trip unit ETU600 LSIG upgrade ready , colordisplay, bluetooth and USB interface, Protection LT, ST, INST, GFx, N-protection required an external N-sensor, incl. trip alarm switch (1xCO), rear connection horizontal, guide frame with shutter and w/o position signalling switch, with internal voltage tap on lower stab of circuit breaker, with voltage tap module VTM680 and power supply of ETU600, able to communication, integrated metering type PMF-2 Basic Power Monitoring, Voltage, Energy, Power, Power factor, Frequency, Unbalance, Temperature, Manual operating mechanism with mechanical closing, without Spring charging motor, Ready-to-close signal. switch, Auxiliary switches 2NO+2NC, without Closing coil (CC), manual operating mechanism with mechanical closing, without Remote trip alarm reset coil (RR), without 2nd shunt trip, without 1st Shunt trip | 603700 | 1 | Z\ | 1
3WA1350-6FF41-0AA0 |  | Withdrawable circuit breaker with guide frame, IEC 60947-2, frame size 3, 4-poles, N-pole left, In=5000A up to 690V AC 50/60Hz, breaking capacity C Icu=130kA at 690V, Trip unit ETU600 LSIG upgrade ready , colordisplay, bluetooth and USB interface, Protection LT, ST, INST, GFx, include N-protection, (internal N-sensor available), incl. trip alarm switch (1xCO), rear connection vertical, guide frame with shutter and w/o position signalling switch, with internal voltage tap on lower stab of circuit breaker, with voltage tap module VTM680 and power supply of ETU600, able to communication, integrated metering type PMF-2 Basic Power Monitoring, Voltage, Energy, Power, Power factor, Frequency, Unbalance, Temperature, Manual operating mechanism with mechanical closing, without Spring charging motor, Ready-to-close signal. switch, Auxiliary switches 2NO+2NC, without Closing coil (CC), manual operating mechanism with mechanical closing, without Remote trip alarm reset coil (RR), without 2nd shunt trip, without 1st Shunt trip | 804700 | 1 | Z\ | 1
3WA1350-6FF42-0AA0 |  | Withdrawable circuit breaker with guide frame, IEC 60947-2, frame size 3, 4-poles, N-pole left, In=5000A up to 690V AC 50/60Hz, breaking capacity C Icu=130kA at 690V, Trip unit ETU600 LSIG upgrade ready , colordisplay, bluetooth and USB interface, Protection LT, ST, INST, GFx, include N-protection, (internal N-sensor available), incl. trip alarm switch (1xCO), rear connection horizontal, guide frame with shutter and w/o position signalling switch, with internal voltage tap on lower stab of circuit breaker, with voltage tap module VTM680 and power supply of ETU600, able to communication, integrated metering type PMF-2 Basic Power Monitoring, Voltage, Energy, Power, Power factor, Frequency, Unbalance, Temperature, Manual operating mechanism with mechanical closing, without Spring charging motor, Ready-to-close signal. switch, Auxiliary switches 2NO+2NC, without Closing coil (CC), manual operating mechanism with mechanical closing, without Remote trip alarm reset coil (RR), without 2nd shunt trip, without 1st Shunt trip | 787700 | 1 | Z\ | 1
3WA1350-6FG01-0AA0 |  | Fixed-mounted circuit breaker IEC 60947-2, frame size 3, 3-poles, In=5000A up to 690V AC 50/60Hz, breaking capacity C Icu=150kA at 690V, Trip unit ETU600 LSIG Hi-Z upgrade ready , colordisplay, bluetooth and USB interface, Protection LT, ST, INST, GFx, with GF highimpedance-input N-protection required an external N-sensor, incl. trip alarm switch (1xCO), rear connection vertical, with internal voltage tap on lower stab of circuit breaker, with voltage tap module VTM680 and power supply of ETU600, able to communication, integrated metering type PMF-2 Basic Power Monitoring, Voltage, Energy, Power, Power factor, Frequency, Unbalance, Temperature, Manual operating mechanism with mechanical closing, without Spring charging motor, Ready-to-close signal. switch, Auxiliary switches 2NO+2NC, without Closing coil (CC), manual operating mechanism with mechanical closing, without Remote trip alarm reset coil (RR), without 2nd shunt trip, without 1st Shunt trip | 542700 | 1 | Z\ | 1
3WA1350-6FG02-0AA0 |  | Fixed-mounted circuit breaker IEC 60947-2, frame size 3, 3-poles, In=5000A up to 690V AC 50/60Hz, breaking capacity C Icu=150kA at 690V, Trip unit ETU600 LSIG Hi-Z upgrade ready , colordisplay, bluetooth and USB interface, Protection LT, ST, INST, GFx, with GF highimpedance-input N-protection required an external N-sensor, incl. trip alarm switch (1xCO), rear connection horizontal, with internal voltage tap on lower stab of circuit breaker, with voltage tap module VTM680 and power supply of ETU600, able to communication, integrated metering type PMF-2 Basic Power Monitoring, Voltage, Energy, Power, Power factor, Frequency, Unbalance, Temperature, Manual operating mechanism with mechanical closing, without Spring charging motor, Ready-to-close signal. switch, Auxiliary switches 2NO+2NC, without Closing coil (CC), manual operating mechanism with mechanical closing, without Remote trip alarm reset coil (RR), without 2nd shunt trip, without 1st Shunt trip | 529700 | 1 | Z\ | 1
3WA1350-6FG11-0AA0 |  | Fixed-mounted circuit breaker IEC 60947-2, frame size 3, 4-poles, N-pole left, In=5000A up to 690V AC 50/60Hz, breaking capacity C Icu=130kA at 690V, Trip unit ETU600 LSIG Hi-Z upgrade ready , colordisplay, bluetooth and USB interface, Protection LT, ST, INST, GFx, with GF highimpedance-input include N-protection, (internal N-sensor available), incl. trip alarm switch (1xCO), rear connection vertical, with internal voltage tap on lower stab of circuit breaker, with voltage tap module VTM680 and power supply of ETU600, able to communication, integrated metering type PMF-2 Basic Power Monitoring, Voltage, Energy, Power, Power factor, Frequency, Unbalance, Temperature, Manual operating mechanism with mechanical closing, without Spring charging motor, Ready-to-close signal. switch, Auxiliary switches 2NO+2NC, without Closing coil (CC), manual operating mechanism with mechanical closing, without Remote trip alarm reset coil (RR), without 2nd shunt trip, without 1st Shunt trip | 700700 | 1 | Z\ | 1
3WA1350-6FG12-0AA0 |  | Fixed-mounted circuit breaker IEC 60947-2, frame size 3, 4-poles, N-pole left, In=5000A up to 690V AC 50/60Hz, breaking capacity C Icu=130kA at 690V, Trip unit ETU600 LSIG Hi-Z upgrade ready , colordisplay, bluetooth and USB interface, Protection LT, ST, INST, GFx, with GF highimpedance-input include N-protection, (internal N-sensor available), incl. trip alarm switch (1xCO), rear connection horizontal, with internal voltage tap on lower stab of circuit breaker, with voltage tap module VTM680 and power supply of ETU600, able to communication, integrated metering type PMF-2 Basic Power Monitoring, Voltage, Energy, Power, Power factor, Frequency, Unbalance, Temperature, Manual operating mechanism with mechanical closing, without Spring charging motor, Ready-to-close signal. switch, Auxiliary switches 2NO+2NC, without Closing coil (CC), manual operating mechanism with mechanical closing, without Remote trip alarm reset coil (RR), without 2nd shunt trip, without 1st Shunt trip | 683700 | 1 | Z\ | 1
3WA1350-6FG21-0AA0 |  | fixed-mounted circuit breaker, IEC 60947-2, size 3, 4-pole, N pole on right, In=5000 A up to 690 V AC 50/60 Hz, breaking capacity C Icu=130 kA at 690 V, tripping unit ETU600 LSIG Hi-Z upgradeable, color display, Bluetooth, USB interface, basic protection LT, ST, INST, GFx, with GF high-impedance input, including protection of the N conductor (internal neutral point sensor available), trip alarm switch (1 x CO), connection at rear vertical, with internal voltage tap on lower stab of circuit breaker, with voltage tap module VTM680 and power supply of ETU600, able to communication, integrated metering type PMF-2 Basic Power Monitoring, Voltage, Energy, Power, Power factor, Frequency, Unbalance, Temperature, Manual operating mechanism with mechanical closing, without Spring charging motor, Ready-to-close signal. switch, Auxiliary switches 2NO+2NC, without Closing coil (CC), manual operating mechanism with mechanical closing, without Remote trip alarm reset coil (RR), without 2nd shunt trip, without 1st Shunt trip | 700700 | 1 | Z\ | 1
3WA1350-6FG22-0AA0 |  | fixed-mounted circuit breaker, IEC 60947-2, size 3, 4-pole, N pole on right, In=5000 A up to 690 V AC 50/60 Hz, breaking capacity C Icu=130 kA at 690 V, tripping unit ETU600 LSIG Hi-Z upgradeable, color display, Bluetooth, USB interface, basic protection LT, ST, INST, GFx, with GF high-impedance input, including protection of the N conductor (internal neutral point sensor available), trip alarm switch (1 x CO), connection at rear horizontal with internal voltage tap on lower stab of circuit breaker, with voltage tap module VTM680 and power supply of ETU600, able to communication, integrated metering type PMF-2 Basic Power Monitoring, Voltage, Energy, Power, Power factor, Frequency, Unbalance, Temperature, Manual operating mechanism with mechanical closing, without Spring charging motor, Ready-to-close signal. switch, Auxiliary switches 2NO+2NC, without Closing coil (CC), manual operating mechanism with mechanical closing, without Remote trip alarm reset coil (RR), without 2nd shunt trip, without 1st Shunt trip | 683700 | 1 | Z\ | 1
3WA1350-6FG31-0AA0 |  | Withdrawable circuit breaker with guide frame, IEC 60947-2, frame size 3, 3-poles, In=5000A up to 690V AC 50/60Hz, breaking capacity C Icu=150kA at 690V, Trip unit ETU600 LSIG Hi-Z upgrade ready , colordisplay, bluetooth and USB interface, Protection LT, ST, INST, GFx, with GF highimpedance-input N-protection required an external N-sensor, incl. trip alarm switch (1xCO), rear connection vertical, guide frame with shutter and w/o position signalling switch, with internal voltage tap on lower stab of circuit breaker, with voltage tap module VTM680 and power supply of ETU600, able to communication, integrated metering type PMF-2 Basic Power Monitoring, Voltage, Energy, Power, Power factor, Frequency, Unbalance, Temperature, Manual operating mechanism with mechanical closing, without Spring charging motor, Ready-to-close signal. switch, Auxiliary switches 2NO+2NC, without Closing coil (CC), manual operating mechanism with mechanical closing, without Remote trip alarm reset coil (RR), without 2nd shunt trip, without 1st Shunt trip | 637700 | 1 | Z\ | 1
3WA1350-6FG32-0AA0 |  | Withdrawable circuit breaker with guide frame, IEC 60947-2, frame size 3, 3-poles, In=5000A up to 690V AC 50/60Hz, breaking capacity C Icu=150kA at 690V, Trip unit ETU600 LSIG Hi-Z upgrade ready , colordisplay, bluetooth and USB interface, Protection LT, ST, INST, GFx, with GF highimpedance-input N-protection required an external N-sensor, incl. trip alarm switch (1xCO), rear connection horizontal, guide frame with shutter and w/o position signalling switch, with internal voltage tap on lower stab of circuit breaker, with voltage tap module VTM680 and power supply of ETU600, able to communication, integrated metering type PMF-2 Basic Power Monitoring, Voltage, Energy, Power, Power factor, Frequency, Unbalance, Temperature, Manual operating mechanism with mechanical closing, without Spring charging motor, Ready-to-close signal. switch, Auxiliary switches 2NO+2NC, without Closing coil (CC), manual operating mechanism with mechanical closing, without Remote trip alarm reset coil (RR), without 2nd shunt trip, without 1st Shunt trip | 624700 | 1 | Z\ | 1
3WA1350-6FG41-0AA0 |  | Withdrawable circuit breaker with guide frame, IEC 60947-2, frame size 3, 4-poles, N-pole left, In=5000A up to 690V AC 50/60Hz, breaking capacity C Icu=130kA at 690V, Trip unit ETU600 LSIG Hi-Z upgrade ready , colordisplay, bluetooth and USB interface, Protection LT, ST, INST, GFx, with GF highimpedance-input include N-protection, (internal N-sensor available), incl. trip alarm switch (1xCO), rear connection vertical, guide frame with shutter and w/o position signalling switch, with internal voltage tap on lower stab of circuit breaker, with voltage tap module VTM680 and power supply of ETU600, able to communication, integrated metering type PMF-2 Basic Power Monitoring, Voltage, Energy, Power, Power factor, Frequency, Unbalance, Temperature, Manual operating mechanism with mechanical closing, without Spring charging motor, Ready-to-close signal. switch, Auxiliary switches 2NO+2NC, without Closing coil (CC), manual operating mechanism with mechanical closing, without Remote trip alarm reset coil (RR), without 2nd shunt trip, without 1st Shunt trip | 825700 | 1 | Z\ | 1
3WA1350-6FG42-0AA0 |  | Withdrawable circuit breaker with guide frame, IEC 60947-2, frame size 3, 4-poles, N-pole left, In=5000A up to 690V AC 50/60Hz, breaking capacity C Icu=130kA at 690V, Trip unit ETU600 LSIG Hi-Z upgrade ready , colordisplay, bluetooth and USB interface, Protection LT, ST, INST, GFx, with GF highimpedance-input include N-protection, (internal N-sensor available), incl. trip alarm switch (1xCO), rear connection horizontal, guide frame with shutter and w/o position signalling switch, with internal voltage tap on lower stab of circuit breaker, with voltage tap module VTM680 and power supply of ETU600, able to communication, integrated metering type PMF-2 Basic Power Monitoring, Voltage, Energy, Power, Power factor, Frequency, Unbalance, Temperature, Manual operating mechanism with mechanical closing, without Spring charging motor, Ready-to-close signal. switch, Auxiliary switches 2NO+2NC, without Closing coil (CC), manual operating mechanism with mechanical closing, without Remote trip alarm reset coil (RR), without 2nd shunt trip, without 1st Shunt trip | 808700 | 1 | Z\ | 1
3WA1350-6GE01-0AA0 |  | Fixed-mounted circuit breaker IEC 60947-2, frame size 3, 3-poles, In=5000A up to 690V AC 50/60Hz, breaking capacity C Icu=150kA at 690V, Trip unit ETU600 LSI upgrade ready , colordisplay, bluetooth and USB interface, Protection LT, ST, INST, N-protection required an external N-sensor, incl. trip alarm switch (1xCO), rear connection vertical, with internal voltage tap on lower stab of circuit breaker, with voltage tap module VTM680 and power supply of ETU600, able to communication, integrated metering type PMF-3 Advanced Power Monitor., Voltage, Energy, Power, Power factor, Frequency, Unbalance, Temperature, Power quality, Manual operating mechanism with mechanical closing, without Spring charging motor, Ready-to-close signal. switch, Auxiliary switches 2NO+2NC, without Closing coil (CC), manual operating mechanism with mechanical closing, without Remote trip alarm reset coil (RR), without 2nd shunt trip, without 1st Shunt trip | 517100 | 1 | Z\ | 1
3WA1350-6GE02-0AA0 |  | Fixed-mounted circuit breaker IEC 60947-2, frame size 3, 3-poles, In=5000A up to 690V AC 50/60Hz, breaking capacity C Icu=150kA at 690V, Trip unit ETU600 LSI upgrade ready , colordisplay, bluetooth and USB interface, Protection LT, ST, INST, N-protection required an external N-sensor, incl. trip alarm switch (1xCO), rear connection horizontal, with internal voltage tap on lower stab of circuit breaker, with voltage tap module VTM680 and power supply of ETU600, able to communication, integrated metering type PMF-3 Advanced Power Monitor., Voltage, Energy, Power, Power factor, Frequency, Unbalance, Temperature, Power quality, Manual operating mechanism with mechanical closing, without Spring charging motor, Ready-to-close signal. switch, Auxiliary switches 2NO+2NC, without Closing coil (CC), manual operating mechanism with mechanical closing, without Remote trip alarm reset coil (RR), without 2nd shunt trip, without 1st Shunt trip | 504100 | 1 | Z\ | 1
3WA1350-6GE11-0AA0 |  | Fixed-mounted circuit breaker IEC 60947-2, frame size 3, 4-poles, N-pole left, In=5000A up to 690V AC 50/60Hz, breaking capacity C Icu=130kA at 690V, Trip unit ETU600 LSI upgrade ready , colordisplay, bluetooth and USB interface, Protection LT, ST, INST, include N-protection, (internal N-sensor available), incl. trip alarm switch (1xCO), rear connection vertical, with internal voltage tap on lower stab of circuit breaker, with voltage tap module VTM680 and power supply of ETU600, able to communication, integrated metering type PMF-3 Advanced Power Monitor., Voltage, Energy, Power, Power factor, Frequency, Unbalance, Temperature, Power quality, Manual operating mechanism with mechanical closing, without Spring charging motor, Ready-to-close signal. switch, Auxiliary switches 2NO+2NC, without Closing coil (CC), manual operating mechanism with mechanical closing, without Remote trip alarm reset coil (RR), without 2nd shunt trip, without 1st Shunt trip | 675100 | 1 | Z\ | 1
3WA1350-6GE12-0AA0 |  | Fixed-mounted circuit breaker IEC 60947-2, frame size 3, 4-poles, N-pole left, In=5000A up to 690V AC 50/60Hz, breaking capacity C Icu=130kA at 690V, Trip unit ETU600 LSI upgrade ready , colordisplay, bluetooth and USB interface, Protection LT, ST, INST, include N-protection, (internal N-sensor available), incl. trip alarm switch (1xCO), rear connection horizontal, with internal voltage tap on lower stab of circuit breaker, with voltage tap module VTM680 and power supply of ETU600, able to communication, integrated metering type PMF-3 Advanced Power Monitor., Voltage, Energy, Power, Power factor, Frequency, Unbalance, Temperature, Power quality, Manual operating mechanism with mechanical closing, without Spring charging motor, Ready-to-close signal. switch, Auxiliary switches 2NO+2NC, without Closing coil (CC), manual operating mechanism with mechanical closing, without Remote trip alarm reset coil (RR), without 2nd shunt trip, without 1st Shunt trip | 658100 | 1 | Z\ | 1
3WA1350-6GE21-0AA0 |  | fixed-mounted circuit breaker, IEC 60947-2, size 3, 4-pole, N pole on right, In=5000 A up to 690 V AC 50/60 Hz, breaking capacity C Icu=130 kA at 690 V, tripping unit ETU600 LSI upgradeable, color display, Bluetooth, USB interface, basic protection LT, ST, INST, including protection of the N conductor (internal neutral point sensor available), trip alarm switch (1 x CO), connection at rear vertical, with internal voltage tap on lower stab of circuit breaker, with voltage tap module VTM680 and power supply of ETU600, able to communication, integrated metering type PMF-3 Advanced Power Monitor., Voltage, Energy, Power, Power factor, Frequency, Unbalance, Temperature, Power quality, Manual operating mechanism with mechanical closing, without Spring charging motor, Ready-to-close signal. switch, Auxiliary switches 2NO+2NC, without Closing coil (CC), manual operating mechanism with mechanical closing, without Remote trip alarm reset coil (RR), without 2nd shunt trip, without 1st Shunt trip | 675100 | 1 | Z\ | 1
3WA1350-6GE22-0AA0 |  | fixed-mounted circuit breaker, IEC 60947-2, size 3, 4-pole, N pole on right, In=5000 A up to 690 V AC 50/60 Hz, breaking capacity C Icu=130 kA at 690 V, tripping unit ETU600 LSI upgradeable, color display, Bluetooth, USB interface, basic protection LT, ST, INST, including protection of the N conductor (internal neutral point sensor available), trip alarm switch (1 x CO), connection at rear horizontal with internal voltage tap on lower stab of circuit breaker, with voltage tap module VTM680 and power supply of ETU600, able to communication, integrated metering type PMF-3 Advanced Power Monitor., Voltage, Energy, Power, Power factor, Frequency, Unbalance, Temperature, Power quality, Manual operating mechanism with mechanical closing, without Spring charging motor, Ready-to-close signal. switch, Auxiliary switches 2NO+2NC, without Closing coil (CC), manual operating mechanism with mechanical closing, without Remote trip alarm reset coil (RR), without 2nd shunt trip, without 1st Shunt trip | 658100 | 1 | Z\ | 1
3WA1350-6GE31-0AA0 |  | Withdrawable circuit breaker with guide frame, IEC 60947-2, frame size 3, 3-poles, In=5000A up to 690V AC 50/60Hz, breaking capacity C Icu=150kA at 690V, Trip unit ETU600 LSI upgrade ready , colordisplay, bluetooth and USB interface, Protection LT, ST, INST, N-protection required an external N-sensor, incl. trip alarm switch (1xCO), rear connection vertical, guide frame with shutter and w/o position signalling switch, with internal voltage tap on lower stab of circuit breaker, with voltage tap module VTM680 and power supply of ETU600, able to communication, integrated metering type PMF-3 Advanced Power Monitor., Voltage, Energy, Power, Power factor, Frequency, Unbalance, Temperature, Power quality, Manual operating mechanism with mechanical closing, without Spring charging motor, Ready-to-close signal. switch, Auxiliary switches 2NO+2NC, without Closing coil (CC), manual operating mechanism with mechanical closing, without Remote trip alarm reset coil (RR), without 2nd shunt trip, without 1st Shunt trip | 612100 | 1 | Z\ | 1
3WA1350-6GE32-0AA0 |  | Withdrawable circuit breaker with guide frame, IEC 60947-2, frame size 3, 3-poles, In=5000A up to 690V AC 50/60Hz, breaking capacity C Icu=150kA at 690V, Trip unit ETU600 LSI upgrade ready , colordisplay, bluetooth and USB interface, Protection LT, ST, INST, N-protection required an external N-sensor, incl. trip alarm switch (1xCO), rear connection horizontal, guide frame with shutter and w/o position signalling switch, with internal voltage tap on lower stab of circuit breaker, with voltage tap module VTM680 and power supply of ETU600, able to communication, integrated metering type PMF-3 Advanced Power Monitor., Voltage, Energy, Power, Power factor, Frequency, Unbalance, Temperature, Power quality, Manual operating mechanism with mechanical closing, without Spring charging motor, Ready-to-close signal. switch, Auxiliary switches 2NO+2NC, without Closing coil (CC), manual operating mechanism with mechanical closing, without Remote trip alarm reset coil (RR), without 2nd shunt trip, without 1st Shunt trip | 599100 | 1 | Z\ | 1
3WA1350-6GE41-0AA0 |  | Withdrawable circuit breaker with guide frame, IEC 60947-2, frame size 3, 4-poles, N-pole left, In=5000A up to 690V AC 50/60Hz, breaking capacity C Icu=130kA at 690V, Trip unit ETU600 LSI upgrade ready , colordisplay, bluetooth and USB interface, Protection LT, ST, INST, include N-protection, (internal N-sensor available), incl. trip alarm switch (1xCO), rear connection vertical, guide frame with shutter and w/o position signalling switch, with internal voltage tap on lower stab of circuit breaker, with voltage tap module VTM680 and power supply of ETU600, able to communication, integrated metering type PMF-3 Advanced Power Monitor., Voltage, Energy, Power, Power factor, Frequency, Unbalance, Temperature, Power quality, Manual operating mechanism with mechanical closing, without Spring charging motor, Ready-to-close signal. switch, Auxiliary switches 2NO+2NC, without Closing coil (CC), manual operating mechanism with mechanical closing, without Remote trip alarm reset coil (RR), without 2nd shunt trip, without 1st Shunt trip | 800100 | 1 | Z\ | 1
3WA1350-6GE42-0AA0 |  | Withdrawable circuit breaker with guide frame, IEC 60947-2, frame size 3, 4-poles, N-pole left, In=5000A up to 690V AC 50/60Hz, breaking capacity C Icu=130kA at 690V, Trip unit ETU600 LSI upgrade ready , colordisplay, bluetooth and USB interface, Protection LT, ST, INST, include N-protection, (internal N-sensor available), incl. trip alarm switch (1xCO), rear connection horizontal, guide frame with shutter and w/o position signalling switch, with internal voltage tap on lower stab of circuit breaker, with voltage tap module VTM680 and power supply of ETU600, able to communication, integrated metering type PMF-3 Advanced Power Monitor., Voltage, Energy, Power, Power factor, Frequency, Unbalance, Temperature, Power quality, Manual operating mechanism with mechanical closing, without Spring charging motor, Ready-to-close signal. switch, Auxiliary switches 2NO+2NC, without Closing coil (CC), manual operating mechanism with mechanical closing, without Remote trip alarm reset coil (RR), without 2nd shunt trip, without 1st Shunt trip | 783100 | 1 | Z\ | 1
3WA1350-6GF01-0AA0 |  | Fixed-mounted circuit breaker IEC 60947-2, frame size 3, 3-poles, In=5000A up to 690V AC 50/60Hz, breaking capacity C Icu=150kA at 690V, Trip unit ETU600 LSIG upgrade ready , colordisplay, bluetooth and USB interface, Protection LT, ST, INST, GFx, N-protection required an external N-sensor, incl. trip alarm switch (1xCO), rear connection vertical, with internal voltage tap on lower stab of circuit breaker, with voltage tap module VTM680 and power supply of ETU600, able to communication, integrated metering type PMF-3 Advanced Power Monitor., Voltage, Energy, Power, Power factor, Frequency, Unbalance, Temperature, Power quality, Manual operating mechanism with mechanical closing, without Spring charging motor, Ready-to-close signal. switch, Auxiliary switches 2NO+2NC, without Closing coil (CC), manual operating mechanism with mechanical closing, without Remote trip alarm reset coil (RR), without 2nd shunt trip, without 1st Shunt trip | 528100 | 1 | Z\ | 1
3WA1350-6GF02-0AA0 |  | Fixed-mounted circuit breaker IEC 60947-2, frame size 3, 3-poles, In=5000A up to 690V AC 50/60Hz, breaking capacity C Icu=150kA at 690V, Trip unit ETU600 LSIG upgrade ready , colordisplay, bluetooth and USB interface, Protection LT, ST, INST, GFx, N-protection required an external N-sensor, incl. trip alarm switch (1xCO), rear connection horizontal, with internal voltage tap on lower stab of circuit breaker, with voltage tap module VTM680 and power supply of ETU600, able to communication, integrated metering type PMF-3 Advanced Power Monitor., Voltage, Energy, Power, Power factor, Frequency, Unbalance, Temperature, Power quality, Manual operating mechanism with mechanical closing, without Spring charging motor, Ready-to-close signal. switch, Auxiliary switches 2NO+2NC, without Closing coil (CC), manual operating mechanism with mechanical closing, without Remote trip alarm reset coil (RR), without 2nd shunt trip, without 1st Shunt trip | 515100 | 1 | Z\ | 1
3WA1350-6GF11-0AA0 |  | Fixed-mounted circuit breaker IEC 60947-2, frame size 3, 4-poles, N-pole left, In=5000A up to 690V AC 50/60Hz, breaking capacity C Icu=130kA at 690V, Trip unit ETU600 LSIG upgrade ready , colordisplay, bluetooth and USB interface, Protection LT, ST, INST, GFx, include N-protection, (internal N-sensor available), incl. trip alarm switch (1xCO), rear connection vertical, with internal voltage tap on lower stab of circuit breaker, with voltage tap module VTM680 and power supply of ETU600, able to communication, integrated metering type PMF-3 Advanced Power Monitor., Voltage, Energy, Power, Power factor, Frequency, Unbalance, Temperature, Power quality, Manual operating mechanism with mechanical closing, without Spring charging motor, Ready-to-close signal. switch, Auxiliary switches 2NO+2NC, without Closing coil (CC), manual operating mechanism with mechanical closing, without Remote trip alarm reset coil (RR), without 2nd shunt trip, without 1st Shunt trip | 686100 | 1 | Z\ | 1
3WA1350-6GF12-0AA0 |  | Fixed-mounted circuit breaker IEC 60947-2, frame size 3, 4-poles, N-pole left, In=5000A up to 690V AC 50/60Hz, breaking capacity C Icu=130kA at 690V, Trip unit ETU600 LSIG upgrade ready , colordisplay, bluetooth and USB interface, Protection LT, ST, INST, GFx, include N-protection, (internal N-sensor available), incl. trip alarm switch (1xCO), rear connection horizontal, with internal voltage tap on lower stab of circuit breaker, with voltage tap module VTM680 and power supply of ETU600, able to communication, integrated metering type PMF-3 Advanced Power Monitor., Voltage, Energy, Power, Power factor, Frequency, Unbalance, Temperature, Power quality, Manual operating mechanism with mechanical closing, without Spring charging motor, Ready-to-close signal. switch, Auxiliary switches 2NO+2NC, without Closing coil (CC), manual operating mechanism with mechanical closing, without Remote trip alarm reset coil (RR), without 2nd shunt trip, without 1st Shunt trip | 669100 | 1 | Z\ | 1
3WA1350-6GF21-0AA0 |  | fixed-mounted circuit breaker, IEC 60947-2, size 3, 4-pole, N pole on right, In=5000 A up to 690 V AC 50/60 Hz, breaking capacity C Icu=130 kA at 690 V, tripping unit ETU600 LSIG upgradeable, color display, Bluetooth, USB interface, basic protection LT, ST, INST, GFx, including protection of the N conductor (internal neutral point sensor available), trip alarm switch (1 x CO), connection at rear vertical, with internal voltage tap on lower stab of circuit breaker, with voltage tap module VTM680 and power supply of ETU600, able to communication, integrated metering type PMF-3 Advanced Power Monitor., Voltage, Energy, Power, Power factor, Frequency, Unbalance, Temperature, Power quality, Manual operating mechanism with mechanical closing, without Spring charging motor, Ready-to-close signal. switch, Auxiliary switches 2NO+2NC, without Closing coil (CC), manual operating mechanism with mechanical closing, without Remote trip alarm reset coil (RR), without 2nd shunt trip, without 1st Shunt trip | 686100 | 1 | Z\ | 1
3WA1350-6GF22-0AA0 |  | fixed-mounted circuit breaker, IEC 60947-2, size 3, 4-pole, N pole on right, In=5000 A up to 690 V AC 50/60 Hz, breaking capacity C Icu=130 kA at 690 V, tripping unit ETU600 LSIG upgradeable, color display, Bluetooth, USB interface, basic protection LT, ST, INST, GFx, including protection of the N conductor (internal neutral point sensor available), trip alarm switch (1 x CO), connection at rear horizontal with internal voltage tap on lower stab of circuit breaker, with voltage tap module VTM680 and power supply of ETU600, able to communication, integrated metering type PMF-3 Advanced Power Monitor., Voltage, Energy, Power, Power factor, Frequency, Unbalance, Temperature, Power quality, Manual operating mechanism with mechanical closing, without Spring charging motor, Ready-to-close signal. switch, Auxiliary switches 2NO+2NC, without Closing coil (CC), manual operating mechanism with mechanical closing, without Remote trip alarm reset coil (RR), without 2nd shunt trip, without 1st Shunt trip | 669100 | 1 | Z\ | 1
3WA1350-6GF31-0AA0 |  | Withdrawable circuit breaker with guide frame, IEC 60947-2, frame size 3, 3-poles, In=5000A up to 690V AC 50/60Hz, breaking capacity C Icu=150kA at 690V, Trip unit ETU600 LSIG upgrade ready , colordisplay, bluetooth and USB interface, Protection LT, ST, INST, GFx, N-protection required an external N-sensor, incl. trip alarm switch (1xCO), rear connection vertical, guide frame with shutter and w/o position signalling switch, with internal voltage tap on lower stab of circuit breaker, with voltage tap module VTM680 and power supply of ETU600, able to communication, integrated metering type PMF-3 Advanced Power Monitor., Voltage, Energy, Power, Power factor, Frequency, Unbalance, Temperature, Power quality, Manual operating mechanism with mechanical closing, without Spring charging motor, Ready-to-close signal. switch, Auxiliary switches 2NO+2NC, without Closing coil (CC), manual operating mechanism with mechanical closing, without Remote trip alarm reset coil (RR), without 2nd shunt trip, without 1st Shunt trip | 623100 | 1 | Z\ | 1
3WA1350-6GF32-0AA0 |  | Withdrawable circuit breaker with guide frame, IEC 60947-2, frame size 3, 3-poles, In=5000A up to 690V AC 50/60Hz, breaking capacity C Icu=150kA at 690V, Trip unit ETU600 LSIG upgrade ready , colordisplay, bluetooth and USB interface, Protection LT, ST, INST, GFx, N-protection required an external N-sensor, incl. trip alarm switch (1xCO), rear connection horizontal, guide frame with shutter and w/o position signalling switch, with internal voltage tap on lower stab of circuit breaker, with voltage tap module VTM680 and power supply of ETU600, able to communication, integrated metering type PMF-3 Advanced Power Monitor., Voltage, Energy, Power, Power factor, Frequency, Unbalance, Temperature, Power quality, Manual operating mechanism with mechanical closing, without Spring charging motor, Ready-to-close signal. switch, Auxiliary switches 2NO+2NC, without Closing coil (CC), manual operating mechanism with mechanical closing, without Remote trip alarm reset coil (RR), without 2nd shunt trip, without 1st Shunt trip | 610100 | 1 | Z\ | 1
3WA1350-6GF41-0AA0 |  | Withdrawable circuit breaker with guide frame, IEC 60947-2, frame size 3, 4-poles, N-pole left, In=5000A up to 690V AC 50/60Hz, breaking capacity C Icu=130kA at 690V, Trip unit ETU600 LSIG upgrade ready , colordisplay, bluetooth and USB interface, Protection LT, ST, INST, GFx, include N-protection, (internal N-sensor available), incl. trip alarm switch (1xCO), rear connection vertical, guide frame with shutter and w/o position signalling switch, with internal voltage tap on lower stab of circuit breaker, with voltage tap module VTM680 and power supply of ETU600, able to communication, integrated metering type PMF-3 Advanced Power Monitor., Voltage, Energy, Power, Power factor, Frequency, Unbalance, Temperature, Power quality, Manual operating mechanism with mechanical closing, without Spring charging motor, Ready-to-close signal. switch, Auxiliary switches 2NO+2NC, without Closing coil (CC), manual operating mechanism with mechanical closing, without Remote trip alarm reset coil (RR), without 2nd shunt trip, without 1st Shunt trip | 811100 | 1 | Z\ | 1
3WA1350-6GF42-0AA0 |  | Withdrawable circuit breaker with guide frame, IEC 60947-2, frame size 3, 4-poles, N-pole left, In=5000A up to 690V AC 50/60Hz, breaking capacity C Icu=130kA at 690V, Trip unit ETU600 LSIG upgrade ready , colordisplay, bluetooth and USB interface, Protection LT, ST, INST, GFx, include N-protection, (internal N-sensor available), incl. trip alarm switch (1xCO), rear connection horizontal, guide frame with shutter and w/o position signalling switch, with internal voltage tap on lower stab of circuit breaker, with voltage tap module VTM680 and power supply of ETU600, able to communication, integrated metering type PMF-3 Advanced Power Monitor., Voltage, Energy, Power, Power factor, Frequency, Unbalance, Temperature, Power quality, Manual operating mechanism with mechanical closing, without Spring charging motor, Ready-to-close signal. switch, Auxiliary switches 2NO+2NC, without Closing coil (CC), manual operating mechanism with mechanical closing, without Remote trip alarm reset coil (RR), without 2nd shunt trip, without 1st Shunt trip | 794100 | 1 | Z\ | 1
3WA1350-6GG01-0AA0 |  | Fixed-mounted circuit breaker IEC 60947-2, frame size 3, 3-poles, In=5000A up to 690V AC 50/60Hz, breaking capacity C Icu=150kA at 690V, Trip unit ETU600 LSIG Hi-Z upgrade ready , colordisplay, bluetooth and USB interface, Protection LT, ST, INST, GFx, with GF highimpedance-input N-protection required an external N-sensor, incl. trip alarm switch (1xCO), rear connection vertical, with internal voltage tap on lower stab of circuit breaker, with voltage tap module VTM680 and power supply of ETU600, able to communication, integrated metering type PMF-3 Advanced Power Monitor., Voltage, Energy, Power, Power factor, Frequency, Unbalance, Temperature, Power quality, Manual operating mechanism with mechanical closing, without Spring charging motor, Ready-to-close signal. switch, Auxiliary switches 2NO+2NC, without Closing coil (CC), manual operating mechanism with mechanical closing, without Remote trip alarm reset coil (RR), without 2nd shunt trip, without 1st Shunt trip | 549100 | 1 | Z\ | 1
3WA1350-6GG02-0AA0 |  | Fixed-mounted circuit breaker IEC 60947-2, frame size 3, 3-poles, In=5000A up to 690V AC 50/60Hz, breaking capacity C Icu=150kA at 690V, Trip unit ETU600 LSIG Hi-Z upgrade ready , colordisplay, bluetooth and USB interface, Protection LT, ST, INST, GFx, with GF highimpedance-input N-protection required an external N-sensor, incl. trip alarm switch (1xCO), rear connection horizontal, with internal voltage tap on lower stab of circuit breaker, with voltage tap module VTM680 and power supply of ETU600, able to communication, integrated metering type PMF-3 Advanced Power Monitor., Voltage, Energy, Power, Power factor, Frequency, Unbalance, Temperature, Power quality, Manual operating mechanism with mechanical closing, without Spring charging motor, Ready-to-close signal. switch, Auxiliary switches 2NO+2NC, without Closing coil (CC), manual operating mechanism with mechanical closing, without Remote trip alarm reset coil (RR), without 2nd shunt trip, without 1st Shunt trip | 536100 | 1 | Z\ | 1
3WA1350-6GG11-0AA0 |  | Fixed-mounted circuit breaker IEC 60947-2, frame size 3, 4-poles, N-pole left, In=5000A up to 690V AC 50/60Hz, breaking capacity C Icu=130kA at 690V, Trip unit ETU600 LSIG Hi-Z upgrade ready , colordisplay, bluetooth and USB interface, Protection LT, ST, INST, GFx, with GF highimpedance-input include N-protection, (internal N-sensor available), incl. trip alarm switch (1xCO), rear connection vertical, with internal voltage tap on lower stab of circuit breaker, with voltage tap module VTM680 and power supply of ETU600, able to communication, integrated metering type PMF-3 Advanced Power Monitor., Voltage, Energy, Power, Power factor, Frequency, Unbalance, Temperature, Power quality, Manual operating mechanism with mechanical closing, without Spring charging motor, Ready-to-close signal. switch, Auxiliary switches 2NO+2NC, without Closing coil (CC), manual operating mechanism with mechanical closing, without Remote trip alarm reset coil (RR), without 2nd shunt trip, without 1st Shunt trip | 707100 | 1 | Z\ | 1
3WA1350-6GG12-0AA0 |  | Fixed-mounted circuit breaker IEC 60947-2, frame size 3, 4-poles, N-pole left, In=5000A up to 690V AC 50/60Hz, breaking capacity C Icu=130kA at 690V, Trip unit ETU600 LSIG Hi-Z upgrade ready , colordisplay, bluetooth and USB interface, Protection LT, ST, INST, GFx, with GF highimpedance-input include N-protection, (internal N-sensor available), incl. trip alarm switch (1xCO), rear connection horizontal, with internal voltage tap on lower stab of circuit breaker, with voltage tap module VTM680 and power supply of ETU600, able to communication, integrated metering type PMF-3 Advanced Power Monitor., Voltage, Energy, Power, Power factor, Frequency, Unbalance, Temperature, Power quality, Manual operating mechanism with mechanical closing, without Spring charging motor, Ready-to-close signal. switch, Auxiliary switches 2NO+2NC, without Closing coil (CC), manual operating mechanism with mechanical closing, without Remote trip alarm reset coil (RR), without 2nd shunt trip, without 1st Shunt trip | 690100 | 1 | Z\ | 1
3WA1350-6GG21-0AA0 |  | fixed-mounted circuit breaker, IEC 60947-2, size 3, 4-pole, N pole on right, In=5000 A up to 690 V AC 50/60 Hz, breaking capacity C Icu=130 kA at 690 V, tripping unit ETU600 LSIG Hi-Z upgradeable, color display, Bluetooth, USB interface, basic protection LT, ST, INST, GFx, with GF high-impedance input, including protection of the N conductor (internal neutral point sensor available), trip alarm switch (1 x CO), connection at rear vertical, with internal voltage tap on lower stab of circuit breaker, with voltage tap module VTM680 and power supply of ETU600, able to communication, integrated metering type PMF-3 Advanced Power Monitor., Voltage, Energy, Power, Power factor, Frequency, Unbalance, Temperature, Power quality, Manual operating mechanism with mechanical closing, without Spring charging motor, Ready-to-close signal. switch, Auxiliary switches 2NO+2NC, without Closing coil (CC), manual operating mechanism with mechanical closing, without Remote trip alarm reset coil (RR), without 2nd shunt trip, without 1st Shunt trip | 707100 | 1 | Z\ | 1
3WA1350-6GG22-0AA0 |  | fixed-mounted circuit breaker, IEC 60947-2, size 3, 4-pole, N pole on right, In=5000 A up to 690 V AC 50/60 Hz, breaking capacity C Icu=130 kA at 690 V, tripping unit ETU600 LSIG Hi-Z upgradeable, color display, Bluetooth, USB interface, basic protection LT, ST, INST, GFx, with GF high-impedance input, including protection of the N conductor (internal neutral point sensor available), trip alarm switch (1 x CO), connection at rear horizontal with internal voltage tap on lower stab of circuit breaker, with voltage tap module VTM680 and power supply of ETU600, able to communication, integrated metering type PMF-3 Advanced Power Monitor., Voltage, Energy, Power, Power factor, Frequency, Unbalance, Temperature, Power quality, Manual operating mechanism with mechanical closing, without Spring charging motor, Ready-to-close signal. switch, Auxiliary switches 2NO+2NC, without Closing coil (CC), manual operating mechanism with mechanical closing, without Remote trip alarm reset coil (RR), without 2nd shunt trip, without 1st Shunt trip | 690100 | 1 | Z\ | 1
3WA1350-6GG31-0AA0 |  | Withdrawable circuit breaker with guide frame, IEC 60947-2, frame size 3, 3-poles, In=5000A up to 690V AC 50/60Hz, breaking capacity C Icu=150kA at 690V, Trip unit ETU600 LSIG Hi-Z upgrade ready , colordisplay, bluetooth and USB interface, Protection LT, ST, INST, GFx, with GF highimpedance-input N-protection required an external N-sensor, incl. trip alarm switch (1xCO), rear connection vertical, guide frame with shutter and w/o position signalling switch, with internal voltage tap on lower stab of circuit breaker, with voltage tap module VTM680 and power supply of ETU600, able to communication, integrated metering type PMF-3 Advanced Power Monitor., Voltage, Energy, Power, Power factor, Frequency, Unbalance, Temperature, Power quality, Manual operating mechanism with mechanical closing, without Spring charging motor, Ready-to-close signal. switch, Auxiliary switches 2NO+2NC, without Closing coil (CC), manual operating mechanism with mechanical closing, without Remote trip alarm reset coil (RR), without 2nd shunt trip, without 1st Shunt trip | 644100 | 1 | Z\ | 1
3WA1350-6GG32-0AA0 |  | Withdrawable circuit breaker with guide frame, IEC 60947-2, frame size 3, 3-poles, In=5000A up to 690V AC 50/60Hz, breaking capacity C Icu=150kA at 690V, Trip unit ETU600 LSIG Hi-Z upgrade ready , colordisplay, bluetooth and USB interface, Protection LT, ST, INST, GFx, with GF highimpedance-input N-protection required an external N-sensor, incl. trip alarm switch (1xCO), rear connection horizontal, guide frame with shutter and w/o position signalling switch, with internal voltage tap on lower stab of circuit breaker, with voltage tap module VTM680 and power supply of ETU600, able to communication, integrated metering type PMF-3 Advanced Power Monitor., Voltage, Energy, Power, Power factor, Frequency, Unbalance, Temperature, Power quality, Manual operating mechanism with mechanical closing, without Spring charging motor, Ready-to-close signal. switch, Auxiliary switches 2NO+2NC, without Closing coil (CC), manual operating mechanism with mechanical closing, without Remote trip alarm reset coil (RR), without 2nd shunt trip, without 1st Shunt trip | 631100 | 1 | Z\ | 1
3WA1350-6GG41-0AA0 |  | Withdrawable circuit breaker with guide frame, IEC 60947-2, frame size 3, 4-poles, N-pole left, In=5000A up to 690V AC 50/60Hz, breaking capacity C Icu=130kA at 690V, Trip unit ETU600 LSIG Hi-Z upgrade ready , colordisplay, bluetooth and USB interface, Protection LT, ST, INST, GFx, with GF highimpedance-input include N-protection, (internal N-sensor available), incl. trip alarm switch (1xCO), rear connection vertical, guide frame with shutter and w/o position signalling switch, with internal voltage tap on lower stab of circuit breaker, with voltage tap module VTM680 and power supply of ETU600, able to communication, integrated metering type PMF-3 Advanced Power Monitor., Voltage, Energy, Power, Power factor, Frequency, Unbalance, Temperature, Power quality, Manual operating mechanism with mechanical closing, without Spring charging motor, Ready-to-close signal. switch, Auxiliary switches 2NO+2NC, without Closing coil (CC), manual operating mechanism with mechanical closing, without Remote trip alarm reset coil (RR), without 2nd shunt trip, without 1st Shunt trip | 832100 | 1 | Z\ | 1
3WA1350-6GG42-0AA0 |  | Withdrawable circuit breaker with guide frame, IEC 60947-2, frame size 3, 4-poles, N-pole left, In=5000A up to 690V AC 50/60Hz, breaking capacity C Icu=130kA at 690V, Trip unit ETU600 LSIG Hi-Z upgrade ready , colordisplay, bluetooth and USB interface, Protection LT, ST, INST, GFx, with GF highimpedance-input include N-protection, (internal N-sensor available), incl. trip alarm switch (1xCO), rear connection horizontal, guide frame with shutter and w/o position signalling switch, with internal voltage tap on lower stab of circuit breaker, with voltage tap module VTM680 and power supply of ETU600, able to communication, integrated metering type PMF-3 Advanced Power Monitor., Voltage, Energy, Power, Power factor, Frequency, Unbalance, Temperature, Power quality, Manual operating mechanism with mechanical closing, without Spring charging motor, Ready-to-close signal. switch, Auxiliary switches 2NO+2NC, without Closing coil (CC), manual operating mechanism with mechanical closing, without Remote trip alarm reset coil (RR), without 2nd shunt trip, without 1st Shunt trip | 815100 | 1 | Z\ | 1
3WA1350-6LE01-0AA0 |  | Fixed-mounted circuit breaker IEC 60947-2, frame size 3, 3-poles, In=5000A up to 690V AC 50/60Hz, breaking capacity C Icu=150kA at 690V, Trip unit ETU600 LSI upgrade ready , colordisplay, bluetooth and USB interface, Protection LT, ST, INST, N-protection required an external N-sensor, incl. trip alarm switch (1xCO), rear connection vertical, with internal voltage tap on upper stab of circuit breaker, with voltage tap module VTM680 and power supply of ETU600, able to communication, integrated metering type PMF-1 Energy Efficiency, Voltage, Active energy Ea Manual operating mechanism with mechanical closing, without Spring charging motor, Ready-to-close signal. switch, Auxiliary switches 2NO+2NC, without Closing coil (CC), manual operating mechanism with mechanical closing, without Remote trip alarm reset coil (RR), without 2nd shunt trip, without 1st Shunt trip | 501870 | 1 | Z\ | 1
3WA1350-6LE02-0AA0 |  | Fixed-mounted circuit breaker IEC 60947-2, frame size 3, 3-poles, In=5000A up to 690V AC 50/60Hz, breaking capacity C Icu=150kA at 690V, Trip unit ETU600 LSI upgrade ready , colordisplay, bluetooth and USB interface, Protection LT, ST, INST, N-protection required an external N-sensor, incl. trip alarm switch (1xCO), rear connection horizontal, with internal voltage tap on upper stab of circuit breaker, with voltage tap module VTM680 and power supply of ETU600, able to communication, integrated metering type PMF-1 Energy Efficiency, Voltage, Active energy Ea Manual operating mechanism with mechanical closing, without Spring charging motor, Ready-to-close signal. switch, Auxiliary switches 2NO+2NC, without Closing coil (CC), manual operating mechanism with mechanical closing, without Remote trip alarm reset coil (RR), without 2nd shunt trip, without 1st Shunt trip | 488870 | 1 | Z\ | 1
3WA1350-6LE11-0AA0 |  | Fixed-mounted circuit breaker IEC 60947-2, frame size 3, 4-poles, N-pole left, In=5000A up to 690V AC 50/60Hz, breaking capacity C Icu=130kA at 690V, Trip unit ETU600 LSI upgrade ready , colordisplay, bluetooth and USB interface, Protection LT, ST, INST, include N-protection, (internal N-sensor available), incl. trip alarm switch (1xCO), rear connection vertical, with internal voltage tap on upper stab of circuit breaker, with voltage tap module VTM680 and power supply of ETU600, able to communication, integrated metering type PMF-1 Energy Efficiency, Voltage, Active energy Ea Manual operating mechanism with mechanical closing, without Spring charging motor, Ready-to-close signal. switch, Auxiliary switches 2NO+2NC, without Closing coil (CC), manual operating mechanism with mechanical closing, without Remote trip alarm reset coil (RR), without 2nd shunt trip, without 1st Shunt trip | 659870 | 1 | Z\ | 1
3WA1350-6LE12-0AA0 |  | Fixed-mounted circuit breaker IEC 60947-2, frame size 3, 4-poles, N-pole left, In=5000A up to 690V AC 50/60Hz, breaking capacity C Icu=130kA at 690V, Trip unit ETU600 LSI upgrade ready , colordisplay, bluetooth and USB interface, Protection LT, ST, INST, include N-protection, (internal N-sensor available), incl. trip alarm switch (1xCO), rear connection horizontal, with internal voltage tap on upper stab of circuit breaker, with voltage tap module VTM680 and power supply of ETU600, able to communication, integrated metering type PMF-1 Energy Efficiency, Voltage, Active energy Ea Manual operating mechanism with mechanical closing, without Spring charging motor, Ready-to-close signal. switch, Auxiliary switches 2NO+2NC, without Closing coil (CC), manual operating mechanism with mechanical closing, without Remote trip alarm reset coil (RR), without 2nd shunt trip, without 1st Shunt trip | 642870 | 1 | Z\ | 1
3WA1350-6LE21-0AA0 |  | fixed-mounted circuit breaker, IEC 60947-2, size 3, 4-pole, N pole on right, In=5000 A up to 690 V AC 50/60 Hz, breaking capacity C Icu=130 kA at 690 V, tripping unit ETU600 LSI upgradeable, color display, Bluetooth, USB interface, basic protection LT, ST, INST, including protection of the N conductor (internal neutral point sensor available), trip alarm switch (1 x CO), connection at rear vertical, with internal voltage tap on upper stab of circuit breaker, with voltage tap module VTM680 and power supply of ETU600, able to communication, integrated metering type PMF-1 Energy Efficiency, Voltage, Active energy Ea Manual operating mechanism with mechanical closing, without Spring charging motor, Ready-to-close signal. switch, Auxiliary switches 2NO+2NC, without Closing coil (CC), manual operating mechanism with mechanical closing, without Remote trip alarm reset coil (RR), without 2nd shunt trip, without 1st Shunt trip | 659870 | 1 | Z\ | 1
3WA1350-6LE22-0AA0 |  | fixed-mounted circuit breaker, IEC 60947-2, size 3, 4-pole, N pole on right, In=5000 A up to 690 V AC 50/60 Hz, breaking capacity C Icu=130 kA at 690 V, tripping unit ETU600 LSI upgradeable, color display, Bluetooth, USB interface, basic protection LT, ST, INST, including protection of the N conductor (internal neutral point sensor available), trip alarm switch (1 x CO), connection at rear horizontal with internal voltage tap on upper stab of circuit breaker, with voltage tap module VTM680 and power supply of ETU600, able to communication, integrated metering type PMF-1 Energy Efficiency, Voltage, Active energy Ea Manual operating mechanism with mechanical closing, without Spring charging motor, Ready-to-close signal. switch, Auxiliary switches 2NO+2NC, without Closing coil (CC), manual operating mechanism with mechanical closing, without Remote trip alarm reset coil (RR), without 2nd shunt trip, without 1st Shunt trip | 642870 | 1 | Z\ | 1
3WA1350-6LE31-0AA0 |  | Withdrawable circuit breaker with guide frame, IEC 60947-2, frame size 3, 3-poles, In=5000A up to 690V AC 50/60Hz, breaking capacity C Icu=150kA at 690V, Trip unit ETU600 LSI upgrade ready , colordisplay, bluetooth and USB interface, Protection LT, ST, INST, N-protection required an external N-sensor, incl. trip alarm switch (1xCO), rear connection vertical, guide frame with shutter and w/o position signalling switch, with internal voltage tap on upper stab of circuit breaker, with voltage tap module VTM680 and power supply of ETU600, able to communication, integrated metering type PMF-1 Energy Efficiency, Voltage, Active energy Ea Manual operating mechanism with mechanical closing, without Spring charging motor, Ready-to-close signal. switch, Auxiliary switches 2NO+2NC, without Closing coil (CC), manual operating mechanism with mechanical closing, without Remote trip alarm reset coil (RR), without 2nd shunt trip, without 1st Shunt trip | 596870 | 1 | Z\ | 1
3WA1350-6LE32-0AA0 |  | Withdrawable circuit breaker with guide frame, IEC 60947-2, frame size 3, 3-poles, In=5000A up to 690V AC 50/60Hz, breaking capacity C Icu=150kA at 690V, Trip unit ETU600 LSI upgrade ready , colordisplay, bluetooth and USB interface, Protection LT, ST, INST, N-protection required an external N-sensor, incl. trip alarm switch (1xCO), rear connection horizontal, guide frame with shutter and w/o position signalling switch, with internal voltage tap on upper stab of circuit breaker, with voltage tap module VTM680 and power supply of ETU600, able to communication, integrated metering type PMF-1 Energy Efficiency, Voltage, Active energy Ea Manual operating mechanism with mechanical closing, without Spring charging motor, Ready-to-close signal. switch, Auxiliary switches 2NO+2NC, without Closing coil (CC), manual operating mechanism with mechanical closing, without Remote trip alarm reset coil (RR), without 2nd shunt trip, without 1st Shunt trip | 583870 | 1 | Z\ | 1
3WA1350-6LE41-0AA0 |  | Withdrawable circuit breaker with guide frame, IEC 60947-2, frame size 3, 4-poles, N-pole left, In=5000A up to 690V AC 50/60Hz, breaking capacity C Icu=130kA at 690V, Trip unit ETU600 LSI upgrade ready , colordisplay, bluetooth and USB interface, Protection LT, ST, INST, include N-protection, (internal N-sensor available), incl. trip alarm switch (1xCO), rear connection vertical, guide frame with shutter and w/o position signalling switch, with internal voltage tap on upper stab of circuit breaker, with voltage tap module VTM680 and power supply of ETU600, able to communication, integrated metering type PMF-1 Energy Efficiency, Voltage, Active energy Ea Manual operating mechanism with mechanical closing, without Spring charging motor, Ready-to-close signal. switch, Auxiliary switches 2NO+2NC, without Closing coil (CC), manual operating mechanism with mechanical closing, without Remote trip alarm reset coil (RR), without 2nd shunt trip, without 1st Shunt trip | 784870 | 1 | Z\ | 1
3WA1350-6LE42-0AA0 |  | Withdrawable circuit breaker with guide frame, IEC 60947-2, frame size 3, 4-poles, N-pole left, In=5000A up to 690V AC 50/60Hz, breaking capacity C Icu=130kA at 690V, Trip unit ETU600 LSI upgrade ready , colordisplay, bluetooth and USB interface, Protection LT, ST, INST, include N-protection, (internal N-sensor available), incl. trip alarm switch (1xCO), rear connection horizontal, guide frame with shutter and w/o position signalling switch, with internal voltage tap on upper stab of circuit breaker, with voltage tap module VTM680 and power supply of ETU600, able to communication, integrated metering type PMF-1 Energy Efficiency, Voltage, Active energy Ea Manual operating mechanism with mechanical closing, without Spring charging motor, Ready-to-close signal. switch, Auxiliary switches 2NO+2NC, without Closing coil (CC), manual operating mechanism with mechanical closing, without Remote trip alarm reset coil (RR), without 2nd shunt trip, without 1st Shunt trip | 767870 | 1 | Z\ | 1
3WA1350-6LF01-0AA0 |  | Fixed-mounted circuit breaker IEC 60947-2, frame size 3, 3-poles, In=5000A up to 690V AC 50/60Hz, breaking capacity C Icu=150kA at 690V, Trip unit ETU600 LSIG upgrade ready , colordisplay, bluetooth and USB interface, Protection LT, ST, INST, GFx, N-protection required an external N-sensor, incl. trip alarm switch (1xCO), rear connection vertical, with internal voltage tap on upper stab of circuit breaker, with voltage tap module VTM680 and power supply of ETU600, able to communication, integrated metering type PMF-1 Energy Efficiency, Voltage, Active energy Ea Manual operating mechanism with mechanical closing, without Spring charging motor, Ready-to-close signal. switch, Auxiliary switches 2NO+2NC, without Closing coil (CC), manual operating mechanism with mechanical closing, without Remote trip alarm reset coil (RR), without 2nd shunt trip, without 1st Shunt trip | 512870 | 1 | Z\ | 1
3WA1350-6LF02-0AA0 |  | Fixed-mounted circuit breaker IEC 60947-2, frame size 3, 3-poles, In=5000A up to 690V AC 50/60Hz, breaking capacity C Icu=150kA at 690V, Trip unit ETU600 LSIG upgrade ready , colordisplay, bluetooth and USB interface, Protection LT, ST, INST, GFx, N-protection required an external N-sensor, incl. trip alarm switch (1xCO), rear connection horizontal, with internal voltage tap on upper stab of circuit breaker, with voltage tap module VTM680 and power supply of ETU600, able to communication, integrated metering type PMF-1 Energy Efficiency, Voltage, Active energy Ea Manual operating mechanism with mechanical closing, without Spring charging motor, Ready-to-close signal. switch, Auxiliary switches 2NO+2NC, without Closing coil (CC), manual operating mechanism with mechanical closing, without Remote trip alarm reset coil (RR), without 2nd shunt trip, without 1st Shunt trip | 499870 | 1 | Z\ | 1
3WA1350-6LF11-0AA0 |  | Fixed-mounted circuit breaker IEC 60947-2, frame size 3, 4-poles, N-pole left, In=5000A up to 690V AC 50/60Hz, breaking capacity C Icu=130kA at 690V, Trip unit ETU600 LSIG upgrade ready , colordisplay, bluetooth and USB interface, Protection LT, ST, INST, GFx, include N-protection, (internal N-sensor available), incl. trip alarm switch (1xCO), rear connection vertical, with internal voltage tap on upper stab of circuit breaker, with voltage tap module VTM680 and power supply of ETU600, able to communication, integrated metering type PMF-1 Energy Efficiency, Voltage, Active energy Ea Manual operating mechanism with mechanical closing, without Spring charging motor, Ready-to-close signal. switch, Auxiliary switches 2NO+2NC, without Closing coil (CC), manual operating mechanism with mechanical closing, without Remote trip alarm reset coil (RR), without 2nd shunt trip, without 1st Shunt trip | 670870 | 1 | Z\ | 1
3WA1350-6LF12-0AA0 |  | Fixed-mounted circuit breaker IEC 60947-2, frame size 3, 4-poles, N-pole left, In=5000A up to 690V AC 50/60Hz, breaking capacity C Icu=130kA at 690V, Trip unit ETU600 LSIG upgrade ready , colordisplay, bluetooth and USB interface, Protection LT, ST, INST, GFx, include N-protection, (internal N-sensor available), incl. trip alarm switch (1xCO), rear connection horizontal, with internal voltage tap on upper stab of circuit breaker, with voltage tap module VTM680 and power supply of ETU600, able to communication, integrated metering type PMF-1 Energy Efficiency, Voltage, Active energy Ea Manual operating mechanism with mechanical closing, without Spring charging motor, Ready-to-close signal. switch, Auxiliary switches 2NO+2NC, without Closing coil (CC), manual operating mechanism with mechanical closing, without Remote trip alarm reset coil (RR), without 2nd shunt trip, without 1st Shunt trip | 653870 | 1 | Z\ | 1
3WA1350-6LF21-0AA0 |  | fixed-mounted circuit breaker, IEC 60947-2, size 3, 4-pole, N pole on right, In=5000 A up to 690 V AC 50/60 Hz, breaking capacity C Icu=130 kA at 690 V, tripping unit ETU600 LSIG upgradeable, color display, Bluetooth, USB interface, basic protection LT, ST, INST, GFx, including protection of the N conductor (internal neutral point sensor available), trip alarm switch (1 x CO), connection at rear vertical, with internal voltage tap on upper stab of circuit breaker, with voltage tap module VTM680 and power supply of ETU600, able to communication, integrated metering type PMF-1 Energy Efficiency, Voltage, Active energy Ea Manual operating mechanism with mechanical closing, without Spring charging motor, Ready-to-close signal. switch, Auxiliary switches 2NO+2NC, without Closing coil (CC), manual operating mechanism with mechanical closing, without Remote trip alarm reset coil (RR), without 2nd shunt trip, without 1st Shunt trip | 670870 | 1 | Z\ | 1
3WA1350-6LF22-0AA0 |  | fixed-mounted circuit breaker, IEC 60947-2, size 3, 4-pole, N pole on right, In=5000 A up to 690 V AC 50/60 Hz, breaking capacity C Icu=130 kA at 690 V, tripping unit ETU600 LSIG upgradeable, color display, Bluetooth, USB interface, basic protection LT, ST, INST, GFx, including protection of the N conductor (internal neutral point sensor available), trip alarm switch (1 x CO), connection at rear horizontal with internal voltage tap on upper stab of circuit breaker, with voltage tap module VTM680 and power supply of ETU600, able to communication, integrated metering type PMF-1 Energy Efficiency, Voltage, Active energy Ea Manual operating mechanism with mechanical closing, without Spring charging motor, Ready-to-close signal. switch, Auxiliary switches 2NO+2NC, without Closing coil (CC), manual operating mechanism with mechanical closing, without Remote trip alarm reset coil (RR), without 2nd shunt trip, without 1st Shunt trip | 653870 | 1 | Z\ | 1
3WA1350-6LF31-0AA0 |  | Withdrawable circuit breaker with guide frame, IEC 60947-2, frame size 3, 3-poles, In=5000A up to 690V AC 50/60Hz, breaking capacity C Icu=150kA at 690V, Trip unit ETU600 LSIG upgrade ready , colordisplay, bluetooth and USB interface, Protection LT, ST, INST, GFx, N-protection required an external N-sensor, incl. trip alarm switch (1xCO), rear connection vertical, guide frame with shutter and w/o position signalling switch, with internal voltage tap on upper stab of circuit breaker, with voltage tap module VTM680 and power supply of ETU600, able to communication, integrated metering type PMF-1 Energy Efficiency, Voltage, Active energy Ea Manual operating mechanism with mechanical closing, without Spring charging motor, Ready-to-close signal. switch, Auxiliary switches 2NO+2NC, without Closing coil (CC), manual operating mechanism with mechanical closing, without Remote trip alarm reset coil (RR), without 2nd shunt trip, without 1st Shunt trip | 607870 | 1 | Z\ | 1
3WA1350-6LF32-0AA0 |  | Withdrawable circuit breaker with guide frame, IEC 60947-2, frame size 3, 3-poles, In=5000A up to 690V AC 50/60Hz, breaking capacity C Icu=150kA at 690V, Trip unit ETU600 LSIG upgrade ready , colordisplay, bluetooth and USB interface, Protection LT, ST, INST, GFx, N-protection required an external N-sensor, incl. trip alarm switch (1xCO), rear connection horizontal, guide frame with shutter and w/o position signalling switch, with internal voltage tap on upper stab of circuit breaker, with voltage tap module VTM680 and power supply of ETU600, able to communication, integrated metering type PMF-1 Energy Efficiency, Voltage, Active energy Ea Manual operating mechanism with mechanical closing, without Spring charging motor, Ready-to-close signal. switch, Auxiliary switches 2NO+2NC, without Closing coil (CC), manual operating mechanism with mechanical closing, without Remote trip alarm reset coil (RR), without 2nd shunt trip, without 1st Shunt trip | 594870 | 1 | Z\ | 1
3WA1350-6LF41-0AA0 |  | Withdrawable circuit breaker with guide frame, IEC 60947-2, frame size 3, 4-poles, N-pole left, In=5000A up to 690V AC 50/60Hz, breaking capacity C Icu=130kA at 690V, Trip unit ETU600 LSIG upgrade ready , colordisplay, bluetooth and USB interface, Protection LT, ST, INST, GFx, include N-protection, (internal N-sensor available), incl. trip alarm switch (1xCO), rear connection vertical, guide frame with shutter and w/o position signalling switch, with internal voltage tap on upper stab of circuit breaker, with voltage tap module VTM680 and power supply of ETU600, able to communication, integrated metering type PMF-1 Energy Efficiency, Voltage, Active energy Ea Manual operating mechanism with mechanical closing, without Spring charging motor, Ready-to-close signal. switch, Auxiliary switches 2NO+2NC, without Closing coil (CC), manual operating mechanism with mechanical closing, without Remote trip alarm reset coil (RR), without 2nd shunt trip, without 1st Shunt trip | 795870 | 1 | Z\ | 1
3WA1350-6LF42-0AA0 |  | Withdrawable circuit breaker with guide frame, IEC 60947-2, frame size 3, 4-poles, N-pole left, In=5000A up to 690V AC 50/60Hz, breaking capacity C Icu=130kA at 690V, Trip unit ETU600 LSIG upgrade ready , colordisplay, bluetooth and USB interface, Protection LT, ST, INST, GFx, include N-protection, (internal N-sensor available), incl. trip alarm switch (1xCO), rear connection horizontal, guide frame with shutter and w/o position signalling switch, with internal voltage tap on upper stab of circuit breaker, with voltage tap module VTM680 and power supply of ETU600, able to communication, integrated metering type PMF-1 Energy Efficiency, Voltage, Active energy Ea Manual operating mechanism with mechanical closing, without Spring charging motor, Ready-to-close signal. switch, Auxiliary switches 2NO+2NC, without Closing coil (CC), manual operating mechanism with mechanical closing, without Remote trip alarm reset coil (RR), without 2nd shunt trip, without 1st Shunt trip | 778870 | 1 | Z\ | 1
3WA1350-6LG01-0AA0 |  | Fixed-mounted circuit breaker IEC 60947-2, frame size 3, 3-poles, In=5000A up to 690V AC 50/60Hz, breaking capacity C Icu=150kA at 690V, Trip unit ETU600 LSIG Hi-Z upgrade ready , colordisplay, bluetooth and USB interface, Protection LT, ST, INST, GFx, with GF highimpedance-input N-protection required an external N-sensor, incl. trip alarm switch (1xCO), rear connection vertical, with internal voltage tap on upper stab of circuit breaker, with voltage tap module VTM680 and power supply of ETU600, able to communication, integrated metering type PMF-1 Energy Efficiency, Voltage, Active energy Ea Manual operating mechanism with mechanical closing, without Spring charging motor, Ready-to-close signal. switch, Auxiliary switches 2NO+2NC, without Closing coil (CC), manual operating mechanism with mechanical closing, without Remote trip alarm reset coil (RR), without 2nd shunt trip, without 1st Shunt trip | 533870 | 1 | Z\ | 1
3WA1350-6LG02-0AA0 |  | Fixed-mounted circuit breaker IEC 60947-2, frame size 3, 3-poles, In=5000A up to 690V AC 50/60Hz, breaking capacity C Icu=150kA at 690V, Trip unit ETU600 LSIG Hi-Z upgrade ready , colordisplay, bluetooth and USB interface, Protection LT, ST, INST, GFx, with GF highimpedance-input N-protection required an external N-sensor, incl. trip alarm switch (1xCO), rear connection horizontal, with internal voltage tap on upper stab of circuit breaker, with voltage tap module VTM680 and power supply of ETU600, able to communication, integrated metering type PMF-1 Energy Efficiency, Voltage, Active energy Ea Manual operating mechanism with mechanical closing, without Spring charging motor, Ready-to-close signal. switch, Auxiliary switches 2NO+2NC, without Closing coil (CC), manual operating mechanism with mechanical closing, without Remote trip alarm reset coil (RR), without 2nd shunt trip, without 1st Shunt trip | 520870 | 1 | Z\ | 1
3WA1350-6LG11-0AA0 |  | Fixed-mounted circuit breaker IEC 60947-2, frame size 3, 4-poles, N-pole left, In=5000A up to 690V AC 50/60Hz, breaking capacity C Icu=130kA at 690V, Trip unit ETU600 LSIG Hi-Z upgrade ready , colordisplay, bluetooth and USB interface, Protection LT, ST, INST, GFx, with GF highimpedance-input include N-protection, (internal N-sensor available), incl. trip alarm switch (1xCO), rear connection vertical, with internal voltage tap on upper stab of circuit breaker, with voltage tap module VTM680 and power supply of ETU600, able to communication, integrated metering type PMF-1 Energy Efficiency, Voltage, Active energy Ea Manual operating mechanism with mechanical closing, without Spring charging motor, Ready-to-close signal. switch, Auxiliary switches 2NO+2NC, without Closing coil (CC), manual operating mechanism with mechanical closing, without Remote trip alarm reset coil (RR), without 2nd shunt trip, without 1st Shunt trip | 691870 | 1 | Z\ | 1
3WA1350-6LG12-0AA0 |  | Fixed-mounted circuit breaker IEC 60947-2, frame size 3, 4-poles, N-pole left, In=5000A up to 690V AC 50/60Hz, breaking capacity C Icu=130kA at 690V, Trip unit ETU600 LSIG Hi-Z upgrade ready , colordisplay, bluetooth and USB interface, Protection LT, ST, INST, GFx, with GF highimpedance-input include N-protection, (internal N-sensor available), incl. trip alarm switch (1xCO), rear connection horizontal, with internal voltage tap on upper stab of circuit breaker, with voltage tap module VTM680 and power supply of ETU600, able to communication, integrated metering type PMF-1 Energy Efficiency, Voltage, Active energy Ea Manual operating mechanism with mechanical closing, without Spring charging motor, Ready-to-close signal. switch, Auxiliary switches 2NO+2NC, without Closing coil (CC), manual operating mechanism with mechanical closing, without Remote trip alarm reset coil (RR), without 2nd shunt trip, without 1st Shunt trip | 674870 | 1 | Z\ | 1
3WA1350-6LG21-0AA0 |  | fixed-mounted circuit breaker, IEC 60947-2, size 3, 4-pole, N pole on right, In=5000 A up to 690 V AC 50/60 Hz, breaking capacity C Icu=130 kA at 690 V, tripping unit ETU600 LSIG Hi-Z upgradeable, color display, Bluetooth, USB interface, basic protection LT, ST, INST, GFx, with GF high-impedance input, including protection of the N conductor (internal neutral point sensor available), trip alarm switch (1 x CO), connection at rear vertical, with internal voltage tap on upper stab of circuit breaker, with voltage tap module VTM680 and power supply of ETU600, able to communication, integrated metering type PMF-1 Energy Efficiency, Voltage, Active energy Ea Manual operating mechanism with mechanical closing, without Spring charging motor, Ready-to-close signal. switch, Auxiliary switches 2NO+2NC, without Closing coil (CC), manual operating mechanism with mechanical closing, without Remote trip alarm reset coil (RR), without 2nd shunt trip, without 1st Shunt trip | 691870 | 1 | Z\ | 1
3WA1350-6LG22-0AA0 |  | fixed-mounted circuit breaker, IEC 60947-2, size 3, 4-pole, N pole on right, In=5000 A up to 690 V AC 50/60 Hz, breaking capacity C Icu=130 kA at 690 V, tripping unit ETU600 LSIG Hi-Z upgradeable, color display, Bluetooth, USB interface, basic protection LT, ST, INST, GFx, with GF high-impedance input, including protection of the N conductor (internal neutral point sensor available), trip alarm switch (1 x CO), connection at rear horizontal with internal voltage tap on upper stab of circuit breaker, with voltage tap module VTM680 and power supply of ETU600, able to communication, integrated metering type PMF-1 Energy Efficiency, Voltage, Active energy Ea Manual operating mechanism with mechanical closing, without Spring charging motor, Ready-to-close signal. switch, Auxiliary switches 2NO+2NC, without Closing coil (CC), manual operating mechanism with mechanical closing, without Remote trip alarm reset coil (RR), without 2nd shunt trip, without 1st Shunt trip | 674870 | 1 | Z\ | 1
3WA1350-6LG31-0AA0 |  | Withdrawable circuit breaker with guide frame, IEC 60947-2, frame size 3, 3-poles, In=5000A up to 690V AC 50/60Hz, breaking capacity C Icu=150kA at 690V, Trip unit ETU600 LSIG Hi-Z upgrade ready , colordisplay, bluetooth and USB interface, Protection LT, ST, INST, GFx, with GF highimpedance-input N-protection required an external N-sensor, incl. trip alarm switch (1xCO), rear connection vertical, guide frame with shutter and w/o position signalling switch, with internal voltage tap on upper stab of circuit breaker, with voltage tap module VTM680 and power supply of ETU600, able to communication, integrated metering type PMF-1 Energy Efficiency, Voltage, Active energy Ea Manual operating mechanism with mechanical closing, without Spring charging motor, Ready-to-close signal. switch, Auxiliary switches 2NO+2NC, without Closing coil (CC), manual operating mechanism with mechanical closing, without Remote trip alarm reset coil (RR), without 2nd shunt trip, without 1st Shunt trip | 628870 | 1 | Z\ | 1
3WA1350-6LG32-0AA0 |  | Withdrawable circuit breaker with guide frame, IEC 60947-2, frame size 3, 3-poles, In=5000A up to 690V AC 50/60Hz, breaking capacity C Icu=150kA at 690V, Trip unit ETU600 LSIG Hi-Z upgrade ready , colordisplay, bluetooth and USB interface, Protection LT, ST, INST, GFx, with GF highimpedance-input N-protection required an external N-sensor, incl. trip alarm switch (1xCO), rear connection horizontal, guide frame with shutter and w/o position signalling switch, with internal voltage tap on upper stab of circuit breaker, with voltage tap module VTM680 and power supply of ETU600, able to communication, integrated metering type PMF-1 Energy Efficiency, Voltage, Active energy Ea Manual operating mechanism with mechanical closing, without Spring charging motor, Ready-to-close signal. switch, Auxiliary switches 2NO+2NC, without Closing coil (CC), manual operating mechanism with mechanical closing, without Remote trip alarm reset coil (RR), without 2nd shunt trip, without 1st Shunt trip | 615870 | 1 | Z\ | 1
3WA1350-6LG41-0AA0 |  | Withdrawable circuit breaker with guide frame, IEC 60947-2, frame size 3, 4-poles, N-pole left, In=5000A up to 690V AC 50/60Hz, breaking capacity C Icu=130kA at 690V, Trip unit ETU600 LSIG Hi-Z upgrade ready , colordisplay, bluetooth and USB interface, Protection LT, ST, INST, GFx, with GF highimpedance-input include N-protection, (internal N-sensor available), incl. trip alarm switch (1xCO), rear connection vertical, guide frame with shutter and w/o position signalling switch, with internal voltage tap on upper stab of circuit breaker, with voltage tap module VTM680 and power supply of ETU600, able to communication, integrated metering type PMF-1 Energy Efficiency, Voltage, Active energy Ea Manual operating mechanism with mechanical closing, without Spring charging motor, Ready-to-close signal. switch, Auxiliary switches 2NO+2NC, without Closing coil (CC), manual operating mechanism with mechanical closing, without Remote trip alarm reset coil (RR), without 2nd shunt trip, without 1st Shunt trip | 816870 | 1 | Z\ | 1
3WA1350-6LG42-0AA0 |  | Withdrawable circuit breaker with guide frame, IEC 60947-2, frame size 3, 4-poles, N-pole left, In=5000A up to 690V AC 50/60Hz, breaking capacity C Icu=130kA at 690V, Trip unit ETU600 LSIG Hi-Z upgrade ready , colordisplay, bluetooth and USB interface, Protection LT, ST, INST, GFx, with GF highimpedance-input include N-protection, (internal N-sensor available), incl. trip alarm switch (1xCO), rear connection horizontal, guide frame with shutter and w/o position signalling switch, with internal voltage tap on upper stab of circuit breaker, with voltage tap module VTM680 and power supply of ETU600, able to communication, integrated metering type PMF-1 Energy Efficiency, Voltage, Active energy Ea Manual operating mechanism with mechanical closing, without Spring charging motor, Ready-to-close signal. switch, Auxiliary switches 2NO+2NC, without Closing coil (CC), manual operating mechanism with mechanical closing, without Remote trip alarm reset coil (RR), without 2nd shunt trip, without 1st Shunt trip | 799870 | 1 | Z\ | 1
3WA1350-6ME01-0AA0 |  | Fixed-mounted circuit breaker IEC 60947-2, frame size 3, 3-poles, In=5000A up to 690V AC 50/60Hz, breaking capacity C Icu=150kA at 690V, Trip unit ETU600 LSI upgrade ready , colordisplay, bluetooth and USB interface, Protection LT, ST, INST, N-protection required an external N-sensor, incl. trip alarm switch (1xCO), rear connection vertical, with internal voltage tap on upper stab of circuit breaker, with voltage tap module VTM680 and power supply of ETU600, able to communication, integrated metering type PMF-2 Basic Power Monitoring, Voltage, Energy, Power, Power factor, Frequency, Unbalance, Temperature, Manual operating mechanism with mechanical closing, without Spring charging motor, Ready-to-close signal. switch, Auxiliary switches 2NO+2NC, without Closing coil (CC), manual operating mechanism with mechanical closing, without Remote trip alarm reset coil (RR), without 2nd shunt trip, without 1st Shunt trip | 510700 | 1 | Z\ | 1
3WA1350-6ME02-0AA0 |  | Fixed-mounted circuit breaker IEC 60947-2, frame size 3, 3-poles, In=5000A up to 690V AC 50/60Hz, breaking capacity C Icu=150kA at 690V, Trip unit ETU600 LSI upgrade ready , colordisplay, bluetooth and USB interface, Protection LT, ST, INST, N-protection required an external N-sensor, incl. trip alarm switch (1xCO), rear connection horizontal, with internal voltage tap on upper stab of circuit breaker, with voltage tap module VTM680 and power supply of ETU600, able to communication, integrated metering type PMF-2 Basic Power Monitoring, Voltage, Energy, Power, Power factor, Frequency, Unbalance, Temperature, Manual operating mechanism with mechanical closing, without Spring charging motor, Ready-to-close signal. switch, Auxiliary switches 2NO+2NC, without Closing coil (CC), manual operating mechanism with mechanical closing, without Remote trip alarm reset coil (RR), without 2nd shunt trip, without 1st Shunt trip | 497700 | 1 | Z\ | 1
3WA1350-6ME11-0AA0 |  | Fixed-mounted circuit breaker IEC 60947-2, frame size 3, 4-poles, N-pole left, In=5000A up to 690V AC 50/60Hz, breaking capacity C Icu=130kA at 690V, Trip unit ETU600 LSI upgrade ready , colordisplay, bluetooth and USB interface, Protection LT, ST, INST, include N-protection, (internal N-sensor available), incl. trip alarm switch (1xCO), rear connection vertical, with internal voltage tap on upper stab of circuit breaker, with voltage tap module VTM680 and power supply of ETU600, able to communication, integrated metering type PMF-2 Basic Power Monitoring, Voltage, Energy, Power, Power factor, Frequency, Unbalance, Temperature, Manual operating mechanism with mechanical closing, without Spring charging motor, Ready-to-close signal. switch, Auxiliary switches 2NO+2NC, without Closing coil (CC), manual operating mechanism with mechanical closing, without Remote trip alarm reset coil (RR), without 2nd shunt trip, without 1st Shunt trip | 668700 | 1 | Z\ | 1
3WA1350-6ME12-0AA0 |  | Fixed-mounted circuit breaker IEC 60947-2, frame size 3, 4-poles, N-pole left, In=5000A up to 690V AC 50/60Hz, breaking capacity C Icu=130kA at 690V, Trip unit ETU600 LSI upgrade ready , colordisplay, bluetooth and USB interface, Protection LT, ST, INST, include N-protection, (internal N-sensor available), incl. trip alarm switch (1xCO), rear connection horizontal, with internal voltage tap on upper stab of circuit breaker, with voltage tap module VTM680 and power supply of ETU600, able to communication, integrated metering type PMF-2 Basic Power Monitoring, Voltage, Energy, Power, Power factor, Frequency, Unbalance, Temperature, Manual operating mechanism with mechanical closing, without Spring charging motor, Ready-to-close signal. switch, Auxiliary switches 2NO+2NC, without Closing coil (CC), manual operating mechanism with mechanical closing, without Remote trip alarm reset coil (RR), without 2nd shunt trip, without 1st Shunt trip | 651700 | 1 | Z\ | 1
3WA1350-6ME21-0AA0 |  | fixed-mounted circuit breaker, IEC 60947-2, size 3, 4-pole, N pole on right, In=5000 A up to 690 V AC 50/60 Hz, breaking capacity C Icu=130 kA at 690 V, tripping unit ETU600 LSI upgradeable, color display, Bluetooth, USB interface, basic protection LT, ST, INST, including protection of the N conductor (internal neutral point sensor available), trip alarm switch (1 x CO), connection at rear vertical, with internal voltage tap on upper stab of circuit breaker, with voltage tap module VTM680 and power supply of ETU600, able to communication, integrated metering type PMF-2 Basic Power Monitoring, Voltage, Energy, Power, Power factor, Frequency, Unbalance, Temperature, Manual operating mechanism with mechanical closing, without Spring charging motor, Ready-to-close signal. switch, Auxiliary switches 2NO+2NC, without Closing coil (CC), manual operating mechanism with mechanical closing, without Remote trip alarm reset coil (RR), without 2nd shunt trip, without 1st Shunt trip | 668700 | 1 | Z\ | 1
3WA1350-6ME22-0AA0 |  | fixed-mounted circuit breaker, IEC 60947-2, size 3, 4-pole, N pole on right, In=5000 A up to 690 V AC 50/60 Hz, breaking capacity C Icu=130 kA at 690 V, tripping unit ETU600 LSI upgradeable, color display, Bluetooth, USB interface, basic protection LT, ST, INST, including protection of the N conductor (internal neutral point sensor available), trip alarm switch (1 x CO), connection at rear horizontal with internal voltage tap on upper stab of circuit breaker, with voltage tap module VTM680 and power supply of ETU600, able to communication, integrated metering type PMF-2 Basic Power Monitoring, Voltage, Energy, Power, Power factor, Frequency, Unbalance, Temperature, Manual operating mechanism with mechanical closing, without Spring charging motor, Ready-to-close signal. switch, Auxiliary switches 2NO+2NC, without Closing coil (CC), manual operating mechanism with mechanical closing, without Remote trip alarm reset coil (RR), without 2nd shunt trip, without 1st Shunt trip | 651700 | 1 | Z\ | 1
3WA1350-6ME31-0AA0 |  | Withdrawable circuit breaker with guide frame, IEC 60947-2, frame size 3, 3-poles, In=5000A up to 690V AC 50/60Hz, breaking capacity C Icu=150kA at 690V, Trip unit ETU600 LSI upgrade ready , colordisplay, bluetooth and USB interface, Protection LT, ST, INST, N-protection required an external N-sensor, incl. trip alarm switch (1xCO), rear connection vertical, guide frame with shutter and w/o position signalling switch, with internal voltage tap on upper stab of circuit breaker, with voltage tap module VTM680 and power supply of ETU600, able to communication, integrated metering type PMF-2 Basic Power Monitoring, Voltage, Energy, Power, Power factor, Frequency, Unbalance, Temperature, Manual operating mechanism with mechanical closing, without Spring charging motor, Ready-to-close signal. switch, Auxiliary switches 2NO+2NC, without Closing coil (CC), manual operating mechanism with mechanical closing, without Remote trip alarm reset coil (RR), without 2nd shunt trip, without 1st Shunt trip | 605700 | 1 | Z\ | 1
3WA1350-6ME32-0AA0 |  | Withdrawable circuit breaker with guide frame, IEC 60947-2, frame size 3, 3-poles, In=5000A up to 690V AC 50/60Hz, breaking capacity C Icu=150kA at 690V, Trip unit ETU600 LSI upgrade ready , colordisplay, bluetooth and USB interface, Protection LT, ST, INST, N-protection required an external N-sensor, incl. trip alarm switch (1xCO), rear connection horizontal, guide frame with shutter and w/o position signalling switch, with internal voltage tap on upper stab of circuit breaker, with voltage tap module VTM680 and power supply of ETU600, able to communication, integrated metering type PMF-2 Basic Power Monitoring, Voltage, Energy, Power, Power factor, Frequency, Unbalance, Temperature, Manual operating mechanism with mechanical closing, without Spring charging motor, Ready-to-close signal. switch, Auxiliary switches 2NO+2NC, without Closing coil (CC), manual operating mechanism with mechanical closing, without Remote trip alarm reset coil (RR), without 2nd shunt trip, without 1st Shunt trip | 592700 | 1 | Z\ | 1
3WA1350-6ME41-0AA0 |  | Withdrawable circuit breaker with guide frame, IEC 60947-2, frame size 3, 4-poles, N-pole left, In=5000A up to 690V AC 50/60Hz, breaking capacity C Icu=130kA at 690V, Trip unit ETU600 LSI upgrade ready , colordisplay, bluetooth and USB interface, Protection LT, ST, INST, include N-protection, (internal N-sensor available), incl. trip alarm switch (1xCO), rear connection vertical, guide frame with shutter and w/o position signalling switch, with internal voltage tap on upper stab of circuit breaker, with voltage tap module VTM680 and power supply of ETU600, able to communication, integrated metering type PMF-2 Basic Power Monitoring, Voltage, Energy, Power, Power factor, Frequency, Unbalance, Temperature, Manual operating mechanism with mechanical closing, without Spring charging motor, Ready-to-close signal. switch, Auxiliary switches 2NO+2NC, without Closing coil (CC), manual operating mechanism with mechanical closing, without Remote trip alarm reset coil (RR), without 2nd shunt trip, without 1st Shunt trip | 793700 | 1 | Z\ | 1
3WA1350-6ME42-0AA0 |  | Withdrawable circuit breaker with guide frame, IEC 60947-2, frame size 3, 4-poles, N-pole left, In=5000A up to 690V AC 50/60Hz, breaking capacity C Icu=130kA at 690V, Trip unit ETU600 LSI upgrade ready , colordisplay, bluetooth and USB interface, Protection LT, ST, INST, include N-protection, (internal N-sensor available), incl. trip alarm switch (1xCO), rear connection horizontal, guide frame with shutter and w/o position signalling switch, with internal voltage tap on upper stab of circuit breaker, with voltage tap module VTM680 and power supply of ETU600, able to communication, integrated metering type PMF-2 Basic Power Monitoring, Voltage, Energy, Power, Power factor, Frequency, Unbalance, Temperature, Manual operating mechanism with mechanical closing, without Spring charging motor, Ready-to-close signal. switch, Auxiliary switches 2NO+2NC, without Closing coil (CC), manual operating mechanism with mechanical closing, without Remote trip alarm reset coil (RR), without 2nd shunt trip, without 1st Shunt trip | 776700 | 1 | Z\ | 1
3WA1350-6MF01-0AA0 |  | Fixed-mounted circuit breaker IEC 60947-2, frame size 3, 3-poles, In=5000A up to 690V AC 50/60Hz, breaking capacity C Icu=150kA at 690V, Trip unit ETU600 LSIG upgrade ready , colordisplay, bluetooth and USB interface, Protection LT, ST, INST, GFx, N-protection required an external N-sensor, incl. trip alarm switch (1xCO), rear connection vertical, with internal voltage tap on upper stab of circuit breaker, with voltage tap module VTM680 and power supply of ETU600, able to communication, integrated metering type PMF-2 Basic Power Monitoring, Voltage, Energy, Power, Power factor, Frequency, Unbalance, Temperature, Manual operating mechanism with mechanical closing, without Spring charging motor, Ready-to-close signal. switch, Auxiliary switches 2NO+2NC, without Closing coil (CC), manual operating mechanism with mechanical closing, without Remote trip alarm reset coil (RR), without 2nd shunt trip, without 1st Shunt trip | 521700 | 1 | Z\ | 1
3WA1350-6MF02-0AA0 |  | Fixed-mounted circuit breaker IEC 60947-2, frame size 3, 3-poles, In=5000A up to 690V AC 50/60Hz, breaking capacity C Icu=150kA at 690V, Trip unit ETU600 LSIG upgrade ready , colordisplay, bluetooth and USB interface, Protection LT, ST, INST, GFx, N-protection required an external N-sensor, incl. trip alarm switch (1xCO), rear connection horizontal, with internal voltage tap on upper stab of circuit breaker, with voltage tap module VTM680 and power supply of ETU600, able to communication, integrated metering type PMF-2 Basic Power Monitoring, Voltage, Energy, Power, Power factor, Frequency, Unbalance, Temperature, Manual operating mechanism with mechanical closing, without Spring charging motor, Ready-to-close signal. switch, Auxiliary switches 2NO+2NC, without Closing coil (CC), manual operating mechanism with mechanical closing, without Remote trip alarm reset coil (RR), without 2nd shunt trip, without 1st Shunt trip | 508700 | 1 | Z\ | 1
3WA1350-6MF11-0AA0 |  | Fixed-mounted circuit breaker IEC 60947-2, frame size 3, 4-poles, N-pole left, In=5000A up to 690V AC 50/60Hz, breaking capacity C Icu=130kA at 690V, Trip unit ETU600 LSIG upgrade ready , colordisplay, bluetooth and USB interface, Protection LT, ST, INST, GFx, include N-protection, (internal N-sensor available), incl. trip alarm switch (1xCO), rear connection vertical, with internal voltage tap on upper stab of circuit breaker, with voltage tap module VTM680 and power supply of ETU600, able to communication, integrated metering type PMF-2 Basic Power Monitoring, Voltage, Energy, Power, Power factor, Frequency, Unbalance, Temperature, Manual operating mechanism with mechanical closing, without Spring charging motor, Ready-to-close signal. switch, Auxiliary switches 2NO+2NC, without Closing coil (CC), manual operating mechanism with mechanical closing, without Remote trip alarm reset coil (RR), without 2nd shunt trip, without 1st Shunt trip | 679700 | 1 | Z\ | 1
3WA1350-6MF12-0AA0 |  | Fixed-mounted circuit breaker IEC 60947-2, frame size 3, 4-poles, N-pole left, In=5000A up to 690V AC 50/60Hz, breaking capacity C Icu=130kA at 690V, Trip unit ETU600 LSIG upgrade ready , colordisplay, bluetooth and USB interface, Protection LT, ST, INST, GFx, include N-protection, (internal N-sensor available), incl. trip alarm switch (1xCO), rear connection horizontal, with internal voltage tap on upper stab of circuit breaker, with voltage tap module VTM680 and power supply of ETU600, able to communication, integrated metering type PMF-2 Basic Power Monitoring, Voltage, Energy, Power, Power factor, Frequency, Unbalance, Temperature, Manual operating mechanism with mechanical closing, without Spring charging motor, Ready-to-close signal. switch, Auxiliary switches 2NO+2NC, without Closing coil (CC), manual operating mechanism with mechanical closing, without Remote trip alarm reset coil (RR), without 2nd shunt trip, without 1st Shunt trip | 662700 | 1 | Z\ | 1
3WA1350-6MF21-0AA0 |  | fixed-mounted circuit breaker, IEC 60947-2, size 3, 4-pole, N pole on right, In=5000 A up to 690 V AC 50/60 Hz, breaking capacity C Icu=130 kA at 690 V, tripping unit ETU600 LSIG upgradeable, color display, Bluetooth, USB interface, basic protection LT, ST, INST, GFx, including protection of the N conductor (internal neutral point sensor available), trip alarm switch (1 x CO), connection at rear vertical, with internal voltage tap on upper stab of circuit breaker, with voltage tap module VTM680 and power supply of ETU600, able to communication, integrated metering type PMF-2 Basic Power Monitoring, Voltage, Energy, Power, Power factor, Frequency, Unbalance, Temperature, Manual operating mechanism with mechanical closing, without Spring charging motor, Ready-to-close signal. switch, Auxiliary switches 2NO+2NC, without Closing coil (CC), manual operating mechanism with mechanical closing, without Remote trip alarm reset coil (RR), without 2nd shunt trip, without 1st Shunt trip | 679700 | 1 | Z\ | 1
3WA1350-6MF22-0AA0 |  | fixed-mounted circuit breaker, IEC 60947-2, size 3, 4-pole, N pole on right, In=5000 A up to 690 V AC 50/60 Hz, breaking capacity C Icu=130 kA at 690 V, tripping unit ETU600 LSIG upgradeable, color display, Bluetooth, USB interface, basic protection LT, ST, INST, GFx, including protection of the N conductor (internal neutral point sensor available), trip alarm switch (1 x CO), connection at rear horizontal with internal voltage tap on upper stab of circuit breaker, with voltage tap module VTM680 and power supply of ETU600, able to communication, integrated metering type PMF-2 Basic Power Monitoring, Voltage, Energy, Power, Power factor, Frequency, Unbalance, Temperature, Manual operating mechanism with mechanical closing, without Spring charging motor, Ready-to-close signal. switch, Auxiliary switches 2NO+2NC, without Closing coil (CC), manual operating mechanism with mechanical closing, without Remote trip alarm reset coil (RR), without 2nd shunt trip, without 1st Shunt trip | 662700 | 1 | Z\ | 1
3WA1350-6MF31-0AA0 |  | Withdrawable circuit breaker with guide frame, IEC 60947-2, frame size 3, 3-poles, In=5000A up to 690V AC 50/60Hz, breaking capacity C Icu=150kA at 690V, Trip unit ETU600 LSIG upgrade ready , colordisplay, bluetooth and USB interface, Protection LT, ST, INST, GFx, N-protection required an external N-sensor, incl. trip alarm switch (1xCO), rear connection vertical, guide frame with shutter and w/o position signalling switch, with internal voltage tap on upper stab of circuit breaker, with voltage tap module VTM680 and power supply of ETU600, able to communication, integrated metering type PMF-2 Basic Power Monitoring, Voltage, Energy, Power, Power factor, Frequency, Unbalance, Temperature, Manual operating mechanism with mechanical closing, without Spring charging motor, Ready-to-close signal. switch, Auxiliary switches 2NO+2NC, without Closing coil (CC), manual operating mechanism with mechanical closing, without Remote trip alarm reset coil (RR), without 2nd shunt trip, without 1st Shunt trip | 616700 | 1 | Z\ | 1
3WA1350-6MF32-0AA0 |  | Withdrawable circuit breaker with guide frame, IEC 60947-2, frame size 3, 3-poles, In=5000A up to 690V AC 50/60Hz, breaking capacity C Icu=150kA at 690V, Trip unit ETU600 LSIG upgrade ready , colordisplay, bluetooth and USB interface, Protection LT, ST, INST, GFx, N-protection required an external N-sensor, incl. trip alarm switch (1xCO), rear connection horizontal, guide frame with shutter and w/o position signalling switch, with internal voltage tap on upper stab of circuit breaker, with voltage tap module VTM680 and power supply of ETU600, able to communication, integrated metering type PMF-2 Basic Power Monitoring, Voltage, Energy, Power, Power factor, Frequency, Unbalance, Temperature, Manual operating mechanism with mechanical closing, without Spring charging motor, Ready-to-close signal. switch, Auxiliary switches 2NO+2NC, without Closing coil (CC), manual operating mechanism with mechanical closing, without Remote trip alarm reset coil (RR), without 2nd shunt trip, without 1st Shunt trip | 603700 | 1 | Z\ | 1
3WA1350-6MF41-0AA0 |  | Withdrawable circuit breaker with guide frame, IEC 60947-2, frame size 3, 4-poles, N-pole left, In=5000A up to 690V AC 50/60Hz, breaking capacity C Icu=130kA at 690V, Trip unit ETU600 LSIG upgrade ready , colordisplay, bluetooth and USB interface, Protection LT, ST, INST, GFx, include N-protection, (internal N-sensor available), incl. trip alarm switch (1xCO), rear connection vertical, guide frame with shutter and w/o position signalling switch, with internal voltage tap on upper stab of circuit breaker, with voltage tap module VTM680 and power supply of ETU600, able to communication, integrated metering type PMF-2 Basic Power Monitoring, Voltage, Energy, Power, Power factor, Frequency, Unbalance, Temperature, Manual operating mechanism with mechanical closing, without Spring charging motor, Ready-to-close signal. switch, Auxiliary switches 2NO+2NC, without Closing coil (CC), manual operating mechanism with mechanical closing, without Remote trip alarm reset coil (RR), without 2nd shunt trip, without 1st Shunt trip | 804700 | 1 | Z\ | 1
3WA1350-6MF42-0AA0 |  | Withdrawable circuit breaker with guide frame, IEC 60947-2, frame size 3, 4-poles, N-pole left, In=5000A up to 690V AC 50/60Hz, breaking capacity C Icu=130kA at 690V, Trip unit ETU600 LSIG upgrade ready , colordisplay, bluetooth and USB interface, Protection LT, ST, INST, GFx, include N-protection, (internal N-sensor available), incl. trip alarm switch (1xCO), rear connection horizontal, guide frame with shutter and w/o position signalling switch, with internal voltage tap on upper stab of circuit breaker, with voltage tap module VTM680 and power supply of ETU600, able to communication, integrated metering type PMF-2 Basic Power Monitoring, Voltage, Energy, Power, Power factor, Frequency, Unbalance, Temperature, Manual operating mechanism with mechanical closing, without Spring charging motor, Ready-to-close signal. switch, Auxiliary switches 2NO+2NC, without Closing coil (CC), manual operating mechanism with mechanical closing, without Remote trip alarm reset coil (RR), without 2nd shunt trip, without 1st Shunt trip | 787700 | 1 | Z\ | 1
3WA1350-6MG01-0AA0 |  | Fixed-mounted circuit breaker IEC 60947-2, frame size 3, 3-poles, In=5000A up to 690V AC 50/60Hz, breaking capacity C Icu=150kA at 690V, Trip unit ETU600 LSIG Hi-Z upgrade ready , colordisplay, bluetooth and USB interface, Protection LT, ST, INST, GFx, with GF highimpedance-input N-protection required an external N-sensor, incl. trip alarm switch (1xCO), rear connection vertical, with internal voltage tap on upper stab of circuit breaker, with voltage tap module VTM680 and power supply of ETU600, able to communication, integrated metering type PMF-2 Basic Power Monitoring, Voltage, Energy, Power, Power factor, Frequency, Unbalance, Temperature, Manual operating mechanism with mechanical closing, without Spring charging motor, Ready-to-close signal. switch, Auxiliary switches 2NO+2NC, without Closing coil (CC), manual operating mechanism with mechanical closing, without Remote trip alarm reset coil (RR), without 2nd shunt trip, without 1st Shunt trip | 542700 | 1 | Z\ | 1
3WA1350-6MG02-0AA0 |  | Fixed-mounted circuit breaker IEC 60947-2, frame size 3, 3-poles, In=5000A up to 690V AC 50/60Hz, breaking capacity C Icu=150kA at 690V, Trip unit ETU600 LSIG Hi-Z upgrade ready , colordisplay, bluetooth and USB interface, Protection LT, ST, INST, GFx, with GF highimpedance-input N-protection required an external N-sensor, incl. trip alarm switch (1xCO), rear connection horizontal, with internal voltage tap on upper stab of circuit breaker, with voltage tap module VTM680 and power supply of ETU600, able to communication, integrated metering type PMF-2 Basic Power Monitoring, Voltage, Energy, Power, Power factor, Frequency, Unbalance, Temperature, Manual operating mechanism with mechanical closing, without Spring charging motor, Ready-to-close signal. switch, Auxiliary switches 2NO+2NC, without Closing coil (CC), manual operating mechanism with mechanical closing, without Remote trip alarm reset coil (RR), without 2nd shunt trip, without 1st Shunt trip | 529700 | 1 | Z\ | 1
3WA1350-6MG11-0AA0 |  | Fixed-mounted circuit breaker IEC 60947-2, frame size 3, 4-poles, N-pole left, In=5000A up to 690V AC 50/60Hz, breaking capacity C Icu=130kA at 690V, Trip unit ETU600 LSIG Hi-Z upgrade ready , colordisplay, bluetooth and USB interface, Protection LT, ST, INST, GFx, with GF highimpedance-input include N-protection, (internal N-sensor available), incl. trip alarm switch (1xCO), rear connection vertical, with internal voltage tap on upper stab of circuit breaker, with voltage tap module VTM680 and power supply of ETU600, able to communication, integrated metering type PMF-2 Basic Power Monitoring, Voltage, Energy, Power, Power factor, Frequency, Unbalance, Temperature, Manual operating mechanism with mechanical closing, without Spring charging motor, Ready-to-close signal. switch, Auxiliary switches 2NO+2NC, without Closing coil (CC), manual operating mechanism with mechanical closing, without Remote trip alarm reset coil (RR), without 2nd shunt trip, without 1st Shunt trip | 700700 | 1 | Z\ | 1
3WA1350-6MG12-0AA0 |  | Fixed-mounted circuit breaker IEC 60947-2, frame size 3, 4-poles, N-pole left, In=5000A up to 690V AC 50/60Hz, breaking capacity C Icu=130kA at 690V, Trip unit ETU600 LSIG Hi-Z upgrade ready , colordisplay, bluetooth and USB interface, Protection LT, ST, INST, GFx, with GF highimpedance-input include N-protection, (internal N-sensor available), incl. trip alarm switch (1xCO), rear connection horizontal, with internal voltage tap on upper stab of circuit breaker, with voltage tap module VTM680 and power supply of ETU600, able to communication, integrated metering type PMF-2 Basic Power Monitoring, Voltage, Energy, Power, Power factor, Frequency, Unbalance, Temperature, Manual operating mechanism with mechanical closing, without Spring charging motor, Ready-to-close signal. switch, Auxiliary switches 2NO+2NC, without Closing coil (CC), manual operating mechanism with mechanical closing, without Remote trip alarm reset coil (RR), without 2nd shunt trip, without 1st Shunt trip | 683700 | 1 | Z\ | 1
3WA1350-6MG21-0AA0 |  | fixed-mounted circuit breaker, IEC 60947-2, size 3, 4-pole, N pole on right, In=5000 A up to 690 V AC 50/60 Hz, breaking capacity C Icu=130 kA at 690 V, tripping unit ETU600 LSIG Hi-Z upgradeable, color display, Bluetooth, USB interface, basic protection LT, ST, INST, GFx, with GF high-impedance input, including protection of the N conductor (internal neutral point sensor available), trip alarm switch (1 x CO), connection at rear vertical, with internal voltage tap on upper stab of circuit breaker, with voltage tap module VTM680 and power supply of ETU600, able to communication, integrated metering type PMF-2 Basic Power Monitoring, Voltage, Energy, Power, Power factor, Frequency, Unbalance, Temperature, Manual operating mechanism with mechanical closing, without Spring charging motor, Ready-to-close signal. switch, Auxiliary switches 2NO+2NC, without Closing coil (CC), manual operating mechanism with mechanical closing, without Remote trip alarm reset coil (RR), without 2nd shunt trip, without 1st Shunt trip | 700700 | 1 | Z\ | 1
3WA1350-6MG22-0AA0 |  | fixed-mounted circuit breaker, IEC 60947-2, size 3, 4-pole, N pole on right, In=5000 A up to 690 V AC 50/60 Hz, breaking capacity C Icu=130 kA at 690 V, tripping unit ETU600 LSIG Hi-Z upgradeable, color display, Bluetooth, USB interface, basic protection LT, ST, INST, GFx, with GF high-impedance input, including protection of the N conductor (internal neutral point sensor available), trip alarm switch (1 x CO), connection at rear horizontal with internal voltage tap on upper stab of circuit breaker, with voltage tap module VTM680 and power supply of ETU600, able to communication, integrated metering type PMF-2 Basic Power Monitoring, Voltage, Energy, Power, Power factor, Frequency, Unbalance, Temperature, Manual operating mechanism with mechanical closing, without Spring charging motor, Ready-to-close signal. switch, Auxiliary switches 2NO+2NC, without Closing coil (CC), manual operating mechanism with mechanical closing, without Remote trip alarm reset coil (RR), without 2nd shunt trip, without 1st Shunt trip | 683700 | 1 | Z\ | 1
3WA1350-6MG31-0AA0 |  | Withdrawable circuit breaker with guide frame, IEC 60947-2, frame size 3, 3-poles, In=5000A up to 690V AC 50/60Hz, breaking capacity C Icu=150kA at 690V, Trip unit ETU600 LSIG Hi-Z upgrade ready , colordisplay, bluetooth and USB interface, Protection LT, ST, INST, GFx, with GF highimpedance-input N-protection required an external N-sensor, incl. trip alarm switch (1xCO), rear connection vertical, guide frame with shutter and w/o position signalling switch, with internal voltage tap on upper stab of circuit breaker, with voltage tap module VTM680 and power supply of ETU600, able to communication, integrated metering type PMF-2 Basic Power Monitoring, Voltage, Energy, Power, Power factor, Frequency, Unbalance, Temperature, Manual operating mechanism with mechanical closing, without Spring charging motor, Ready-to-close signal. switch, Auxiliary switches 2NO+2NC, without Closing coil (CC), manual operating mechanism with mechanical closing, without Remote trip alarm reset coil (RR), without 2nd shunt trip, without 1st Shunt trip | 637700 | 1 | Z\ | 1
3WA1350-6MG32-0AA0 |  | Withdrawable circuit breaker with guide frame, IEC 60947-2, frame size 3, 3-poles, In=5000A up to 690V AC 50/60Hz, breaking capacity C Icu=150kA at 690V, Trip unit ETU600 LSIG Hi-Z upgrade ready , colordisplay, bluetooth and USB interface, Protection LT, ST, INST, GFx, with GF highimpedance-input N-protection required an external N-sensor, incl. trip alarm switch (1xCO), rear connection horizontal, guide frame with shutter and w/o position signalling switch, with internal voltage tap on upper stab of circuit breaker, with voltage tap module VTM680 and power supply of ETU600, able to communication, integrated metering type PMF-2 Basic Power Monitoring, Voltage, Energy, Power, Power factor, Frequency, Unbalance, Temperature, Manual operating mechanism with mechanical closing, without Spring charging motor, Ready-to-close signal. switch, Auxiliary switches 2NO+2NC, without Closing coil (CC), manual operating mechanism with mechanical closing, without Remote trip alarm reset coil (RR), without 2nd shunt trip, without 1st Shunt trip | 624700 | 1 | Z\ | 1
3WA1350-6MG41-0AA0 |  | Withdrawable circuit breaker with guide frame, IEC 60947-2, frame size 3, 4-poles, N-pole left, In=5000A up to 690V AC 50/60Hz, breaking capacity C Icu=130kA at 690V, Trip unit ETU600 LSIG Hi-Z upgrade ready , colordisplay, bluetooth and USB interface, Protection LT, ST, INST, GFx, with GF highimpedance-input include N-protection, (internal N-sensor available), incl. trip alarm switch (1xCO), rear connection vertical, guide frame with shutter and w/o position signalling switch, with internal voltage tap on upper stab of circuit breaker, with voltage tap module VTM680 and power supply of ETU600, able to communication, integrated metering type PMF-2 Basic Power Monitoring, Voltage, Energy, Power, Power factor, Frequency, Unbalance, Temperature, Manual operating mechanism with mechanical closing, without Spring charging motor, Ready-to-close signal. switch, Auxiliary switches 2NO+2NC, without Closing coil (CC), manual operating mechanism with mechanical closing, without Remote trip alarm reset coil (RR), without 2nd shunt trip, without 1st Shunt trip | 825700 | 1 | Z\ | 1
3WA1350-6MG42-0AA0 |  | Withdrawable circuit breaker with guide frame, IEC 60947-2, frame size 3, 4-poles, N-pole left, In=5000A up to 690V AC 50/60Hz, breaking capacity C Icu=130kA at 690V, Trip unit ETU600 LSIG Hi-Z upgrade ready , colordisplay, bluetooth and USB interface, Protection LT, ST, INST, GFx, with GF highimpedance-input include N-protection, (internal N-sensor available), incl. trip alarm switch (1xCO), rear connection horizontal, guide frame with shutter and w/o position signalling switch, with internal voltage tap on upper stab of circuit breaker, with voltage tap module VTM680 and power supply of ETU600, able to communication, integrated metering type PMF-2 Basic Power Monitoring, Voltage, Energy, Power, Power factor, Frequency, Unbalance, Temperature, Manual operating mechanism with mechanical closing, without Spring charging motor, Ready-to-close signal. switch, Auxiliary switches 2NO+2NC, without Closing coil (CC), manual operating mechanism with mechanical closing, without Remote trip alarm reset coil (RR), without 2nd shunt trip, without 1st Shunt trip | 808700 | 1 | Z\ | 1
3WA1350-6NE01-0AA0 |  | Fixed-mounted circuit breaker IEC 60947-2, frame size 3, 3-poles, In=5000A up to 690V AC 50/60Hz, breaking capacity C Icu=150kA at 690V, Trip unit ETU600 LSI upgrade ready , colordisplay, bluetooth and USB interface, Protection LT, ST, INST, N-protection required an external N-sensor, incl. trip alarm switch (1xCO), rear connection vertical, with internal voltage tap on upper stab of circuit breaker, with voltage tap module VTM680 and power supply of ETU600, able to communication, integrated metering type PMF-3 Advanced Power Monitor., Voltage, Energy, Power, Power factor, Frequency, Unbalance, Temperature, Power quality, Manual operating mechanism with mechanical closing, without Spring charging motor, Ready-to-close signal. switch, Auxiliary switches 2NO+2NC, without Closing coil (CC), manual operating mechanism with mechanical closing, without Remote trip alarm reset coil (RR), without 2nd shunt trip, without 1st Shunt trip | 517100 | 1 | Z\ | 1
3WA1350-6NE02-0AA0 |  | Fixed-mounted circuit breaker IEC 60947-2, frame size 3, 3-poles, In=5000A up to 690V AC 50/60Hz, breaking capacity C Icu=150kA at 690V, Trip unit ETU600 LSI upgrade ready , colordisplay, bluetooth and USB interface, Protection LT, ST, INST, N-protection required an external N-sensor, incl. trip alarm switch (1xCO), rear connection horizontal, with internal voltage tap on upper stab of circuit breaker, with voltage tap module VTM680 and power supply of ETU600, able to communication, integrated metering type PMF-3 Advanced Power Monitor., Voltage, Energy, Power, Power factor, Frequency, Unbalance, Temperature, Power quality, Manual operating mechanism with mechanical closing, without Spring charging motor, Ready-to-close signal. switch, Auxiliary switches 2NO+2NC, without Closing coil (CC), manual operating mechanism with mechanical closing, without Remote trip alarm reset coil (RR), without 2nd shunt trip, without 1st Shunt trip | 504100 | 1 | Z\ | 1
3WA1350-6NE11-0AA0 |  | Fixed-mounted circuit breaker IEC 60947-2, frame size 3, 4-poles, N-pole left, In=5000A up to 690V AC 50/60Hz, breaking capacity C Icu=130kA at 690V, Trip unit ETU600 LSI upgrade ready , colordisplay, bluetooth and USB interface, Protection LT, ST, INST, include N-protection, (internal N-sensor available), incl. trip alarm switch (1xCO), rear connection vertical, with internal voltage tap on upper stab of circuit breaker, with voltage tap module VTM680 and power supply of ETU600, able to communication, integrated metering type PMF-3 Advanced Power Monitor., Voltage, Energy, Power, Power factor, Frequency, Unbalance, Temperature, Power quality, Manual operating mechanism with mechanical closing, without Spring charging motor, Ready-to-close signal. switch, Auxiliary switches 2NO+2NC, without Closing coil (CC), manual operating mechanism with mechanical closing, without Remote trip alarm reset coil (RR), without 2nd shunt trip, without 1st Shunt trip | 675100 | 1 | Z\ | 1
3WA1350-6NE12-0AA0 |  | Fixed-mounted circuit breaker IEC 60947-2, frame size 3, 4-poles, N-pole left, In=5000A up to 690V AC 50/60Hz, breaking capacity C Icu=130kA at 690V, Trip unit ETU600 LSI upgrade ready , colordisplay, bluetooth and USB interface, Protection LT, ST, INST, include N-protection, (internal N-sensor available), incl. trip alarm switch (1xCO), rear connection horizontal, with internal voltage tap on upper stab of circuit breaker, with voltage tap module VTM680 and power supply of ETU600, able to communication, integrated metering type PMF-3 Advanced Power Monitor., Voltage, Energy, Power, Power factor, Frequency, Unbalance, Temperature, Power quality, Manual operating mechanism with mechanical closing, without Spring charging motor, Ready-to-close signal. switch, Auxiliary switches 2NO+2NC, without Closing coil (CC), manual operating mechanism with mechanical closing, without Remote trip alarm reset coil (RR), without 2nd shunt trip, without 1st Shunt trip | 658100 | 1 | Z\ | 1
3WA1350-6NE21-0AA0 |  | fixed-mounted circuit breaker, IEC 60947-2, size 3, 4-pole, N pole on right, In=5000 A up to 690 V AC 50/60 Hz, breaking capacity C Icu=130 kA at 690 V, tripping unit ETU600 LSI upgradeable, color display, Bluetooth, USB interface, basic protection LT, ST, INST, including protection of the N conductor (internal neutral point sensor available), trip alarm switch (1 x CO), connection at rear vertical, with internal voltage tap on upper stab of circuit breaker, with voltage tap module VTM680 and power supply of ETU600, able to communication, integrated metering type PMF-3 Advanced Power Monitor., Voltage, Energy, Power, Power factor, Frequency, Unbalance, Temperature, Power quality, Manual operating mechanism with mechanical closing, without Spring charging motor, Ready-to-close signal. switch, Auxiliary switches 2NO+2NC, without Closing coil (CC), manual operating mechanism with mechanical closing, without Remote trip alarm reset coil (RR), without 2nd shunt trip, without 1st Shunt trip | 675100 | 1 | Z\ | 1
3WA1350-6NE22-0AA0 |  | fixed-mounted circuit breaker, IEC 60947-2, size 3, 4-pole, N pole on right, In=5000 A up to 690 V AC 50/60 Hz, breaking capacity C Icu=130 kA at 690 V, tripping unit ETU600 LSI upgradeable, color display, Bluetooth, USB interface, basic protection LT, ST, INST, including protection of the N conductor (internal neutral point sensor available), trip alarm switch (1 x CO), connection at rear horizontal with internal voltage tap on upper stab of circuit breaker, with voltage tap module VTM680 and power supply of ETU600, able to communication, integrated metering type PMF-3 Advanced Power Monitor., Voltage, Energy, Power, Power factor, Frequency, Unbalance, Temperature, Power quality, Manual operating mechanism with mechanical closing, without Spring charging motor, Ready-to-close signal. switch, Auxiliary switches 2NO+2NC, without Closing coil (CC), manual operating mechanism with mechanical closing, without Remote trip alarm reset coil (RR), without 2nd shunt trip, without 1st Shunt trip | 658100 | 1 | Z\ | 1
3WA1350-6NE31-0AA0 |  | Withdrawable circuit breaker with guide frame, IEC 60947-2, frame size 3, 3-poles, In=5000A up to 690V AC 50/60Hz, breaking capacity C Icu=150kA at 690V, Trip unit ETU600 LSI upgrade ready , colordisplay, bluetooth and USB interface, Protection LT, ST, INST, N-protection required an external N-sensor, incl. trip alarm switch (1xCO), rear connection vertical, guide frame with shutter and w/o position signalling switch, with internal voltage tap on upper stab of circuit breaker, with voltage tap module VTM680 and power supply of ETU600, able to communication, integrated metering type PMF-3 Advanced Power Monitor., Voltage, Energy, Power, Power factor, Frequency, Unbalance, Temperature, Power quality, Manual operating mechanism with mechanical closing, without Spring charging motor, Ready-to-close signal. switch, Auxiliary switches 2NO+2NC, without Closing coil (CC), manual operating mechanism with mechanical closing, without Remote trip alarm reset coil (RR), without 2nd shunt trip, without 1st Shunt trip | 612100 | 1 | Z\ | 1
3WA1350-6NE32-0AA0 |  | Withdrawable circuit breaker with guide frame, IEC 60947-2, frame size 3, 3-poles, In=5000A up to 690V AC 50/60Hz, breaking capacity C Icu=150kA at 690V, Trip unit ETU600 LSI upgrade ready , colordisplay, bluetooth and USB interface, Protection LT, ST, INST, N-protection required an external N-sensor, incl. trip alarm switch (1xCO), rear connection horizontal, guide frame with shutter and w/o position signalling switch, with internal voltage tap on upper stab of circuit breaker, with voltage tap module VTM680 and power supply of ETU600, able to communication, integrated metering type PMF-3 Advanced Power Monitor., Voltage, Energy, Power, Power factor, Frequency, Unbalance, Temperature, Power quality, Manual operating mechanism with mechanical closing, without Spring charging motor, Ready-to-close signal. switch, Auxiliary switches 2NO+2NC, without Closing coil (CC), manual operating mechanism with mechanical closing, without Remote trip alarm reset coil (RR), without 2nd shunt trip, without 1st Shunt trip | 599100 | 1 | Z\ | 1
3WA1350-6NE41-0AA0 |  | Withdrawable circuit breaker with guide frame, IEC 60947-2, frame size 3, 4-poles, N-pole left, In=5000A up to 690V AC 50/60Hz, breaking capacity C Icu=130kA at 690V, Trip unit ETU600 LSI upgrade ready , colordisplay, bluetooth and USB interface, Protection LT, ST, INST, include N-protection, (internal N-sensor available), incl. trip alarm switch (1xCO), rear connection vertical, guide frame with shutter and w/o position signalling switch, with internal voltage tap on upper stab of circuit breaker, with voltage tap module VTM680 and power supply of ETU600, able to communication, integrated metering type PMF-3 Advanced Power Monitor., Voltage, Energy, Power, Power factor, Frequency, Unbalance, Temperature, Power quality, Manual operating mechanism with mechanical closing, without Spring charging motor, Ready-to-close signal. switch, Auxiliary switches 2NO+2NC, without Closing coil (CC), manual operating mechanism with mechanical closing, without Remote trip alarm reset coil (RR), without 2nd shunt trip, without 1st Shunt trip | 800100 | 1 | Z\ | 1
3WA1350-6NE42-0AA0 |  | Withdrawable circuit breaker with guide frame, IEC 60947-2, frame size 3, 4-poles, N-pole left, In=5000A up to 690V AC 50/60Hz, breaking capacity C Icu=130kA at 690V, Trip unit ETU600 LSI upgrade ready , colordisplay, bluetooth and USB interface, Protection LT, ST, INST, include N-protection, (internal N-sensor available), incl. trip alarm switch (1xCO), rear connection horizontal, guide frame with shutter and w/o position signalling switch, with internal voltage tap on upper stab of circuit breaker, with voltage tap module VTM680 and power supply of ETU600, able to communication, integrated metering type PMF-3 Advanced Power Monitor., Voltage, Energy, Power, Power factor, Frequency, Unbalance, Temperature, Power quality, Manual operating mechanism with mechanical closing, without Spring charging motor, Ready-to-close signal. switch, Auxiliary switches 2NO+2NC, without Closing coil (CC), manual operating mechanism with mechanical closing, without Remote trip alarm reset coil (RR), without 2nd shunt trip, without 1st Shunt trip | 783100 | 1 | Z\ | 1
3WA1350-6NF01-0AA0 |  | Fixed-mounted circuit breaker IEC 60947-2, frame size 3, 3-poles, In=5000A up to 690V AC 50/60Hz, breaking capacity C Icu=150kA at 690V, Trip unit ETU600 LSIG upgrade ready , colordisplay, bluetooth and USB interface, Protection LT, ST, INST, GFx, N-protection required an external N-sensor, incl. trip alarm switch (1xCO), rear connection vertical, with internal voltage tap on upper stab of circuit breaker, with voltage tap module VTM680 and power supply of ETU600, able to communication, integrated metering type PMF-3 Advanced Power Monitor., Voltage, Energy, Power, Power factor, Frequency, Unbalance, Temperature, Power quality, Manual operating mechanism with mechanical closing, without Spring charging motor, Ready-to-close signal. switch, Auxiliary switches 2NO+2NC, without Closing coil (CC), manual operating mechanism with mechanical closing, without Remote trip alarm reset coil (RR), without 2nd shunt trip, without 1st Shunt trip | 528100 | 1 | Z\ | 1
3WA1350-6NF02-0AA0 |  | Fixed-mounted circuit breaker IEC 60947-2, frame size 3, 3-poles, In=5000A up to 690V AC 50/60Hz, breaking capacity C Icu=150kA at 690V, Trip unit ETU600 LSIG upgrade ready , colordisplay, bluetooth and USB interface, Protection LT, ST, INST, GFx, N-protection required an external N-sensor, incl. trip alarm switch (1xCO), rear connection horizontal, with internal voltage tap on upper stab of circuit breaker, with voltage tap module VTM680 and power supply of ETU600, able to communication, integrated metering type PMF-3 Advanced Power Monitor., Voltage, Energy, Power, Power factor, Frequency, Unbalance, Temperature, Power quality, Manual operating mechanism with mechanical closing, without Spring charging motor, Ready-to-close signal. switch, Auxiliary switches 2NO+2NC, without Closing coil (CC), manual operating mechanism with mechanical closing, without Remote trip alarm reset coil (RR), without 2nd shunt trip, without 1st Shunt trip | 515100 | 1 | Z\ | 1
3WA1350-6NF11-0AA0 |  | Fixed-mounted circuit breaker IEC 60947-2, frame size 3, 4-poles, N-pole left, In=5000A up to 690V AC 50/60Hz, breaking capacity C Icu=130kA at 690V, Trip unit ETU600 LSIG upgrade ready , colordisplay, bluetooth and USB interface, Protection LT, ST, INST, GFx, include N-protection, (internal N-sensor available), incl. trip alarm switch (1xCO), rear connection vertical, with internal voltage tap on upper stab of circuit breaker, with voltage tap module VTM680 and power supply of ETU600, able to communication, integrated metering type PMF-3 Advanced Power Monitor., Voltage, Energy, Power, Power factor, Frequency, Unbalance, Temperature, Power quality, Manual operating mechanism with mechanical closing, without Spring charging motor, Ready-to-close signal. switch, Auxiliary switches 2NO+2NC, without Closing coil (CC), manual operating mechanism with mechanical closing, without Remote trip alarm reset coil (RR), without 2nd shunt trip, without 1st Shunt trip | 686100 | 1 | Z\ | 1
3WA1350-6NF12-0AA0 |  | Fixed-mounted circuit breaker IEC 60947-2, frame size 3, 4-poles, N-pole left, In=5000A up to 690V AC 50/60Hz, breaking capacity C Icu=130kA at 690V, Trip unit ETU600 LSIG upgrade ready , colordisplay, bluetooth and USB interface, Protection LT, ST, INST, GFx, include N-protection, (internal N-sensor available), incl. trip alarm switch (1xCO), rear connection horizontal, with internal voltage tap on upper stab of circuit breaker, with voltage tap module VTM680 and power supply of ETU600, able to communication, integrated metering type PMF-3 Advanced Power Monitor., Voltage, Energy, Power, Power factor, Frequency, Unbalance, Temperature, Power quality, Manual operating mechanism with mechanical closing, without Spring charging motor, Ready-to-close signal. switch, Auxiliary switches 2NO+2NC, without Closing coil (CC), manual operating mechanism with mechanical closing, without Remote trip alarm reset coil (RR), without 2nd shunt trip, without 1st Shunt trip | 669100 | 1 | Z\ | 1
3WA1350-6NF21-0AA0 |  | fixed-mounted circuit breaker, IEC 60947-2, size 3, 4-pole, N pole on right, In=5000 A up to 690 V AC 50/60 Hz, breaking capacity C Icu=130 kA at 690 V, tripping unit ETU600 LSIG upgradeable, color display, Bluetooth, USB interface, basic protection LT, ST, INST, GFx, including protection of the N conductor (internal neutral point sensor available), trip alarm switch (1 x CO), connection at rear vertical, with internal voltage tap on upper stab of circuit breaker, with voltage tap module VTM680 and power supply of ETU600, able to communication, integrated metering type PMF-3 Advanced Power Monitor., Voltage, Energy, Power, Power factor, Frequency, Unbalance, Temperature, Power quality, Manual operating mechanism with mechanical closing, without Spring charging motor, Ready-to-close signal. switch, Auxiliary switches 2NO+2NC, without Closing coil (CC), manual operating mechanism with mechanical closing, without Remote trip alarm reset coil (RR), without 2nd shunt trip, without 1st Shunt trip | 686100 | 1 | Z\ | 1
3WA1350-6NF22-0AA0 |  | fixed-mounted circuit breaker, IEC 60947-2, size 3, 4-pole, N pole on right, In=5000 A up to 690 V AC 50/60 Hz, breaking capacity C Icu=130 kA at 690 V, tripping unit ETU600 LSIG upgradeable, color display, Bluetooth, USB interface, basic protection LT, ST, INST, GFx, including protection of the N conductor (internal neutral point sensor available), trip alarm switch (1 x CO), connection at rear horizontal with internal voltage tap on upper stab of circuit breaker, with voltage tap module VTM680 and power supply of ETU600, able to communication, integrated metering type PMF-3 Advanced Power Monitor., Voltage, Energy, Power, Power factor, Frequency, Unbalance, Temperature, Power quality, Manual operating mechanism with mechanical closing, without Spring charging motor, Ready-to-close signal. switch, Auxiliary switches 2NO+2NC, without Closing coil (CC), manual operating mechanism with mechanical closing, without Remote trip alarm reset coil (RR), without 2nd shunt trip, without 1st Shunt trip | 669100 | 1 | Z\ | 1
3WA1350-6NF31-0AA0 |  | Withdrawable circuit breaker with guide frame, IEC 60947-2, frame size 3, 3-poles, In=5000A up to 690V AC 50/60Hz, breaking capacity C Icu=150kA at 690V, Trip unit ETU600 LSIG upgrade ready , colordisplay, bluetooth and USB interface, Protection LT, ST, INST, GFx, N-protection required an external N-sensor, incl. trip alarm switch (1xCO), rear connection vertical, guide frame with shutter and w/o position signalling switch, with internal voltage tap on upper stab of circuit breaker, with voltage tap module VTM680 and power supply of ETU600, able to communication, integrated metering type PMF-3 Advanced Power Monitor., Voltage, Energy, Power, Power factor, Frequency, Unbalance, Temperature, Power quality, Manual operating mechanism with mechanical closing, without Spring charging motor, Ready-to-close signal. switch, Auxiliary switches 2NO+2NC, without Closing coil (CC), manual operating mechanism with mechanical closing, without Remote trip alarm reset coil (RR), without 2nd shunt trip, without 1st Shunt trip | 623100 | 1 | Z\ | 1
3WA1350-6NF32-0AA0 |  | Withdrawable circuit breaker with guide frame, IEC 60947-2, frame size 3, 3-poles, In=5000A up to 690V AC 50/60Hz, breaking capacity C Icu=150kA at 690V, Trip unit ETU600 LSIG upgrade ready , colordisplay, bluetooth and USB interface, Protection LT, ST, INST, GFx, N-protection required an external N-sensor, incl. trip alarm switch (1xCO), rear connection horizontal, guide frame with shutter and w/o position signalling switch, with internal voltage tap on upper stab of circuit breaker, with voltage tap module VTM680 and power supply of ETU600, able to communication, integrated metering type PMF-3 Advanced Power Monitor., Voltage, Energy, Power, Power factor, Frequency, Unbalance, Temperature, Power quality, Manual operating mechanism with mechanical closing, without Spring charging motor, Ready-to-close signal. switch, Auxiliary switches 2NO+2NC, without Closing coil (CC), manual operating mechanism with mechanical closing, without Remote trip alarm reset coil (RR), without 2nd shunt trip, without 1st Shunt trip | 610100 | 1 | Z\ | 1
3WA1350-6NF41-0AA0 |  | Withdrawable circuit breaker with guide frame, IEC 60947-2, frame size 3, 4-poles, N-pole left, In=5000A up to 690V AC 50/60Hz, breaking capacity C Icu=130kA at 690V, Trip unit ETU600 LSIG upgrade ready , colordisplay, bluetooth and USB interface, Protection LT, ST, INST, GFx, include N-protection, (internal N-sensor available), incl. trip alarm switch (1xCO), rear connection vertical, guide frame with shutter and w/o position signalling switch, with internal voltage tap on upper stab of circuit breaker, with voltage tap module VTM680 and power supply of ETU600, able to communication, integrated metering type PMF-3 Advanced Power Monitor., Voltage, Energy, Power, Power factor, Frequency, Unbalance, Temperature, Power quality, Manual operating mechanism with mechanical closing, without Spring charging motor, Ready-to-close signal. switch, Auxiliary switches 2NO+2NC, without Closing coil (CC), manual operating mechanism with mechanical closing, without Remote trip alarm reset coil (RR), without 2nd shunt trip, without 1st Shunt trip | 811100 | 1 | Z\ | 1
3WA1350-6NF42-0AA0 |  | Withdrawable circuit breaker with guide frame, IEC 60947-2, frame size 3, 4-poles, N-pole left, In=5000A up to 690V AC 50/60Hz, breaking capacity C Icu=130kA at 690V, Trip unit ETU600 LSIG upgrade ready , colordisplay, bluetooth and USB interface, Protection LT, ST, INST, GFx, include N-protection, (internal N-sensor available), incl. trip alarm switch (1xCO), rear connection horizontal, guide frame with shutter and w/o position signalling switch, with internal voltage tap on upper stab of circuit breaker, with voltage tap module VTM680 and power supply of ETU600, able to communication, integrated metering type PMF-3 Advanced Power Monitor., Voltage, Energy, Power, Power factor, Frequency, Unbalance, Temperature, Power quality, Manual operating mechanism with mechanical closing, without Spring charging motor, Ready-to-close signal. switch, Auxiliary switches 2NO+2NC, without Closing coil (CC), manual operating mechanism with mechanical closing, without Remote trip alarm reset coil (RR), without 2nd shunt trip, without 1st Shunt trip | 794100 | 1 | Z\ | 1
3WA1350-6NG01-0AA0 |  | Fixed-mounted circuit breaker IEC 60947-2, frame size 3, 3-poles, In=5000A up to 690V AC 50/60Hz, breaking capacity C Icu=150kA at 690V, Trip unit ETU600 LSIG Hi-Z upgrade ready , colordisplay, bluetooth and USB interface, Protection LT, ST, INST, GFx, with GF highimpedance-input N-protection required an external N-sensor, incl. trip alarm switch (1xCO), rear connection vertical, with internal voltage tap on upper stab of circuit breaker, with voltage tap module VTM680 and power supply of ETU600, able to communication, integrated metering type PMF-3 Advanced Power Monitor., Voltage, Energy, Power, Power factor, Frequency, Unbalance, Temperature, Power quality, Manual operating mechanism with mechanical closing, without Spring charging motor, Ready-to-close signal. switch, Auxiliary switches 2NO+2NC, without Closing coil (CC), manual operating mechanism with mechanical closing, without Remote trip alarm reset coil (RR), without 2nd shunt trip, without 1st Shunt trip | 549100 | 1 | Z\ | 1
3WA1350-6NG02-0AA0 |  | Fixed-mounted circuit breaker IEC 60947-2, frame size 3, 3-poles, In=5000A up to 690V AC 50/60Hz, breaking capacity C Icu=150kA at 690V, Trip unit ETU600 LSIG Hi-Z upgrade ready , colordisplay, bluetooth and USB interface, Protection LT, ST, INST, GFx, with GF highimpedance-input N-protection required an external N-sensor, incl. trip alarm switch (1xCO), rear connection horizontal, with internal voltage tap on upper stab of circuit breaker, with voltage tap module VTM680 and power supply of ETU600, able to communication, integrated metering type PMF-3 Advanced Power Monitor., Voltage, Energy, Power, Power factor, Frequency, Unbalance, Temperature, Power quality, Manual operating mechanism with mechanical closing, without Spring charging motor, Ready-to-close signal. switch, Auxiliary switches 2NO+2NC, without Closing coil (CC), manual operating mechanism with mechanical closing, without Remote trip alarm reset coil (RR), without 2nd shunt trip, without 1st Shunt trip | 536100 | 1 | Z\ | 1
3WA1350-6NG11-0AA0 |  | Fixed-mounted circuit breaker IEC 60947-2, frame size 3, 4-poles, N-pole left, In=5000A up to 690V AC 50/60Hz, breaking capacity C Icu=130kA at 690V, Trip unit ETU600 LSIG Hi-Z upgrade ready , colordisplay, bluetooth and USB interface, Protection LT, ST, INST, GFx, with GF highimpedance-input include N-protection, (internal N-sensor available), incl. trip alarm switch (1xCO), rear connection vertical, with internal voltage tap on upper stab of circuit breaker, with voltage tap module VTM680 and power supply of ETU600, able to communication, integrated metering type PMF-3 Advanced Power Monitor., Voltage, Energy, Power, Power factor, Frequency, Unbalance, Temperature, Power quality, Manual operating mechanism with mechanical closing, without Spring charging motor, Ready-to-close signal. switch, Auxiliary switches 2NO+2NC, without Closing coil (CC), manual operating mechanism with mechanical closing, without Remote trip alarm reset coil (RR), without 2nd shunt trip, without 1st Shunt trip | 707100 | 1 | Z\ | 1
3WA1350-6NG12-0AA0 |  | Fixed-mounted circuit breaker IEC 60947-2, frame size 3, 4-poles, N-pole left, In=5000A up to 690V AC 50/60Hz, breaking capacity C Icu=130kA at 690V, Trip unit ETU600 LSIG Hi-Z upgrade ready , colordisplay, bluetooth and USB interface, Protection LT, ST, INST, GFx, with GF highimpedance-input include N-protection, (internal N-sensor available), incl. trip alarm switch (1xCO), rear connection horizontal, with internal voltage tap on upper stab of circuit breaker, with voltage tap module VTM680 and power supply of ETU600, able to communication, integrated metering type PMF-3 Advanced Power Monitor., Voltage, Energy, Power, Power factor, Frequency, Unbalance, Temperature, Power quality, Manual operating mechanism with mechanical closing, without Spring charging motor, Ready-to-close signal. switch, Auxiliary switches 2NO+2NC, without Closing coil (CC), manual operating mechanism with mechanical closing, without Remote trip alarm reset coil (RR), without 2nd shunt trip, without 1st Shunt trip | 690100 | 1 | Z\ | 1
3WA1350-6NG21-0AA0 |  | fixed-mounted circuit breaker, IEC 60947-2, size 3, 4-pole, N pole on right, In=5000 A up to 690 V AC 50/60 Hz, breaking capacity C Icu=130 kA at 690 V, tripping unit ETU600 LSIG Hi-Z upgradeable, color display, Bluetooth, USB interface, basic protection LT, ST, INST, GFx, with GF high-impedance input, including protection of the N conductor (internal neutral point sensor available), trip alarm switch (1 x CO), connection at rear vertical, with internal voltage tap on upper stab of circuit breaker, with voltage tap module VTM680 and power supply of ETU600, able to communication, integrated metering type PMF-3 Advanced Power Monitor., Voltage, Energy, Power, Power factor, Frequency, Unbalance, Temperature, Power quality, Manual operating mechanism with mechanical closing, without Spring charging motor, Ready-to-close signal. switch, Auxiliary switches 2NO+2NC, without Closing coil (CC), manual operating mechanism with mechanical closing, without Remote trip alarm reset coil (RR), without 2nd shunt trip, without 1st Shunt trip | 707100 | 1 | Z\ | 1
3WA1350-6NG22-0AA0 |  | fixed-mounted circuit breaker, IEC 60947-2, size 3, 4-pole, N pole on right, In=5000 A up to 690 V AC 50/60 Hz, breaking capacity C Icu=130 kA at 690 V, tripping unit ETU600 LSIG Hi-Z upgradeable, color display, Bluetooth, USB interface, basic protection LT, ST, INST, GFx, with GF high-impedance input, including protection of the N conductor (internal neutral point sensor available), trip alarm switch (1 x CO), connection at rear horizontal with internal voltage tap on upper stab of circuit breaker, with voltage tap module VTM680 and power supply of ETU600, able to communication, integrated metering type PMF-3 Advanced Power Monitor., Voltage, Energy, Power, Power factor, Frequency, Unbalance, Temperature, Power quality, Manual operating mechanism with mechanical closing, without Spring charging motor, Ready-to-close signal. switch, Auxiliary switches 2NO+2NC, without Closing coil (CC), manual operating mechanism with mechanical closing, without Remote trip alarm reset coil (RR), without 2nd shunt trip, without 1st Shunt trip | 690100 | 1 | Z\ | 1
3WA1350-6NG31-0AA0 |  | Withdrawable circuit breaker with guide frame, IEC 60947-2, frame size 3, 3-poles, In=5000A up to 690V AC 50/60Hz, breaking capacity C Icu=150kA at 690V, Trip unit ETU600 LSIG Hi-Z upgrade ready , colordisplay, bluetooth and USB interface, Protection LT, ST, INST, GFx, with GF highimpedance-input N-protection required an external N-sensor, incl. trip alarm switch (1xCO), rear connection vertical, guide frame with shutter and w/o position signalling switch, with internal voltage tap on upper stab of circuit breaker, with voltage tap module VTM680 and power supply of ETU600, able to communication, integrated metering type PMF-3 Advanced Power Monitor., Voltage, Energy, Power, Power factor, Frequency, Unbalance, Temperature, Power quality, Manual operating mechanism with mechanical closing, without Spring charging motor, Ready-to-close signal. switch, Auxiliary switches 2NO+2NC, without Closing coil (CC), manual operating mechanism with mechanical closing, without Remote trip alarm reset coil (RR), without 2nd shunt trip, without 1st Shunt trip | 644100 | 1 | Z\ | 1
3WA1350-6NG32-0AA0 |  | Withdrawable circuit breaker with guide frame, IEC 60947-2, frame size 3, 3-poles, In=5000A up to 690V AC 50/60Hz, breaking capacity C Icu=150kA at 690V, Trip unit ETU600 LSIG Hi-Z upgrade ready , colordisplay, bluetooth and USB interface, Protection LT, ST, INST, GFx, with GF highimpedance-input N-protection required an external N-sensor, incl. trip alarm switch (1xCO), rear connection horizontal, guide frame with shutter and w/o position signalling switch, with internal voltage tap on upper stab of circuit breaker, with voltage tap module VTM680 and power supply of ETU600, able to communication, integrated metering type PMF-3 Advanced Power Monitor., Voltage, Energy, Power, Power factor, Frequency, Unbalance, Temperature, Power quality, Manual operating mechanism with mechanical closing, without Spring charging motor, Ready-to-close signal. switch, Auxiliary switches 2NO+2NC, without Closing coil (CC), manual operating mechanism with mechanical closing, without Remote trip alarm reset coil (RR), without 2nd shunt trip, without 1st Shunt trip | 631100 | 1 | Z\ | 1
3WA1350-6NG41-0AA0 |  | Withdrawable circuit breaker with guide frame, IEC 60947-2, frame size 3, 4-poles, N-pole left, In=5000A up to 690V AC 50/60Hz, breaking capacity C Icu=130kA at 690V, Trip unit ETU600 LSIG Hi-Z upgrade ready , colordisplay, bluetooth and USB interface, Protection LT, ST, INST, GFx, with GF highimpedance-input include N-protection, (internal N-sensor available), incl. trip alarm switch (1xCO), rear connection vertical, guide frame with shutter and w/o position signalling switch, with internal voltage tap on upper stab of circuit breaker, with voltage tap module VTM680 and power supply of ETU600, able to communication, integrated metering type PMF-3 Advanced Power Monitor., Voltage, Energy, Power, Power factor, Frequency, Unbalance, Temperature, Power quality, Manual operating mechanism with mechanical closing, without Spring charging motor, Ready-to-close signal. switch, Auxiliary switches 2NO+2NC, without Closing coil (CC), manual operating mechanism with mechanical closing, without Remote trip alarm reset coil (RR), without 2nd shunt trip, without 1st Shunt trip | 832100 | 1 | Z\ | 1
3WA1350-6NG42-0AA0 |  | Withdrawable circuit breaker with guide frame, IEC 60947-2, frame size 3, 4-poles, N-pole left, In=5000A up to 690V AC 50/60Hz, breaking capacity C Icu=130kA at 690V, Trip unit ETU600 LSIG Hi-Z upgrade ready , colordisplay, bluetooth and USB interface, Protection LT, ST, INST, GFx, with GF highimpedance-input include N-protection, (internal N-sensor available), incl. trip alarm switch (1xCO), rear connection horizontal, guide frame with shutter and w/o position signalling switch, with internal voltage tap on upper stab of circuit breaker, with voltage tap module VTM680 and power supply of ETU600, able to communication, integrated metering type PMF-3 Advanced Power Monitor., Voltage, Energy, Power, Power factor, Frequency, Unbalance, Temperature, Power quality, Manual operating mechanism with mechanical closing, without Spring charging motor, Ready-to-close signal. switch, Auxiliary switches 2NO+2NC, without Closing coil (CC), manual operating mechanism with mechanical closing, without Remote trip alarm reset coil (RR), without 2nd shunt trip, without 1st Shunt trip | 815100 | 1 | Z\ | 1
3WA1350-8AA01-0AA0 |  | Non-automatic circuit breaker Fixed-mounted version, IEC 60947-2, frame size 3, 3-poles, In=5000A to 1150V AC 50/60Hz, breaking capacity E Icc=150/125kA at 690/1000V, without electr. trip unit ETU, rear connection vertical, without Com & metering function Manual operating mechanism with mechanical closing, without Spring charging motor, Ready-to-close signal. switch, Auxiliary switches 2NO+2NC, without Closing coil (CC), manual operating mechanism with mechanical closing, without Remote trip alarm reset coil (RR), without 2nd shunt trip, without 1st Shunt trip | 491000 | 1 | Z\ | 1
3WA1350-8AA02-0AA0 |  | Non-automatic circuit breaker Fixed-mounted version, IEC 60947-2, frame size 3, 3-poles, In=5000A to 1150V AC 50/60Hz, breaking capacity E Icc=150/125kA at 690/1000V, without electr. trip unit ETU, rear connection horizontal, without Com & metering function Manual operating mechanism with mechanical closing, without Spring charging motor, Ready-to-close signal. switch, Auxiliary switches 2NO+2NC, without Closing coil (CC), manual operating mechanism with mechanical closing, without Remote trip alarm reset coil (RR), without 2nd shunt trip, without 1st Shunt trip | 478000 | 1 | Z\ | 1
3WA1350-8AA11-0AA0 |  | Non-automatic circuit breaker Fixed-mounted version, IEC 60947-2, frame size 3, 4-poles, N-pole left, In=5000A to 1150V AC 50/60Hz, breaking capacity E Icc=130/125kA at 690/1000V, without electr. trip unit ETU, rear connection vertical, without Com & metering function Manual operating mechanism with mechanical closing, without Spring charging motor, Ready-to-close signal. switch, Auxiliary switches 2NO+2NC, without Closing coil (CC), manual operating mechanism with mechanical closing, without Remote trip alarm reset coil (RR), without 2nd shunt trip, without 1st Shunt trip | 649000 | 1 | Z\ | 1
3WA1350-8AA12-0AA0 |  | Non-automatic circuit breaker Fixed-mounted version, IEC 60947-2, frame size 3, 4-poles, N-pole left, In=5000A to 1150V AC 50/60Hz, breaking capacity E Icc=130/125kA at 690/1000V, without electr. trip unit ETU, rear connection horizontal, without Com & metering function Manual operating mechanism with mechanical closing, without Spring charging motor, Ready-to-close signal. switch, Auxiliary switches 2NO+2NC, without Closing coil (CC), manual operating mechanism with mechanical closing, without Remote trip alarm reset coil (RR), without 2nd shunt trip, without 1st Shunt trip | 631000 | 1 | Z\ | 1
3WA1350-8AA21-0AA0 |  | AC non-automatic air circuit breaker 3WA, fixed-mounted version, IEC 60947-2, size 3, 4-pole, N pole on right, In=5000 A up to 1150 V AC 50/60 Hz, breaking capacity E, Icc=120/70 kA at 1000/1150 V, without electronic trip unit ETU, connection at rear vertical, without Com & metering function Manual operating mechanism with mechanical closing, without Spring charging motor, Ready-to-close signal. switch, Auxiliary switches 2NO+2NC, without Closing coil (CC), manual operating mechanism with mechanical closing, without Remote trip alarm reset coil (RR), without 2nd shunt trip, without 1st Shunt trip | 649000 | 1 | Z\ | 1
3WA1350-8AA22-0AA0 |  | AC non-automatic air circuit breaker 3WA, fixed-mounted version, IEC 60947-2, size 3, 4-pole, N pole on right, In=5000 A up to 1150 V AC 50/60 Hz, breaking capacity E, Icc=120/70 kA at 1000/1150 V, without electronic trip unit ETU, connection at rear horizontal without Com & metering function Manual operating mechanism with mechanical closing, without Spring charging motor, Ready-to-close signal. switch, Auxiliary switches 2NO+2NC, without Closing coil (CC), manual operating mechanism with mechanical closing, without Remote trip alarm reset coil (RR), without 2nd shunt trip, without 1st Shunt trip | 631000 | 1 | Z\ | 1
3WA1350-8AA31-0AA0 |  | Non-automatic circuit breaker withdrawable version, with guide frame, IEC 60947-2, frame size 3, 3-poles, In=5000A to 1150V AC 50/60Hz, breaking capacity E Icc=150/125kA at 690/1000V, without electr. trip unit ETU, rear connection vertical, guide frame with shutter and w/o position signalling switch, without Com & metering function Manual operating mechanism with mechanical closing, without Spring charging motor, Ready-to-close signal. switch, Auxiliary switches 2NO+2NC, without Closing coil (CC), manual operating mechanism with mechanical closing, without Remote trip alarm reset coil (RR), without 2nd shunt trip, without 1st Shunt trip | 586000 | 1 | Z\ | 1
3WA1350-8AA32-0AA0 |  | Non-automatic circuit breaker withdrawable version, with guide frame, IEC 60947-2, frame size 3, 3-poles, In=5000A to 1150V AC 50/60Hz, breaking capacity E Icc=150/125kA at 690/1000V, without electr. trip unit ETU, rear connection horizontal, guide frame with shutter and w/o position signalling switch, without Com & metering function Manual operating mechanism with mechanical closing, without Spring charging motor, Ready-to-close signal. switch, Auxiliary switches 2NO+2NC, without Closing coil (CC), manual operating mechanism with mechanical closing, without Remote trip alarm reset coil (RR), without 2nd shunt trip, without 1st Shunt trip | 573000 | 1 | Z\ | 1
3WA1350-8AA41-0AA0 |  | Non-automatic circuit breaker withdrawable version, with guide frame, IEC 60947-2, frame size 3, 4-poles, N-pole left, In=5000A to 1150V AC 50/60Hz, breaking capacity E Icc=130/125kA at 690/1000V, without electr. trip unit ETU, rear connection vertical, guide frame with shutter and w/o position signalling switch, without Com & metering function Manual operating mechanism with mechanical closing, without Spring charging motor, Ready-to-close signal. switch, Auxiliary switches 2NO+2NC, without Closing coil (CC), manual operating mechanism with mechanical closing, without Remote trip alarm reset coil (RR), without 2nd shunt trip, without 1st Shunt trip | 773000 | 1 | Z\ | 1
3WA1350-8AA42-0AA0 |  | Non-automatic circuit breaker withdrawable version, with guide frame, IEC 60947-2, frame size 3, 4-poles, N-pole left, In=5000A to 1150V AC 50/60Hz, breaking capacity E Icc=130/125kA at 690/1000V, without electr. trip unit ETU, rear connection horizontal, guide frame with shutter and w/o position signalling switch, without Com & metering function Manual operating mechanism with mechanical closing, without Spring charging motor, Ready-to-close signal. switch, Auxiliary switches 2NO+2NC, without Closing coil (CC), manual operating mechanism with mechanical closing, without Remote trip alarm reset coil (RR), without 2nd shunt trip, without 1st Shunt trip | 756000 | 1 | Z\ | 1
3WA1350-8AB01-0AA0 |  | Fixed-mounted circuit breaker IEC 60947-2, frame size 3, 3-poles, In=5000A, breaking capacity E, without internal voltage tap up to 1150V, 70kA, AC 50/60Hz, Icu=150/125kA at 690/1000V, Trip unit ETU300 LSI optimized for standard applica- tions, without display Protection LT, ST, INST, N-protection required an external N-sensor, incl. trip alarm switch (1xCO), rear connection vertical, without Com & metering function Manual operating mechanism with mechanical closing, without Spring charging motor, Ready-to-close signal. switch, Auxiliary switches 2NO+2NC, without Closing coil (CC), manual operating mechanism with mechanical closing, without Remote trip alarm reset coil (RR), without 2nd shunt trip, without 1st Shunt trip | 503000 | 1 | Z\ | 1
3WA1350-8AB02-0AA0 |  | Fixed-mounted circuit breaker IEC 60947-2, frame size 3, 3-poles, In=5000A, breaking capacity E, without internal voltage tap up to 1150V, 70kA, AC 50/60Hz, Icu=150/125kA at 690/1000V, Trip unit ETU300 LSI optimized for standard applica- tions, without display Protection LT, ST, INST, N-protection required an external N-sensor, incl. trip alarm switch (1xCO), rear connection horizontal, without Com & metering function Manual operating mechanism with mechanical closing, without Spring charging motor, Ready-to-close signal. switch, Auxiliary switches 2NO+2NC, without Closing coil (CC), manual operating mechanism with mechanical closing, without Remote trip alarm reset coil (RR), without 2nd shunt trip, without 1st Shunt trip | 490000 | 1 | Z\ | 1
3WA1350-8AB11-0AA0 |  | Fixed-mounted circuit breaker IEC 60947-2, frame size 3, 4-poles, N-pole left, In=5000A, breaking capacity E, without internal voltage tap up to 1150V, 70kA, AC 50/60Hz, Icu=130/125kA at 690/1000V, Trip unit ETU300 LSI optimized for standard applica- tions, without display Protection LT, ST, INST, include N-protection, (internal N-sensor available), incl. trip alarm switch (1xCO), rear connection vertical, without Com & metering function Manual operating mechanism with mechanical closing, without Spring charging motor, Ready-to-close signal. switch, Auxiliary switches 2NO+2NC, without Closing coil (CC), manual operating mechanism with mechanical closing, without Remote trip alarm reset coil (RR), without 2nd shunt trip, without 1st Shunt trip | 665000 | 1 | Z\ | 1
3WA1350-8AB12-0AA0 |  | Fixed-mounted circuit breaker IEC 60947-2, frame size 3, 4-poles, N-pole left, In=5000A, breaking capacity E, without internal voltage tap up to 1150V, 70kA, AC 50/60Hz, Icu=130/125kA at 690/1000V, Trip unit ETU300 LSI optimized for standard applica- tions, without display Protection LT, ST, INST, include N-protection, (internal N-sensor available), incl. trip alarm switch (1xCO), rear connection horizontal, without Com & metering function Manual operating mechanism with mechanical closing, without Spring charging motor, Ready-to-close signal. switch, Auxiliary switches 2NO+2NC, without Closing coil (CC), manual operating mechanism with mechanical closing, without Remote trip alarm reset coil (RR), without 2nd shunt trip, without 1st Shunt trip | 648000 | 1 | Z\ | 1
3WA1350-8AB21-0AA0 |  | fixed-mounted circuit breaker, IEC 60947-2, size 1, 4-pole, N pole on right, In=5000 A, breaking capacity E, without internal voltage tap up to 1150 V, 70 kA, AC 50/60 Hz, Icu=130/125 kA at 690/1000 V, tripping unit ETU300 LSI optimized for standard applications, without display, basic protection LT, ST, INST, including protection of the N conductor (internal neutral point sensor available) trip alarm switch (1 x CO), connection at rear vertical, without Com & metering function Manual operating mechanism with mechanical closing, without Spring charging motor, Ready-to-close signal. switch, Auxiliary switches 2NO+2NC, without Closing coil (CC), manual operating mechanism with mechanical closing, without Remote trip alarm reset coil (RR), without 2nd shunt trip, without 1st Shunt trip | 665000 | 1 | Z\ | 1
3WA1350-8AB22-0AA0 |  | fixed-mounted circuit breaker, IEC 60947-2, size 1, 4-pole, N pole on right, In=5000 A, breaking capacity E, without internal voltage tap up to 1150 V, 70 kA, AC 50/60 Hz, Icu=130/125 kA at 690/1000 V, tripping unit ETU300 LSI optimized for standard applications, without display, basic protection LT, ST, INST, including protection of the N conductor (internal neutral point sensor available) trip alarm switch (1 x CO), connection at rear horizontal without Com & metering function Manual operating mechanism with mechanical closing, without Spring charging motor, Ready-to-close signal. switch, Auxiliary switches 2NO+2NC, without Closing coil (CC), manual operating mechanism with mechanical closing, without Remote trip alarm reset coil (RR), without 2nd shunt trip, without 1st Shunt trip | 648000 | 1 | Z\ | 1
3WA1350-8AB31-0AA0 |  | Withdrawable circuit breaker with guide frame, IEC 60947-2, frame size 3, 3-poles, In=5000A, breaking capacity E, without internal voltage tap up to 1150V, 70kA, AC 50/60Hz, Icu=150/125kA at 690/1000V, Trip unit ETU300 LSI optimized for standard applica- tions, without display Protection LT, ST, INST, N-protection required an external N-sensor, incl. trip alarm switch (1xCO), rear connection vertical, guide frame with shutter and w/o position signalling switch, without Com & metering function Manual operating mechanism with mechanical closing, without Spring charging motor, Ready-to-close signal. switch, Auxiliary switches 2NO+2NC, without Closing coil (CC), manual operating mechanism with mechanical closing, without Remote trip alarm reset coil (RR), without 2nd shunt trip, without 1st Shunt trip | 600000 | 1 | Z\ | 1
3WA1350-8AB32-0AA0 |  | Withdrawable circuit breaker with guide frame, IEC 60947-2, frame size 3, 3-poles, In=5000A, breaking capacity E, without internal voltage tap up to 1150V, 70kA, AC 50/60Hz, Icu=150/125kA at 690/1000V, Trip unit ETU300 LSI optimized for standard applica- tions, without display Protection LT, ST, INST, N-protection required an external N-sensor, incl. trip alarm switch (1xCO), rear connection horizontal, guide frame with shutter and w/o position signalling switch, without Com & metering function Manual operating mechanism with mechanical closing, without Spring charging motor, Ready-to-close signal. switch, Auxiliary switches 2NO+2NC, without Closing coil (CC), manual operating mechanism with mechanical closing, without Remote trip alarm reset coil (RR), without 2nd shunt trip, without 1st Shunt trip | 587000 | 1 | Z\ | 1
3WA1350-8AB41-0AA0 |  | Withdrawable circuit breaker with guide frame, IEC 60947-2, frame size 3, 4-poles, N-pole left, In=5000A, breaking capacity E, without internal voltage tap up to 1150V, 70kA, AC 50/60Hz, Icu=130/125kA at 690/1000V, Trip unit ETU300 LSI optimized for standard applica- tions, without display Protection LT, ST, INST, include N-protection, (internal N-sensor available), incl. trip alarm switch (1xCO), rear connection vertical, guide frame with shutter and w/o position signalling switch, without Com & metering function Manual operating mechanism with mechanical closing, without Spring charging motor, Ready-to-close signal. switch, Auxiliary switches 2NO+2NC, without Closing coil (CC), manual operating mechanism with mechanical closing, without Remote trip alarm reset coil (RR), without 2nd shunt trip, without 1st Shunt trip | 794000 | 1 | Z\ | 1
3WA1350-8AB42-0AA0 |  | Withdrawable circuit breaker with guide frame, IEC 60947-2, frame size 3, 4-poles, N-pole left, In=5000A, breaking capacity E, without internal voltage tap up to 1150V, 70kA, AC 50/60Hz, Icu=130/125kA at 690/1000V, Trip unit ETU300 LSI optimized for standard applica- tions, without display Protection LT, ST, INST, include N-protection, (internal N-sensor available), incl. trip alarm switch (1xCO), rear connection horizontal, guide frame with shutter and w/o position signalling switch, without Com & metering function Manual operating mechanism with mechanical closing, without Spring charging motor, Ready-to-close signal. switch, Auxiliary switches 2NO+2NC, without Closing coil (CC), manual operating mechanism with mechanical closing, without Remote trip alarm reset coil (RR), without 2nd shunt trip, without 1st Shunt trip | 777000 | 1 | Z\ | 1
3WA1350-8AC01-0AA0 |  | Fixed-mounted circuit breaker IEC 60947-2, frame size 3, 3-poles, In=5000A, breaking capacity E, without internal voltage tap up to 1150V, 70kA, AC 50/60Hz, Icu=150/125kA at 690/1000V, Trip unit ETU300 LSIG optimized for standard applica- tions, without display Protection LT, ST, INST, GF, N-protection required an external N-sensor, incl. trip alarm switch (1xCO), rear connection vertical, without Com & metering function Manual operating mechanism with mechanical closing, without Spring charging motor, Ready-to-close signal. switch, Auxiliary switches 2NO+2NC, without Closing coil (CC), manual operating mechanism with mechanical closing, without Remote trip alarm reset coil (RR), without 2nd shunt trip, without 1st Shunt trip | 509000 | 1 | Z\ | 1
3WA1350-8AC02-0AA0 |  | Fixed-mounted circuit breaker IEC 60947-2, frame size 3, 3-poles, In=5000A, breaking capacity E, without internal voltage tap up to 1150V, 70kA, AC 50/60Hz, Icu=150/125kA at 690/1000V, Trip unit ETU300 LSIG optimized for standard applica- tions, without display Protection LT, ST, INST, GF, N-protection required an external N-sensor, incl. trip alarm switch (1xCO), rear connection horizontal, without Com & metering function Manual operating mechanism with mechanical closing, without Spring charging motor, Ready-to-close signal. switch, Auxiliary switches 2NO+2NC, without Closing coil (CC), manual operating mechanism with mechanical closing, without Remote trip alarm reset coil (RR), without 2nd shunt trip, without 1st Shunt trip | 496000 | 1 | Z\ | 1
3WA1350-8AC11-0AA0 |  | Fixed-mounted circuit breaker IEC 60947-2, frame size 3, 4-poles, N-pole left, In=5000A, breaking capacity E, without internal voltage tap up to 1150V, 70kA, AC 50/60Hz, Icu=130/125kA at 690/1000V, Trip unit ETU300 LSIG optimized for standard applica- tions, without display Protection LT, ST, INST, GF, include N-protection, (internal N-sensor available), incl. trip alarm switch (1xCO), rear connection vertical, without Com & metering function Manual operating mechanism with mechanical closing, without Spring charging motor, Ready-to-close signal. switch, Auxiliary switches 2NO+2NC, without Closing coil (CC), manual operating mechanism with mechanical closing, without Remote trip alarm reset coil (RR), without 2nd shunt trip, without 1st Shunt trip | 671000 | 1 | Z\ | 1
3WA1350-8AC12-0AA0 |  | Fixed-mounted circuit breaker IEC 60947-2, frame size 3, 4-poles, N-pole left, In=5000A, breaking capacity E, without internal voltage tap up to 1150V, 70kA, AC 50/60Hz, Icu=130/125kA at 690/1000V, Trip unit ETU300 LSIG optimized for standard applica- tions, without display Protection LT, ST, INST, GF, include N-protection, (internal N-sensor available), incl. trip alarm switch (1xCO), rear connection horizontal, without Com & metering function Manual operating mechanism with mechanical closing, without Spring charging motor, Ready-to-close signal. switch, Auxiliary switches 2NO+2NC, without Closing coil (CC), manual operating mechanism with mechanical closing, without Remote trip alarm reset coil (RR), without 2nd shunt trip, without 1st Shunt trip | 654000 | 1 | Z\ | 1
3WA1350-8AC21-0AA0 |  | fixed-mounted circuit breaker, IEC 60947-2, size 1, 4-pole, N pole on right, In=5000 A, breaking capacity E, without internal voltage tap up to 1150 V, 70 kA, AC 50/60 Hz, Icu=130/125 kA at 690/1000 V, tripping unit ETU300 LSI G optimized for standard applications, without display, basic protection LT, ST, INST, GF, including protection of the N conductor (internal neutral point sensor available), trip alarm switch (1 x CO), connection at rear vertical, without Com & metering function Manual operating mechanism with mechanical closing, without Spring charging motor, Ready-to-close signal. switch, Auxiliary switches 2NO+2NC, without Closing coil (CC), manual operating mechanism with mechanical closing, without Remote trip alarm reset coil (RR), without 2nd shunt trip, without 1st Shunt trip | 671000 | 1 | Z\ | 1
3WA1350-8AC22-0AA0 |  | fixed-mounted circuit breaker, IEC 60947-2, size 1, 4-pole, N pole on right, In=5000 A, breaking capacity E, without internal voltage tap up to 1150 V, 70 kA, AC 50/60 Hz, Icu=130/125 kA at 690/1000 V, tripping unit ETU300 LSI G optimized for standard applications, without display, basic protection LT, ST, INST, GF, including protection of the N conductor (internal neutral point sensor available), trip alarm switch (1 x CO), connection at rear horizontal without Com & metering function Manual operating mechanism with mechanical closing, without Spring charging motor, Ready-to-close signal. switch, Auxiliary switches 2NO+2NC, without Closing coil (CC), manual operating mechanism with mechanical closing, without Remote trip alarm reset coil (RR), without 2nd shunt trip, without 1st Shunt trip | 654000 | 1 | Z\ | 1
3WA1350-8AC31-0AA0 |  | Withdrawable circuit breaker with guide frame, IEC 60947-2, frame size 3, 3-poles, In=5000A, breaking capacity E, without internal voltage tap up to 1150V, 70kA, AC 50/60Hz, Icu=150/125kA at 690/1000V, Trip unit ETU300 LSIG optimized for standard applica- tions, without display Protection LT, ST, INST, GF, N-protection required an external N-sensor, incl. trip alarm switch (1xCO), rear connection vertical, guide frame with shutter and w/o position signalling switch, without Com & metering function Manual operating mechanism with mechanical closing, without Spring charging motor, Ready-to-close signal. switch, Auxiliary switches 2NO+2NC, without Closing coil (CC), manual operating mechanism with mechanical closing, without Remote trip alarm reset coil (RR), without 2nd shunt trip, without 1st Shunt trip | 606000 | 1 | Z\ | 1
3WA1350-8AC32-0AA0 |  | Withdrawable circuit breaker with guide frame, IEC 60947-2, frame size 3, 3-poles, In=5000A, breaking capacity E, without internal voltage tap up to 1150V, 70kA, AC 50/60Hz, Icu=150/125kA at 690/1000V, Trip unit ETU300 LSIG optimized for standard applica- tions, without display Protection LT, ST, INST, GF, N-protection required an external N-sensor, incl. trip alarm switch (1xCO), rear connection horizontal, guide frame with shutter and w/o position signalling switch, without Com & metering function Manual operating mechanism with mechanical closing, without Spring charging motor, Ready-to-close signal. switch, Auxiliary switches 2NO+2NC, without Closing coil (CC), manual operating mechanism with mechanical closing, without Remote trip alarm reset coil (RR), without 2nd shunt trip, without 1st Shunt trip | 593000 | 1 | Z\ | 1
3WA1350-8AC41-0AA0 |  | Withdrawable circuit breaker with guide frame, IEC 60947-2, frame size 3, 4-poles, N-pole left, In=5000A, breaking capacity E, without internal voltage tap up to 1150V, 70kA, AC 50/60Hz, Icu=130/125kA at 690/1000V, Trip unit ETU300 LSIG optimized for standard applica- tions, without display Protection LT, ST, INST, GF, include N-protection, (internal N-sensor available), incl. trip alarm switch (1xCO), rear connection vertical, guide frame with shutter and w/o position signalling switch, without Com & metering function Manual operating mechanism with mechanical closing, without Spring charging motor, Ready-to-close signal. switch, Auxiliary switches 2NO+2NC, without Closing coil (CC), manual operating mechanism with mechanical closing, without Remote trip alarm reset coil (RR), without 2nd shunt trip, without 1st Shunt trip | 800000 | 1 | Z\ | 1
3WA1350-8AC42-0AA0 |  | Withdrawable circuit breaker with guide frame, IEC 60947-2, frame size 3, 4-poles, N-pole left, In=5000A, breaking capacity E, without internal voltage tap up to 1150V, 70kA, AC 50/60Hz, Icu=130/125kA at 690/1000V, Trip unit ETU300 LSIG optimized for standard applica- tions, without display Protection LT, ST, INST, GF, include N-protection, (internal N-sensor available), incl. trip alarm switch (1xCO), rear connection horizontal, guide frame with shutter and w/o position signalling switch, without Com & metering function Manual operating mechanism with mechanical closing, without Spring charging motor, Ready-to-close signal. switch, Auxiliary switches 2NO+2NC, without Closing coil (CC), manual operating mechanism with mechanical closing, without Remote trip alarm reset coil (RR), without 2nd shunt trip, without 1st Shunt trip | 783000 | 1 | Z\ | 1
3WA1350-8AE01-0AA0 |  | Fixed-mounted circuit breaker IEC 60947-2, frame size 3, 3-poles, In=5000A, breaking capacity E, without internal voltage tap up to 1150V, 70kA, AC 50/60Hz, Icu=150/125kA at 690/1000V, Trip unit ETU600 LSI upgrade ready , colordisplay, bluetooth and USB interface, Protection LT, ST, INST, N-protection required an external N-sensor, incl. trip alarm switch (1xCO), rear connection vertical, without Com & metering function Manual operating mechanism with mechanical closing, without Spring charging motor, Ready-to-close signal. switch, Auxiliary switches 2NO+2NC, without Closing coil (CC), manual operating mechanism with mechanical closing, without Remote trip alarm reset coil (RR), without 2nd shunt trip, without 1st Shunt trip | 508000 | 1 | Z\ | 1
3WA1350-8AE02-0AA0 |  | Fixed-mounted circuit breaker IEC 60947-2, frame size 3, 3-poles, In=5000A, breaking capacity E, without internal voltage tap up to 1150V, 70kA, AC 50/60Hz, Icu=150/125kA at 690/1000V, Trip unit ETU600 LSI upgrade ready , colordisplay, bluetooth and USB interface, Protection LT, ST, INST, N-protection required an external N-sensor, incl. trip alarm switch (1xCO), rear connection horizontal, without Com & metering function Manual operating mechanism with mechanical closing, without Spring charging motor, Ready-to-close signal. switch, Auxiliary switches 2NO+2NC, without Closing coil (CC), manual operating mechanism with mechanical closing, without Remote trip alarm reset coil (RR), without 2nd shunt trip, without 1st Shunt trip | 495000 | 1 | Z\ | 1
3WA1350-8AE11-0AA0 |  | Fixed-mounted circuit breaker IEC 60947-2, frame size 3, 4-poles, N-pole left, In=5000A, breaking capacity E, without internal voltage tap up to 1150V, 70kA, AC 50/60Hz, Icu=130/125kA at 690/1000V, Trip unit ETU600 LSI upgrade ready , colordisplay, bluetooth and USB interface, Protection LT, ST, INST, include N-protection, (internal N-sensor available), incl. trip alarm switch (1xCO), rear connection vertical, without Com & metering function Manual operating mechanism with mechanical closing, without Spring charging motor, Ready-to-close signal. switch, Auxiliary switches 2NO+2NC, without Closing coil (CC), manual operating mechanism with mechanical closing, without Remote trip alarm reset coil (RR), without 2nd shunt trip, without 1st Shunt trip | 670000 | 1 | Z\ | 1
3WA1350-8AE12-0AA0 |  | Fixed-mounted circuit breaker IEC 60947-2, frame size 3, 4-poles, N-pole left, In=5000A, breaking capacity E, without internal voltage tap up to 1150V, 70kA, AC 50/60Hz, Icu=130/125kA at 690/1000V, Trip unit ETU600 LSI upgrade ready , colordisplay, bluetooth and USB interface, Protection LT, ST, INST, include N-protection, (internal N-sensor available), incl. trip alarm switch (1xCO), rear connection horizontal, without Com & metering function Manual operating mechanism with mechanical closing, without Spring charging motor, Ready-to-close signal. switch, Auxiliary switches 2NO+2NC, without Closing coil (CC), manual operating mechanism with mechanical closing, without Remote trip alarm reset coil (RR), without 2nd shunt trip, without 1st Shunt trip | 653000 | 1 | Z\ | 1
3WA1350-8AE21-0AA0 |  | fixed-mounted circuit breaker, IEC 60947-2, size 3, 4-pole, N pole on right, In=5000 A, breaking capacity E, without internal voltage tap up to 1150 V, 70 kA, AC 50/60 Hz, Icu=130/125 kA at 690/1000 V, tripping unit ETU600 LSI upgradeable, color display, Bluetooth, USB interface, basic protection LT, ST, INST, including protection of the N conductor (internal neutral point sensor available), trip alarm switch (1 x CO), connection at rear vertical, without Com & metering function Manual operating mechanism with mechanical closing, without Spring charging motor, Ready-to-close signal. switch, Auxiliary switches 2NO+2NC, without Closing coil (CC), manual operating mechanism with mechanical closing, without Remote trip alarm reset coil (RR), without 2nd shunt trip, without 1st Shunt trip | 670000 | 1 | Z\ | 1
3WA1350-8AE22-0AA0 |  | fixed-mounted circuit breaker, IEC 60947-2, size 3, 4-pole, N pole on right, In=5000 A, breaking capacity E, without internal voltage tap up to 1150 V, 70 kA, AC 50/60 Hz, Icu=130/125 kA at 690/1000 V, tripping unit ETU600 LSI upgradeable, color display, Bluetooth, USB interface, basic protection LT, ST, INST, including protection of the N conductor (internal neutral point sensor available), trip alarm switch (1 x CO), connection at rear horizontal without Com & metering function Manual operating mechanism with mechanical closing, without Spring charging motor, Ready-to-close signal. switch, Auxiliary switches 2NO+2NC, without Closing coil (CC), manual operating mechanism with mechanical closing, without Remote trip alarm reset coil (RR), without 2nd shunt trip, without 1st Shunt trip | 653000 | 1 | Z\ | 1
3WA1350-8AE31-0AA0 |  | Withdrawable circuit breaker with guide frame, IEC 60947-2, frame size 3, 3-poles, In=5000A, breaking capacity E, without internal voltage tap up to 1150V, 70kA, AC 50/60Hz, Icu=150/125kA at 690/1000V, Trip unit ETU600 LSI upgrade ready , colordisplay, bluetooth and USB interface, Protection LT, ST, INST, N-protection required an external N-sensor, incl. trip alarm switch (1xCO), rear connection vertical, guide frame with shutter and w/o position signalling switch, without Com & metering function Manual operating mechanism with mechanical closing, without Spring charging motor, Ready-to-close signal. switch, Auxiliary switches 2NO+2NC, without Closing coil (CC), manual operating mechanism with mechanical closing, without Remote trip alarm reset coil (RR), without 2nd shunt trip, without 1st Shunt trip | 605000 | 1 | Z\ | 1
3WA1350-8AE32-0AA0 |  | Withdrawable circuit breaker with guide frame, IEC 60947-2, frame size 3, 3-poles, In=5000A, breaking capacity E, without internal voltage tap up to 1150V, 70kA, AC 50/60Hz, Icu=150/125kA at 690/1000V, Trip unit ETU600 LSI upgrade ready , colordisplay, bluetooth and USB interface, Protection LT, ST, INST, N-protection required an external N-sensor, incl. trip alarm switch (1xCO), rear connection horizontal, guide frame with shutter and w/o position signalling switch, without Com & metering function Manual operating mechanism with mechanical closing, without Spring charging motor, Ready-to-close signal. switch, Auxiliary switches 2NO+2NC, without Closing coil (CC), manual operating mechanism with mechanical closing, without Remote trip alarm reset coil (RR), without 2nd shunt trip, without 1st Shunt trip | 592000 | 1 | Z\ | 1
3WA1350-8AE41-0AA0 |  | Withdrawable circuit breaker with guide frame, IEC 60947-2, frame size 3, 4-poles, N-pole left, In=5000A, breaking capacity E, without internal voltage tap up to 1150V, 70kA, AC 50/60Hz, Icu=130/125kA at 690/1000V, Trip unit ETU600 LSI upgrade ready , colordisplay, bluetooth and USB interface, Protection LT, ST, INST, include N-protection, (internal N-sensor available), incl. trip alarm switch (1xCO), rear connection vertical, guide frame with shutter and w/o position signalling switch, without Com & metering function Manual operating mechanism with mechanical closing, without Spring charging motor, Ready-to-close signal. switch, Auxiliary switches 2NO+2NC, without Closing coil (CC), manual operating mechanism with mechanical closing, without Remote trip alarm reset coil (RR), without 2nd shunt trip, without 1st Shunt trip | 799000 | 1 | Z\ | 1
3WA1350-8AE42-0AA0 |  | Withdrawable circuit breaker with guide frame, IEC 60947-2, frame size 3, 4-poles, N-pole left, In=5000A, breaking capacity E, without internal voltage tap up to 1150V, 70kA, AC 50/60Hz, Icu=130/125kA at 690/1000V, Trip unit ETU600 LSI upgrade ready , colordisplay, bluetooth and USB interface, Protection LT, ST, INST, include N-protection, (internal N-sensor available), incl. trip alarm switch (1xCO), rear connection horizontal, guide frame with shutter and w/o position signalling switch, without Com & metering function Manual operating mechanism with mechanical closing, without Spring charging motor, Ready-to-close signal. switch, Auxiliary switches 2NO+2NC, without Closing coil (CC), manual operating mechanism with mechanical closing, without Remote trip alarm reset coil (RR), without 2nd shunt trip, without 1st Shunt trip | 782000 | 1 | Z\ | 1
3WA1350-8AF01-0AA0 |  | Fixed-mounted circuit breaker IEC 60947-2, frame size 3, 3-poles, In=5000A, breaking capacity E, without internal voltage tap up to 1150V, 70kA, AC 50/60Hz, Icu=150/125kA at 690/1000V, Trip unit ETU600 LSIG upgrade ready , colordisplay, bluetooth and USB interface, Protection LT, ST, INST, GFx, N-protection required an external N-sensor, incl. trip alarm switch (1xCO), rear connection vertical, without Com & metering function Manual operating mechanism with mechanical closing, without Spring charging motor, Ready-to-close signal. switch, Auxiliary switches 2NO+2NC, without Closing coil (CC), manual operating mechanism with mechanical closing, without Remote trip alarm reset coil (RR), without 2nd shunt trip, without 1st Shunt trip | 518000 | 1 | Z\ | 1
3WA1350-8AF02-0AA0 |  | Fixed-mounted circuit breaker IEC 60947-2, frame size 3, 3-poles, In=5000A, breaking capacity E, without internal voltage tap up to 1150V, 70kA, AC 50/60Hz, Icu=150/125kA at 690/1000V, Trip unit ETU600 LSIG upgrade ready , colordisplay, bluetooth and USB interface, Protection LT, ST, INST, GFx, N-protection required an external N-sensor, incl. trip alarm switch (1xCO), rear connection horizontal, without Com & metering function Manual operating mechanism with mechanical closing, without Spring charging motor, Ready-to-close signal. switch, Auxiliary switches 2NO+2NC, without Closing coil (CC), manual operating mechanism with mechanical closing, without Remote trip alarm reset coil (RR), without 2nd shunt trip, without 1st Shunt trip | 505000 | 1 | Z\ | 1
3WA1350-8AF11-0AA0 |  | Fixed-mounted circuit breaker IEC 60947-2, frame size 3, 4-poles, N-pole left, In=5000A, breaking capacity E, without internal voltage tap up to 1150V, 70kA, AC 50/60Hz, Icu=130/125kA at 690/1000V, Trip unit ETU600 LSIG upgrade ready , colordisplay, bluetooth and USB interface, Protection LT, ST, INST, GFx, include N-protection, (internal N-sensor available), incl. trip alarm switch (1xCO), rear connection vertical, without Com & metering function Manual operating mechanism with mechanical closing, without Spring charging motor, Ready-to-close signal. switch, Auxiliary switches 2NO+2NC, without Closing coil (CC), manual operating mechanism with mechanical closing, without Remote trip alarm reset coil (RR), without 2nd shunt trip, without 1st Shunt trip | 681000 | 1 | Z\ | 1
3WA1350-8AF12-0AA0 |  | Fixed-mounted circuit breaker IEC 60947-2, frame size 3, 4-poles, N-pole left, In=5000A, breaking capacity E, without internal voltage tap up to 1150V, 70kA, AC 50/60Hz, Icu=130/125kA at 690/1000V, Trip unit ETU600 LSIG upgrade ready , colordisplay, bluetooth and USB interface, Protection LT, ST, INST, GFx, include N-protection, (internal N-sensor available), incl. trip alarm switch (1xCO), rear connection horizontal, without Com & metering function Manual operating mechanism with mechanical closing, without Spring charging motor, Ready-to-close signal. switch, Auxiliary switches 2NO+2NC, without Closing coil (CC), manual operating mechanism with mechanical closing, without Remote trip alarm reset coil (RR), without 2nd shunt trip, without 1st Shunt trip | 664000 | 1 | Z\ | 1
3WA1350-8AF21-0AA0 |  | fixed-mounted circuit breaker, IEC 60947-2, size 3, 4-pole, N pole on right, In=5000 A, breaking capacity E, without internal voltage tap up to 1150 V, 70 kA, AC 50/60 Hz, Icu=130/125 kA at 690/1000 V, tripping unit ETU600 LSIG upgradeable, color display, Bluetooth, USB interface, basic protection LT, ST, INST, GFx, including protection of the N conductor (internal neutral point sensor available), trip alarm switch (1 x CO), connection at rear vertical, without Com & metering function Manual operating mechanism with mechanical closing, without Spring charging motor, Ready-to-close signal. switch, Auxiliary switches 2NO+2NC, without Closing coil (CC), manual operating mechanism with mechanical closing, without Remote trip alarm reset coil (RR), without 2nd shunt trip, without 1st Shunt trip | 681000 | 1 | Z\ | 1
3WA1350-8AF22-0AA0 |  | fixed-mounted circuit breaker, IEC 60947-2, size 3, 4-pole, N pole on right, In=5000 A, breaking capacity E, without internal voltage tap up to 1150 V, 70 kA, AC 50/60 Hz, Icu=130/125 kA at 690/1000 V, tripping unit ETU600 LSIG upgradeable, color display, Bluetooth, USB interface, basic protection LT, ST, INST, GFx, including protection of the N conductor (internal neutral point sensor available), trip alarm switch (1 x CO), connection at rear horizontal without Com & metering function Manual operating mechanism with mechanical closing, without Spring charging motor, Ready-to-close signal. switch, Auxiliary switches 2NO+2NC, without Closing coil (CC), manual operating mechanism with mechanical closing, without Remote trip alarm reset coil (RR), without 2nd shunt trip, without 1st Shunt trip | 664000 | 1 | Z\ | 1
3WA1350-8AF31-0AA0 |  | Withdrawable circuit breaker with guide frame, IEC 60947-2, frame size 3, 3-poles, In=5000A, breaking capacity E, without internal voltage tap up to 1150V, 70kA, AC 50/60Hz, Icu=150/125kA at 690/1000V, Trip unit ETU600 LSIG upgrade ready , colordisplay, bluetooth and USB interface, Protection LT, ST, INST, GFx, N-protection required an external N-sensor, incl. trip alarm switch (1xCO), rear connection vertical, guide frame with shutter and w/o position signalling switch, without Com & metering function Manual operating mechanism with mechanical closing, without Spring charging motor, Ready-to-close signal. switch, Auxiliary switches 2NO+2NC, without Closing coil (CC), manual operating mechanism with mechanical closing, without Remote trip alarm reset coil (RR), without 2nd shunt trip, without 1st Shunt trip | 616000 | 1 | Z\ | 1
3WA1350-8AF32-0AA0 |  | Withdrawable circuit breaker with guide frame, IEC 60947-2, frame size 3, 3-poles, In=5000A, breaking capacity E, without internal voltage tap up to 1150V, 70kA, AC 50/60Hz, Icu=150/125kA at 690/1000V, Trip unit ETU600 LSIG upgrade ready , colordisplay, bluetooth and USB interface, Protection LT, ST, INST, GFx, N-protection required an external N-sensor, incl. trip alarm switch (1xCO), rear connection horizontal, guide frame with shutter and w/o position signalling switch, without Com & metering function Manual operating mechanism with mechanical closing, without Spring charging motor, Ready-to-close signal. switch, Auxiliary switches 2NO+2NC, without Closing coil (CC), manual operating mechanism with mechanical closing, without Remote trip alarm reset coil (RR), without 2nd shunt trip, without 1st Shunt trip | 603000 | 1 | Z\ | 1
3WA1350-8AF41-0AA0 |  | Withdrawable circuit breaker with guide frame, IEC 60947-2, frame size 3, 4-poles, N-pole left, In=5000A, breaking capacity E, without internal voltage tap up to 1150V, 70kA, AC 50/60Hz, Icu=130/125kA at 690/1000V, Trip unit ETU600 LSIG upgrade ready , colordisplay, bluetooth and USB interface, Protection LT, ST, INST, GFx, include N-protection, (internal N-sensor available), incl. trip alarm switch (1xCO), rear connection vertical, guide frame with shutter and w/o position signalling switch, without Com & metering function Manual operating mechanism with mechanical closing, without Spring charging motor, Ready-to-close signal. switch, Auxiliary switches 2NO+2NC, without Closing coil (CC), manual operating mechanism with mechanical closing, without Remote trip alarm reset coil (RR), without 2nd shunt trip, without 1st Shunt trip | 810000 | 1 | Z\ | 1
3WA1350-8AF42-0AA0 |  | Withdrawable circuit breaker with guide frame, IEC 60947-2, frame size 3, 4-poles, N-pole left, In=5000A, breaking capacity E, without internal voltage tap up to 1150V, 70kA, AC 50/60Hz, Icu=130/125kA at 690/1000V, Trip unit ETU600 LSIG upgrade ready , colordisplay, bluetooth and USB interface, Protection LT, ST, INST, GFx, include N-protection, (internal N-sensor available), incl. trip alarm switch (1xCO), rear connection horizontal, guide frame with shutter and w/o position signalling switch, without Com & metering function Manual operating mechanism with mechanical closing, without Spring charging motor, Ready-to-close signal. switch, Auxiliary switches 2NO+2NC, without Closing coil (CC), manual operating mechanism with mechanical closing, without Remote trip alarm reset coil (RR), without 2nd shunt trip, without 1st Shunt trip | 792000 | 1 | Z\ | 1
3WA1350-8AG01-0AA0 |  | Fixed-mounted circuit breaker IEC 60947-2, frame size 3, 3-poles, In=5000A, breaking capacity E, without internal voltage tap up to 1150V, 70kA, AC 50/60Hz, Icu=150/125kA at 690/1000V, Trip unit ETU600 LSIG Hi-Z upgrade ready , colordisplay, bluetooth and USB interface, Protection LT, ST, INST, GFx, with GF highimpedance-input N-protection required an external N-sensor, incl. trip alarm switch (1xCO), rear connection vertical, without Com & metering function Manual operating mechanism with mechanical closing, without Spring charging motor, Ready-to-close signal. switch, Auxiliary switches 2NO+2NC, without Closing coil (CC), manual operating mechanism with mechanical closing, without Remote trip alarm reset coil (RR), without 2nd shunt trip, without 1st Shunt trip | 540000 | 1 | Z\ | 1
3WA1350-8AG02-0AA0 |  | Fixed-mounted circuit breaker IEC 60947-2, frame size 3, 3-poles, In=5000A, breaking capacity E, without internal voltage tap up to 1150V, 70kA, AC 50/60Hz, Icu=150/125kA at 690/1000V, Trip unit ETU600 LSIG Hi-Z upgrade ready , colordisplay, bluetooth and USB interface, Protection LT, ST, INST, GFx, with GF highimpedance-input N-protection required an external N-sensor, incl. trip alarm switch (1xCO), rear connection horizontal, without Com & metering function Manual operating mechanism with mechanical closing, without Spring charging motor, Ready-to-close signal. switch, Auxiliary switches 2NO+2NC, without Closing coil (CC), manual operating mechanism with mechanical closing, without Remote trip alarm reset coil (RR), without 2nd shunt trip, without 1st Shunt trip | 527000 | 1 | Z\ | 1
3WA1350-8AG11-0AA0 |  | Fixed-mounted circuit breaker IEC 60947-2, frame size 3, 4-poles, N-pole left, In=5000A, breaking capacity E, without internal voltage tap up to 1150V, 70kA, AC 50/60Hz, Icu=130/125kA at 690/1000V, Trip unit ETU600 LSIG Hi-Z upgrade ready , colordisplay, bluetooth and USB interface, Protection LT, ST, INST, GFx, with GF highimpedance-input include N-protection, (internal N-sensor available), incl. trip alarm switch (1xCO), rear connection vertical, without Com & metering function Manual operating mechanism with mechanical closing, without Spring charging motor, Ready-to-close signal. switch, Auxiliary switches 2NO+2NC, without Closing coil (CC), manual operating mechanism with mechanical closing, without Remote trip alarm reset coil (RR), without 2nd shunt trip, without 1st Shunt trip | 702000 | 1 | Z\ | 1
3WA1350-8AG12-0AA0 |  | Fixed-mounted circuit breaker IEC 60947-2, frame size 3, 4-poles, N-pole left, In=5000A, breaking capacity E, without internal voltage tap up to 1150V, 70kA, AC 50/60Hz, Icu=130/125kA at 690/1000V, Trip unit ETU600 LSIG Hi-Z upgrade ready , colordisplay, bluetooth and USB interface, Protection LT, ST, INST, GFx, with GF highimpedance-input include N-protection, (internal N-sensor available), incl. trip alarm switch (1xCO), rear connection horizontal, without Com & metering function Manual operating mechanism with mechanical closing, without Spring charging motor, Ready-to-close signal. switch, Auxiliary switches 2NO+2NC, without Closing coil (CC), manual operating mechanism with mechanical closing, without Remote trip alarm reset coil (RR), without 2nd shunt trip, without 1st Shunt trip | 685000 | 1 | Z\ | 1
3WA1350-8AG21-0AA0 |  | fixed-mounted circuit breaker, IEC 60947-2, size 3, 4-pole, N pole on right, In=5000 A, breaking capacity E, without internal voltage tap up to 1150 V, 70 kA, AC 50/60 Hz, Icu=130/125 kA at 690/1000 V, tripping unit ETU600 LSIG Hi-Z upgradeable, color display, Bluetooth, USB interface, basic protection LT, ST, INST, GFx, with GF high-impedance input, including protection of the N conductor (internal neutral point sensor available), trip alarm switch (1 x CO), connection at rear vertical, without Com & metering function Manual operating mechanism with mechanical closing, without Spring charging motor, Ready-to-close signal. switch, Auxiliary switches 2NO+2NC, without Closing coil (CC), manual operating mechanism with mechanical closing, without Remote trip alarm reset coil (RR), without 2nd shunt trip, without 1st Shunt trip | 702000 | 1 | Z\ | 1
3WA1350-8AG22-0AA0 |  | fixed-mounted circuit breaker, IEC 60947-2, size 3, 4-pole, N pole on right, In=5000 A, breaking capacity E, without internal voltage tap up to 1150 V, 70 kA, AC 50/60 Hz, Icu=130/125 kA at 690/1000 V, tripping unit ETU600 LSIG Hi-Z upgradeable, color display, Bluetooth, USB interface, basic protection LT, ST, INST, GFx, with GF high-impedance input, including protection of the N conductor (internal neutral point sensor available), trip alarm switch (1 x CO), connection at rear horizontal without Com & metering function Manual operating mechanism with mechanical closing, without Spring charging motor, Ready-to-close signal. switch, Auxiliary switches 2NO+2NC, without Closing coil (CC), manual operating mechanism with mechanical closing, without Remote trip alarm reset coil (RR), without 2nd shunt trip, without 1st Shunt trip | 685000 | 1 | Z\ | 1
3WA1350-8AG31-0AA0 |  | Withdrawable circuit breaker with guide frame, IEC 60947-2, frame size 3, 3-poles, In=5000A, breaking capacity E, without internal voltage tap up to 1150V, 70kA, AC 50/60Hz, Icu=150/125kA at 690/1000V, Trip unit ETU600 LSIG Hi-Z upgrade ready , colordisplay, bluetooth and USB interface, Protection LT, ST, INST, GFx, with GF highimpedance-input N-protection required an external N-sensor, incl. trip alarm switch (1xCO), rear connection vertical, guide frame with shutter and w/o position signalling switch, without Com & metering function Manual operating mechanism with mechanical closing, without Spring charging motor, Ready-to-close signal. switch, Auxiliary switches 2NO+2NC, without Closing coil (CC), manual operating mechanism with mechanical closing, without Remote trip alarm reset coil (RR), without 2nd shunt trip, without 1st Shunt trip | 637000 | 1 | Z\ | 1
3WA1350-8AG32-0AA0 |  | Withdrawable circuit breaker with guide frame, IEC 60947-2, frame size 3, 3-poles, In=5000A, breaking capacity E, without internal voltage tap up to 1150V, 70kA, AC 50/60Hz, Icu=150/125kA at 690/1000V, Trip unit ETU600 LSIG Hi-Z upgrade ready , colordisplay, bluetooth and USB interface, Protection LT, ST, INST, GFx, with GF highimpedance-input N-protection required an external N-sensor, incl. trip alarm switch (1xCO), rear connection horizontal, guide frame with shutter and w/o position signalling switch, without Com & metering function Manual operating mechanism with mechanical closing, without Spring charging motor, Ready-to-close signal. switch, Auxiliary switches 2NO+2NC, without Closing coil (CC), manual operating mechanism with mechanical closing, without Remote trip alarm reset coil (RR), without 2nd shunt trip, without 1st Shunt trip | 624000 | 1 | Z\ | 1
3WA1350-8AG41-0AA0 |  | Withdrawable circuit breaker with guide frame, IEC 60947-2, frame size 3, 4-poles, N-pole left, In=5000A, breaking capacity E, without internal voltage tap up to 1150V, 70kA, AC 50/60Hz, Icu=130/125kA at 690/1000V, Trip unit ETU600 LSIG Hi-Z upgrade ready , colordisplay, bluetooth and USB interface, Protection LT, ST, INST, GFx, with GF highimpedance-input include N-protection, (internal N-sensor available), incl. trip alarm switch (1xCO), rear connection vertical, guide frame with shutter and w/o position signalling switch, without Com & metering function Manual operating mechanism with mechanical closing, without Spring charging motor, Ready-to-close signal. switch, Auxiliary switches 2NO+2NC, without Closing coil (CC), manual operating mechanism with mechanical closing, without Remote trip alarm reset coil (RR), without 2nd shunt trip, without 1st Shunt trip | 831000 | 1 | Z\ | 1
3WA1350-8AG42-0AA0 |  | Withdrawable circuit breaker with guide frame, IEC 60947-2, frame size 3, 4-poles, N-pole left, In=5000A, breaking capacity E, without internal voltage tap up to 1150V, 70kA, AC 50/60Hz, Icu=130/125kA at 690/1000V, Trip unit ETU600 LSIG Hi-Z upgrade ready , colordisplay, bluetooth and USB interface, Protection LT, ST, INST, GFx, with GF highimpedance-input include N-protection, (internal N-sensor available), incl. trip alarm switch (1xCO), rear connection horizontal, guide frame with shutter and w/o position signalling switch, without Com & metering function Manual operating mechanism with mechanical closing, without Spring charging motor, Ready-to-close signal. switch, Auxiliary switches 2NO+2NC, without Closing coil (CC), manual operating mechanism with mechanical closing, without Remote trip alarm reset coil (RR), without 2nd shunt trip, without 1st Shunt trip | 814000 | 1 | Z\ | 1
3WA1350-8CA01-0AA0 |  | Non-automatic circuit breaker Fixed-mounted version, IEC 60947-2, frame size 3, 3-poles, In=5000A to 1150V AC 50/60Hz, breaking capacity E Icc=150/125kA at 690/1000V, without electr. trip unit ETU, rear connection vertical, able to communication, Manual operating mechanism with mechanical closing, without Spring charging motor, Ready-to-close signal. switch, Auxiliary switches 2NO+2NC, without Closing coil (CC), manual operating mechanism with mechanical closing, without Remote trip alarm reset coil (RR), without 2nd shunt trip, without 1st Shunt trip | 495430 | 1 | Z\ | 1
3WA1350-8CA02-0AA0 |  | Non-automatic circuit breaker Fixed-mounted version, IEC 60947-2, frame size 3, 3-poles, In=5000A to 1150V AC 50/60Hz, breaking capacity E Icc=150/125kA at 690/1000V, without electr. trip unit ETU, rear connection horizontal, able to communication, Manual operating mechanism with mechanical closing, without Spring charging motor, Ready-to-close signal. switch, Auxiliary switches 2NO+2NC, without Closing coil (CC), manual operating mechanism with mechanical closing, without Remote trip alarm reset coil (RR), without 2nd shunt trip, without 1st Shunt trip | 482430 | 1 | Z\ | 1
3WA1350-8CA11-0AA0 |  | Non-automatic circuit breaker Fixed-mounted version, IEC 60947-2, frame size 3, 4-poles, N-pole left, In=5000A to 1150V AC 50/60Hz, breaking capacity E Icc=130/125kA at 690/1000V, without electr. trip unit ETU, rear connection vertical, able to communication, Manual operating mechanism with mechanical closing, without Spring charging motor, Ready-to-close signal. switch, Auxiliary switches 2NO+2NC, without Closing coil (CC), manual operating mechanism with mechanical closing, without Remote trip alarm reset coil (RR), without 2nd shunt trip, without 1st Shunt trip | 653430 | 1 | Z\ | 1
3WA1350-8CA12-0AA0 |  | Non-automatic circuit breaker Fixed-mounted version, IEC 60947-2, frame size 3, 4-poles, N-pole left, In=5000A to 1150V AC 50/60Hz, breaking capacity E Icc=130/125kA at 690/1000V, without electr. trip unit ETU, rear connection horizontal, able to communication, Manual operating mechanism with mechanical closing, without Spring charging motor, Ready-to-close signal. switch, Auxiliary switches 2NO+2NC, without Closing coil (CC), manual operating mechanism with mechanical closing, without Remote trip alarm reset coil (RR), without 2nd shunt trip, without 1st Shunt trip | 635430 | 1 | Z\ | 1
3WA1350-8CA21-0AA0 |  | AC non-automatic air circuit breaker 3WA, fixed-mounted version, IEC 60947-2, size 3, 4-pole, N pole on right, In=5000 A up to 1150 V AC 50/60 Hz, breaking capacity E, Icc=120/70 kA at 1000/1150 V, without electronic trip unit ETU, connection at rear vertical, able to communication, Manual operating mechanism with mechanical closing, without Spring charging motor, Ready-to-close signal. switch, Auxiliary switches 2NO+2NC, without Closing coil (CC), manual operating mechanism with mechanical closing, without Remote trip alarm reset coil (RR), without 2nd shunt trip, without 1st Shunt trip | 653430 | 1 | Z\ | 1
3WA1350-8CA22-0AA0 |  | AC non-automatic air circuit breaker 3WA, fixed-mounted version, IEC 60947-2, size 3, 4-pole, N pole on right, In=5000 A up to 1150 V AC 50/60 Hz, breaking capacity E, Icc=120/70 kA at 1000/1150 V, without electronic trip unit ETU, connection at rear horizontal able to communication, Manual operating mechanism with mechanical closing, without Spring charging motor, Ready-to-close signal. switch, Auxiliary switches 2NO+2NC, without Closing coil (CC), manual operating mechanism with mechanical closing, without Remote trip alarm reset coil (RR), without 2nd shunt trip, without 1st Shunt trip | 635430 | 1 | Z\ | 1
3WA1350-8CA31-0AA0 |  | Non-automatic circuit breaker withdrawable version, with guide frame, IEC 60947-2, frame size 3, 3-poles, In=5000A to 1150V AC 50/60Hz, breaking capacity E Icc=150/125kA at 690/1000V, without electr. trip unit ETU, rear connection vertical, guide frame with shutter and w/o position signalling switch, able to communication, Manual operating mechanism with mechanical closing, without Spring charging motor, Ready-to-close signal. switch, Auxiliary switches 2NO+2NC, without Closing coil (CC), manual operating mechanism with mechanical closing, without Remote trip alarm reset coil (RR), without 2nd shunt trip, without 1st Shunt trip | 590430 | 1 | Z\ | 1
3WA1350-8CA32-0AA0 |  | Non-automatic circuit breaker withdrawable version, with guide frame, IEC 60947-2, frame size 3, 3-poles, In=5000A to 1150V AC 50/60Hz, breaking capacity E Icc=150/125kA at 690/1000V, without electr. trip unit ETU, rear connection horizontal, guide frame with shutter and w/o position signalling switch, able to communication, Manual operating mechanism with mechanical closing, without Spring charging motor, Ready-to-close signal. switch, Auxiliary switches 2NO+2NC, without Closing coil (CC), manual operating mechanism with mechanical closing, without Remote trip alarm reset coil (RR), without 2nd shunt trip, without 1st Shunt trip | 577430 | 1 | Z\ | 1
3WA1350-8CA41-0AA0 |  | Non-automatic circuit breaker withdrawable version, with guide frame, IEC 60947-2, frame size 3, 4-poles, N-pole left, In=5000A to 1150V AC 50/60Hz, breaking capacity E Icc=130/125kA at 690/1000V, without electr. trip unit ETU, rear connection vertical, guide frame with shutter and w/o position signalling switch, able to communication, Manual operating mechanism with mechanical closing, without Spring charging motor, Ready-to-close signal. switch, Auxiliary switches 2NO+2NC, without Closing coil (CC), manual operating mechanism with mechanical closing, without Remote trip alarm reset coil (RR), without 2nd shunt trip, without 1st Shunt trip | 777430 | 1 | Z\ | 1
3WA1350-8CA42-0AA0 |  | Non-automatic circuit breaker withdrawable version, with guide frame, IEC 60947-2, frame size 3, 4-poles, N-pole left, In=5000A to 1150V AC 50/60Hz, breaking capacity E Icc=130/125kA at 690/1000V, without electr. trip unit ETU, rear connection horizontal, guide frame with shutter and w/o position signalling switch, able to communication, Manual operating mechanism with mechanical closing, without Spring charging motor, Ready-to-close signal. switch, Auxiliary switches 2NO+2NC, without Closing coil (CC), manual operating mechanism with mechanical closing, without Remote trip alarm reset coil (RR), without 2nd shunt trip, without 1st Shunt trip | 760430 | 1 | Z\ | 1
3WA1363-5AA01-0AA0 |  | Non-automatic circuit breaker Fixed-mounted version, IEC 60947-2, frame size 3, 3-poles, In=6300A up to 690V AC 50/60Hz, breaking capacity H Icc=100/85kA at 500/690V, without electr. trip unit ETU, rear connection vertical, without Com & metering function Manual operating mechanism with mechanical closing, without Spring charging motor, Ready-to-close signal. switch, Auxiliary switches 2NO+2NC, without Closing coil (CC), manual operating mechanism with mechanical closing, without Remote trip alarm reset coil (RR), without 2nd shunt trip, without 1st Shunt trip | 552000 | 1 | Z\ | 1
3WA1363-5AA11-0AA0 |  | Non-automatic circuit breaker Fixed-mounted version, IEC 60947-2, frame size 3, 4-poles, N-pole left, In=6300A up to 690V AC 50/60Hz, breaking capacity H Icc=100/85kA at 500/690V, without electr. trip unit ETU, rear connection vertical, without Com & metering function Manual operating mechanism with mechanical closing, without Spring charging motor, Ready-to-close signal. switch, Auxiliary switches 2NO+2NC, without Closing coil (CC), manual operating mechanism with mechanical closing, without Remote trip alarm reset coil (RR), without 2nd shunt trip, without 1st Shunt trip | 728000 | 1 | Z\ | 1
3WA1363-5AA21-0AA0 |  | AC non-automatic air circuit breaker 3WA, fixed-mounted version, IEC 60947-2, size 3, 4-pole, N pole on right, In=6300 A up to 690 V AC 50/60 Hz, breaking capacity H, Icc=100/85 kA at 500/690 V, without electronic trip unit ETU, connection at rear vertical, without Com & metering function Manual operating mechanism with mechanical closing, without Spring charging motor, Ready-to-close signal. switch, Auxiliary switches 2NO+2NC, without Closing coil (CC), manual operating mechanism with mechanical closing, without Remote trip alarm reset coil (RR), without 2nd shunt trip, without 1st Shunt trip | 728000 | 1 | Z\ | 1
3WA1363-5AA31-0AA0 |  | Non-automatic circuit breaker withdrawable version, with guide frame, IEC 60947-2, frame size 3, 3-poles, In=6300A up to 690V AC 50/60Hz, breaking capacity H Icc=100/85kA at 500/690V, without electr. trip unit ETU, rear connection vertical, guide frame with shutter and w/o position signalling switch, without Com & metering function Manual operating mechanism with mechanical closing, without Spring charging motor, Ready-to-close signal. switch, Auxiliary switches 2NO+2NC, without Closing coil (CC), manual operating mechanism with mechanical closing, without Remote trip alarm reset coil (RR), without 2nd shunt trip, without 1st Shunt trip | 663000 | 1 | Z\ | 1
3WA1363-5AA41-0AA0 |  | Non-automatic circuit breaker withdrawable version, with guide frame, IEC 60947-2, frame size 3, 4-poles, N-pole left, In=6300A up to 690V AC 50/60Hz, breaking capacity H Icc=100/85kA at 500/690V, without electr. trip unit ETU, rear connection vertical, guide frame with shutter and w/o position signalling switch, without Com & metering function Manual operating mechanism with mechanical closing, without Spring charging motor, Ready-to-close signal. switch, Auxiliary switches 2NO+2NC, without Closing coil (CC), manual operating mechanism with mechanical closing, without Remote trip alarm reset coil (RR), without 2nd shunt trip, without 1st Shunt trip | 875000 | 1 | Z\ | 1
3WA1363-5AB01-0AA0 |  | Fixed-mounted circuit breaker IEC 60947-2, frame size 3, 3-poles, In=6300A up to 690V AC 50/60Hz, breaking capacity H Icu=100/85kA at 500/690V, Trip unit ETU300 LSI optimized for standard applica- tions, without display Protection LT, ST, INST, N-protection required an external N-sensor, incl. trip alarm switch (1xCO), rear connection vertical, without Com & metering function Manual operating mechanism with mechanical closing, without Spring charging motor, Ready-to-close signal. switch, Auxiliary switches 2NO+2NC, without Closing coil (CC), manual operating mechanism with mechanical closing, without Remote trip alarm reset coil (RR), without 2nd shunt trip, without 1st Shunt trip | 567000 | 1 | Z\ | 1
3WA1363-5AB11-0AA0 |  | Fixed-mounted circuit breaker IEC 60947-2, frame size 3, 4-poles, N-pole left, In=6300A up to 690V AC 50/60Hz, breaking capacity H Icu=100/85kA at 500/690V, Trip unit ETU300 LSI optimized for standard applica- tions, without display Protection LT, ST, INST, include N-protection, (internal N-sensor available), incl. trip alarm switch (1xCO), rear connection vertical, without Com & metering function Manual operating mechanism with mechanical closing, without Spring charging motor, Ready-to-close signal. switch, Auxiliary switches 2NO+2NC, without Closing coil (CC), manual operating mechanism with mechanical closing, without Remote trip alarm reset coil (RR), without 2nd shunt trip, without 1st Shunt trip | 750000 | 1 | Z\ | 1
3WA1363-5AB21-0AA0 |  | fixed-mounted circuit breaker, IEC 60947-2, size 1, 4-pole, N pole on right, In=6300 A up to 690 V AC 50/60 Hz, breaking capacity H Icu=100/85 kA at 500/690 V, tripping unit ETU300 LSI optimized for standard applications, without display, basic protection LT, ST, INST, including protection of the N conductor (internal neutral point sensor available) trip alarm switch (1 x CO), connection at rear vertical, without Com & metering function Manual operating mechanism with mechanical closing, without Spring charging motor, Ready-to-close signal. switch, Auxiliary switches 2NO+2NC, without Closing coil (CC), manual operating mechanism with mechanical closing, without Remote trip alarm reset coil (RR), without 2nd shunt trip, without 1st Shunt trip | 750000 | 1 | Z\ | 1
3WA1363-5AB31-0AA0 |  | Withdrawable circuit breaker with guide frame, IEC 60947-2, frame size 3, 3-poles, In=6300A up to 690V AC 50/60Hz, breaking capacity H Icu=100/85kA at 500/690V, Trip unit ETU300 LSI optimized for standard applica- tions, without display Protection LT, ST, INST, N-protection required an external N-sensor, incl. trip alarm switch (1xCO), rear connection vertical, guide frame with shutter and w/o position signalling switch, without Com & metering function Manual operating mechanism with mechanical closing, without Spring charging motor, Ready-to-close signal. switch, Auxiliary switches 2NO+2NC, without Closing coil (CC), manual operating mechanism with mechanical closing, without Remote trip alarm reset coil (RR), without 2nd shunt trip, without 1st Shunt trip | 683000 | 1 | Z\ | 1
3WA1363-5AB41-0AA0 |  | Withdrawable circuit breaker with guide frame, IEC 60947-2, frame size 3, 4-poles, N-pole left, In=6300A up to 690V AC 50/60Hz, breaking capacity H Icu=100/85kA at 500/690V, Trip unit ETU300 LSI optimized for standard applica- tions, without display Protection LT, ST, INST, include N-protection, (internal N-sensor available), incl. trip alarm switch (1xCO), rear connection vertical, guide frame with shutter and w/o position signalling switch, without Com & metering function Manual operating mechanism with mechanical closing, without Spring charging motor, Ready-to-close signal. switch, Auxiliary switches 2NO+2NC, without Closing coil (CC), manual operating mechanism with mechanical closing, without Remote trip alarm reset coil (RR), without 2nd shunt trip, without 1st Shunt trip | 903000 | 1 | Z\ | 1
3WA1363-5AC01-0AA0 |  | Fixed-mounted circuit breaker IEC 60947-2, frame size 3, 3-poles, In=6300A up to 690V AC 50/60Hz, breaking capacity H Icu=100/85kA at 500/690V, Trip unit ETU300 LSIG optimized for standard applica- tions, without display Protection LT, ST, INST, GF, N-protection required an external N-sensor, incl. trip alarm switch (1xCO), rear connection vertical, without Com & metering function Manual operating mechanism with mechanical closing, without Spring charging motor, Ready-to-close signal. switch, Auxiliary switches 2NO+2NC, without Closing coil (CC), manual operating mechanism with mechanical closing, without Remote trip alarm reset coil (RR), without 2nd shunt trip, without 1st Shunt trip | 573000 | 1 | Z\ | 1
3WA1363-5AC11-0AA0 |  | Fixed-mounted circuit breaker IEC 60947-2, frame size 3, 4-poles, N-pole left, In=6300A up to 690V AC 50/60Hz, breaking capacity H Icu=100/85kA at 500/690V, Trip unit ETU300 LSIG optimized for standard applica- tions, without display Protection LT, ST, INST, GF, include N-protection, (internal N-sensor available), incl. trip alarm switch (1xCO), rear connection vertical, without Com & metering function Manual operating mechanism with mechanical closing, without Spring charging motor, Ready-to-close signal. switch, Auxiliary switches 2NO+2NC, without Closing coil (CC), manual operating mechanism with mechanical closing, without Remote trip alarm reset coil (RR), without 2nd shunt trip, without 1st Shunt trip | 756000 | 1 | Z\ | 1
3WA1363-5AC21-0AA0 |  | fixed-mounted circuit breaker, IEC 60947-2, size 1, 4-pole, N pole on right, In=6300 A up to 690 V AC 50/60 Hz, breaking capacity H Icu=100/85 kA at 500/690 V, tripping unit ETU300 LSI G optimized for standard applications, without display, basic protection LT, ST, INST, GF, including protection of the N conductor (internal neutral point sensor available), trip alarm switch (1 x CO), connection at rear vertical, without Com & metering function Manual operating mechanism with mechanical closing, without Spring charging motor, Ready-to-close signal. switch, Auxiliary switches 2NO+2NC, without Closing coil (CC), manual operating mechanism with mechanical closing, without Remote trip alarm reset coil (RR), without 2nd shunt trip, without 1st Shunt trip | 756000 | 1 | Z\ | 1
3WA1363-5AC31-0AA0 |  | Withdrawable circuit breaker with guide frame, IEC 60947-2, frame size 3, 3-poles, In=6300A up to 690V AC 50/60Hz, breaking capacity H Icu=100/85kA at 500/690V, Trip unit ETU300 LSIG optimized for standard applica- tions, without display Protection LT, ST, INST, GF, N-protection required an external N-sensor, incl. trip alarm switch (1xCO), rear connection vertical, guide frame with shutter and w/o position signalling switch, without Com & metering function Manual operating mechanism with mechanical closing, without Spring charging motor, Ready-to-close signal. switch, Auxiliary switches 2NO+2NC, without Closing coil (CC), manual operating mechanism with mechanical closing, without Remote trip alarm reset coil (RR), without 2nd shunt trip, without 1st Shunt trip | 689000 | 1 | Z\ | 1
3WA1363-5AC41-0AA0 |  | Withdrawable circuit breaker with guide frame, IEC 60947-2, frame size 3, 4-poles, N-pole left, In=6300A up to 690V AC 50/60Hz, breaking capacity H Icu=100/85kA at 500/690V, Trip unit ETU300 LSIG optimized for standard applica- tions, without display Protection LT, ST, INST, GF, include N-protection, (internal N-sensor available), incl. trip alarm switch (1xCO), rear connection vertical, guide frame with shutter and w/o position signalling switch, without Com & metering function Manual operating mechanism with mechanical closing, without Spring charging motor, Ready-to-close signal. switch, Auxiliary switches 2NO+2NC, without Closing coil (CC), manual operating mechanism with mechanical closing, without Remote trip alarm reset coil (RR), without 2nd shunt trip, without 1st Shunt trip | 909000 | 1 | Z\ | 1
3WA1363-5AE01-0AA0 |  | Fixed-mounted circuit breaker IEC 60947-2, frame size 3, 3-poles, In=6300A up to 690V AC 50/60Hz, breaking capacity H Icu=100/85kA at 500/690V, Trip unit ETU600 LSI upgrade ready , colordisplay, bluetooth and USB interface, Protection LT, ST, INST, N-protection required an external N-sensor, incl. trip alarm switch (1xCO), rear connection vertical, without Com & metering function Manual operating mechanism with mechanical closing, without Spring charging motor, Ready-to-close signal. switch, Auxiliary switches 2NO+2NC, without Closing coil (CC), manual operating mechanism with mechanical closing, without Remote trip alarm reset coil (RR), without 2nd shunt trip, without 1st Shunt trip | 572000 | 1 | Z\ | 1
3WA1363-5AE11-0AA0 |  | Fixed-mounted circuit breaker IEC 60947-2, frame size 3, 4-poles, N-pole left, In=6300A up to 690V AC 50/60Hz, breaking capacity H Icu=100/85kA at 500/690V, Trip unit ETU600 LSI upgrade ready , colordisplay, bluetooth and USB interface, Protection LT, ST, INST, include N-protection, (internal N-sensor available), incl. trip alarm switch (1xCO), rear connection vertical, without Com & metering function Manual operating mechanism with mechanical closing, without Spring charging motor, Ready-to-close signal. switch, Auxiliary switches 2NO+2NC, without Closing coil (CC), manual operating mechanism with mechanical closing, without Remote trip alarm reset coil (RR), without 2nd shunt trip, without 1st Shunt trip | 755000 | 1 | Z\ | 1
3WA1363-5AE21-0AA0 |  | fixed-mounted circuit breaker, IEC 60947-2, size 3, 4-pole, N pole on right, In=6300 A up to 690 V AC 50/60 Hz, breaking capacity H Icu=100/85 kA at 500/690 V, tripping unit ETU600 LSI upgradeable, color display, Bluetooth, USB interface, basic protection LT, ST, INST, including protection of the N conductor (internal neutral point sensor available), trip alarm switch (1 x CO), connection at rear vertical, without Com & metering function Manual operating mechanism with mechanical closing, without Spring charging motor, Ready-to-close signal. switch, Auxiliary switches 2NO+2NC, without Closing coil (CC), manual operating mechanism with mechanical closing, without Remote trip alarm reset coil (RR), without 2nd shunt trip, without 1st Shunt trip | 755000 | 1 | Z\ | 1
3WA1363-5AE31-0AA0 |  | Withdrawable circuit breaker with guide frame, IEC 60947-2, frame size 3, 3-poles, In=6300A up to 690V AC 50/60Hz, breaking capacity H Icu=100/85kA at 500/690V, Trip unit ETU600 LSI upgrade ready , colordisplay, bluetooth and USB interface, Protection LT, ST, INST, N-protection required an external N-sensor, incl. trip alarm switch (1xCO), rear connection vertical, guide frame with shutter and w/o position signalling switch, without Com & metering function Manual operating mechanism with mechanical closing, without Spring charging motor, Ready-to-close signal. switch, Auxiliary switches 2NO+2NC, without Closing coil (CC), manual operating mechanism with mechanical closing, without Remote trip alarm reset coil (RR), without 2nd shunt trip, without 1st Shunt trip | 688000 | 1 | Z\ | 1
3WA1363-5AE41-0AA0 |  | Withdrawable circuit breaker with guide frame, IEC 60947-2, frame size 3, 4-poles, N-pole left, In=6300A up to 690V AC 50/60Hz, breaking capacity H Icu=100/85kA at 500/690V, Trip unit ETU600 LSI upgrade ready , colordisplay, bluetooth and USB interface, Protection LT, ST, INST, include N-protection, (internal N-sensor available), incl. trip alarm switch (1xCO), rear connection vertical, guide frame with shutter and w/o position signalling switch, without Com & metering function Manual operating mechanism with mechanical closing, without Spring charging motor, Ready-to-close signal. switch, Auxiliary switches 2NO+2NC, without Closing coil (CC), manual operating mechanism with mechanical closing, without Remote trip alarm reset coil (RR), without 2nd shunt trip, without 1st Shunt trip | 908000 | 1 | Z\ | 1
3WA1363-5AF01-0AA0 |  | Fixed-mounted circuit breaker IEC 60947-2, frame size 3, 3-poles, In=6300A up to 690V AC 50/60Hz, breaking capacity H Icu=100/85kA at 500/690V, Trip unit ETU600 LSIG upgrade ready , colordisplay, bluetooth and USB interface, Protection LT, ST, INST, GFx, N-protection required an external N-sensor, incl. trip alarm switch (1xCO), rear connection vertical, without Com & metering function Manual operating mechanism with mechanical closing, without Spring charging motor, Ready-to-close signal. switch, Auxiliary switches 2NO+2NC, without Closing coil (CC), manual operating mechanism with mechanical closing, without Remote trip alarm reset coil (RR), without 2nd shunt trip, without 1st Shunt trip | 583000 | 1 | Z\ | 1
3WA1363-5AF11-0AA0 |  | Fixed-mounted circuit breaker IEC 60947-2, frame size 3, 4-poles, N-pole left, In=6300A up to 690V AC 50/60Hz, breaking capacity H Icu=100/85kA at 500/690V, Trip unit ETU600 LSIG upgrade ready , colordisplay, bluetooth and USB interface, Protection LT, ST, INST, GFx, include N-protection, (internal N-sensor available), incl. trip alarm switch (1xCO), rear connection vertical, without Com & metering function Manual operating mechanism with mechanical closing, without Spring charging motor, Ready-to-close signal. switch, Auxiliary switches 2NO+2NC, without Closing coil (CC), manual operating mechanism with mechanical closing, without Remote trip alarm reset coil (RR), without 2nd shunt trip, without 1st Shunt trip | 766000 | 1 | Z\ | 1
3WA1363-5AF21-0AA0 |  | fixed-mounted circuit breaker, IEC 60947-2, size 3, 4-pole, N pole on right, In=6300 A up to 690 V AC 50/60 Hz, breaking capacity H Icu=100/85 kA at 500/690 V, tripping unit ETU600 LSIG upgradeable, color display, Bluetooth, USB interface, basic protection LT, ST, INST, GFx, including protection of the N conductor (internal neutral point sensor available), trip alarm switch (1 x CO), connection at rear vertical, without Com & metering function Manual operating mechanism with mechanical closing, without Spring charging motor, Ready-to-close signal. switch, Auxiliary switches 2NO+2NC, without Closing coil (CC), manual operating mechanism with mechanical closing, without Remote trip alarm reset coil (RR), without 2nd shunt trip, without 1st Shunt trip | 766000 | 1 | Z\ | 1
3WA1363-5AF31-0AA0 |  | Withdrawable circuit breaker with guide frame, IEC 60947-2, frame size 3, 3-poles, In=6300A up to 690V AC 50/60Hz, breaking capacity H Icu=100/85kA at 500/690V, Trip unit ETU600 LSIG upgrade ready , colordisplay, bluetooth and USB interface, Protection LT, ST, INST, GFx, N-protection required an external N-sensor, incl. trip alarm switch (1xCO), rear connection vertical, guide frame with shutter and w/o position signalling switch, without Com & metering function Manual operating mechanism with mechanical closing, without Spring charging motor, Ready-to-close signal. switch, Auxiliary switches 2NO+2NC, without Closing coil (CC), manual operating mechanism with mechanical closing, without Remote trip alarm reset coil (RR), without 2nd shunt trip, without 1st Shunt trip | 699000 | 1 | Z\ | 1
3WA1363-5AF41-0AA0 |  | Withdrawable circuit breaker with guide frame, IEC 60947-2, frame size 3, 4-poles, N-pole left, In=6300A up to 690V AC 50/60Hz, breaking capacity H Icu=100/85kA at 500/690V, Trip unit ETU600 LSIG upgrade ready , colordisplay, bluetooth and USB interface, Protection LT, ST, INST, GFx, include N-protection, (internal N-sensor available), incl. trip alarm switch (1xCO), rear connection vertical, guide frame with shutter and w/o position signalling switch, without Com & metering function Manual operating mechanism with mechanical closing, without Spring charging motor, Ready-to-close signal. switch, Auxiliary switches 2NO+2NC, without Closing coil (CC), manual operating mechanism with mechanical closing, without Remote trip alarm reset coil (RR), without 2nd shunt trip, without 1st Shunt trip | 919000 | 1 | Z\ | 1
3WA1363-5AF50-3DA3-Z | C01D80F40R57T40 | withdrawable circuit breaker, without guide frame, IEC 60947-2, size 3, 4-pole, N pole on right, In=6300 A up to 690 V AC 50/60 Hz, breaking capacity H Icu=100/85 kA at 500/690 V, tripping unit ETU600 LSIG upgradeable, color display, Bluetooth, USB interface, basic protection LT, ST, INST, GFx, including protection of the N conductor (internal neutral point sensor available), trip alarm switch (1 x CO), guide frame with shutter, without position signaling switch, without Com & metering function with manual and motorized operating mechanism (M) 110-127 V AC / 110-125 V DC, Storage status and ready-to- close signaling switches, Auxiliary switches 2NO+2NC, Closing coil (CC) 100% OP 110-127 V AC / 110-125 V DC, applicable for continuous duty, without Remote trip alarm reset coil (RR), without 2nd shunt trip, Shunt trip (ST) 100% OP 110-127 V AC / 110-125 V DC, suitable for continuous duty, Option C01 = Operations counter for circuit breaker Option D80 = Circuit breaker without Bluetooth functionality Option F40 = Sealing cover for ETU option R57 = interlock with Bowden cable 2000 mm for circuit breakers in the withdrawable version. Without guide frame. One per circuit breaker required. Option T40 = Door sealing frame IP41 | 811348 | 1 | Z\ | 1
3WA1363-5AF50-3DA3-Z | C01D80F40S07T40 | withdrawable circuit breaker, without guide frame, IEC 60947-2, size 3, 4-pole, N pole on right, In=6300 A up to 690 V AC 50/60 Hz, breaking capacity H Icu=100/85 kA at 500/690 V, tripping unit ETU600 LSIG upgradeable, color display, Bluetooth, USB interface, basic protection LT, ST, INST, GFx, including protection of the N conductor (internal neutral point sensor available), trip alarm switch (1 x CO), guide frame with shutter, without position signaling switch, without Com & metering function with manual and motorized operating mechanism (M) 110-127 V AC / 110-125 V DC, Storage status and ready-to- close signaling switches, Auxiliary switches 2NO+2NC, Closing coil (CC) 100% OP 110-127 V AC / 110-125 V DC, applicable for continuous duty, without Remote trip alarm reset coil (RR), without 2nd shunt trip, Shunt trip (ST) 100% OP 110-127 V AC / 110-125 V DC, suitable for continuous duty, Option C01 = Operations counter for circuit breaker Option D80 = Circuit breaker without Bluetooth functionality Option F40 = Sealing cover for ETU Option S07 = Locking provision against unauthorized closing Secured Open; for padlock device Padlocks are not included. Option T40 = Door sealing frame IP41 | 811488 | 1 | Z\ | 1
3WA1363-5AG01-0AA0 |  | Fixed-mounted circuit breaker IEC 60947-2, frame size 3, 3-poles, In=6300A up to 690V AC 50/60Hz, breaking capacity H Icu=100/85kA at 500/690V, Trip unit ETU600 LSIG Hi-Z upgrade ready , colordisplay, bluetooth and USB interface, Protection LT, ST, INST, GFx, with GF highimpedance-input N-protection required an external N-sensor, incl. trip alarm switch (1xCO), rear connection vertical, without Com & metering function Manual operating mechanism with mechanical closing, without Spring charging motor, Ready-to-close signal. switch, Auxiliary switches 2NO+2NC, without Closing coil (CC), manual operating mechanism with mechanical closing, without Remote trip alarm reset coil (RR), without 2nd shunt trip, without 1st Shunt trip | 604000 | 1 | Z\ | 1
3WA1363-5AG11-0AA0 |  | Fixed-mounted circuit breaker IEC 60947-2, frame size 3, 4-poles, N-pole left, In=6300A up to 690V AC 50/60Hz, breaking capacity H Icu=100/85kA at 500/690V, Trip unit ETU600 LSIG Hi-Z upgrade ready , colordisplay, bluetooth and USB interface, Protection LT, ST, INST, GFx, with GF highimpedance-input include N-protection, (internal N-sensor available), incl. trip alarm switch (1xCO), rear connection vertical, without Com & metering function Manual operating mechanism with mechanical closing, without Spring charging motor, Ready-to-close signal. switch, Auxiliary switches 2NO+2NC, without Closing coil (CC), manual operating mechanism with mechanical closing, without Remote trip alarm reset coil (RR), without 2nd shunt trip, without 1st Shunt trip | 787000 | 1 | Z\ | 1
3WA1363-5AG21-0AA0 |  | fixed-mounted circuit breaker, IEC 60947-2, size 3, 4-pole, N pole on right, In=6300 A up to 690 V AC 50/60 Hz, breaking capacity H Icu=100/85 kA at 500/690 V, tripping unit ETU600 LSIG Hi-Z upgradeable, color display, Bluetooth, USB interface, basic protection LT, ST, INST, GFx, with GF high-impedance input, including protection of the N conductor (internal neutral point sensor available), trip alarm switch (1 x CO), connection at rear vertical, without Com & metering function Manual operating mechanism with mechanical closing, without Spring charging motor, Ready-to-close signal. switch, Auxiliary switches 2NO+2NC, without Closing coil (CC), manual operating mechanism with mechanical closing, without Remote trip alarm reset coil (RR), without 2nd shunt trip, without 1st Shunt trip | 787000 | 1 | Z\ | 1
3WA1363-5AG31-0AA0 |  | Withdrawable circuit breaker with guide frame, IEC 60947-2, frame size 3, 3-poles, In=6300A up to 690V AC 50/60Hz, breaking capacity H Icu=100/85kA at 500/690V, Trip unit ETU600 LSIG Hi-Z upgrade ready , colordisplay, bluetooth and USB interface, Protection LT, ST, INST, GFx, with GF highimpedance-input N-protection required an external N-sensor, incl. trip alarm switch (1xCO), rear connection vertical, guide frame with shutter and w/o position signalling switch, without Com & metering function Manual operating mechanism with mechanical closing, without Spring charging motor, Ready-to-close signal. switch, Auxiliary switches 2NO+2NC, without Closing coil (CC), manual operating mechanism with mechanical closing, without Remote trip alarm reset coil (RR), without 2nd shunt trip, without 1st Shunt trip | 720000 | 1 | Z\ | 1
3WA1363-5AG41-0AA0 |  | Withdrawable circuit breaker with guide frame, IEC 60947-2, frame size 3, 4-poles, N-pole left, In=6300A up to 690V AC 50/60Hz, breaking capacity H Icu=100/85kA at 500/690V, Trip unit ETU600 LSIG Hi-Z upgrade ready , colordisplay, bluetooth and USB interface, Protection LT, ST, INST, GFx, with GF highimpedance-input include N-protection, (internal N-sensor available), incl. trip alarm switch (1xCO), rear connection vertical, guide frame with shutter and w/o position signalling switch, without Com & metering function Manual operating mechanism with mechanical closing, without Spring charging motor, Ready-to-close signal. switch, Auxiliary switches 2NO+2NC, without Closing coil (CC), manual operating mechanism with mechanical closing, without Remote trip alarm reset coil (RR), without 2nd shunt trip, without 1st Shunt trip | 940000 | 1 | Z\ | 1
3WA1363-5CA01-0AA0 |  | Non-automatic circuit breaker Fixed-mounted version, IEC 60947-2, frame size 3, 3-poles, In=6300A up to 690V AC 50/60Hz, breaking capacity H Icc=100/85kA at 500/690V, without electr. trip unit ETU, rear connection vertical, able to communication, Manual operating mechanism with mechanical closing, without Spring charging motor, Ready-to-close signal. switch, Auxiliary switches 2NO+2NC, without Closing coil (CC), manual operating mechanism with mechanical closing, without Remote trip alarm reset coil (RR), without 2nd shunt trip, without 1st Shunt trip | 556430 | 1 | Z\ | 1
3WA1363-5CA11-0AA0 |  | Non-automatic circuit breaker Fixed-mounted version, IEC 60947-2, frame size 3, 4-poles, N-pole left, In=6300A up to 690V AC 50/60Hz, breaking capacity H Icc=100/85kA at 500/690V, without electr. trip unit ETU, rear connection vertical, able to communication, Manual operating mechanism with mechanical closing, without Spring charging motor, Ready-to-close signal. switch, Auxiliary switches 2NO+2NC, without Closing coil (CC), manual operating mechanism with mechanical closing, without Remote trip alarm reset coil (RR), without 2nd shunt trip, without 1st Shunt trip | 732430 | 1 | Z\ | 1
3WA1363-5CA21-0AA0 |  | AC non-automatic air circuit breaker 3WA, fixed-mounted version, IEC 60947-2, size 3, 4-pole, N pole on right, In=6300 A up to 690 V AC 50/60 Hz, breaking capacity H, Icc=100/85 kA at 500/690 V, without electronic trip unit ETU, connection at rear vertical, able to communication, Manual operating mechanism with mechanical closing, without Spring charging motor, Ready-to-close signal. switch, Auxiliary switches 2NO+2NC, without Closing coil (CC), manual operating mechanism with mechanical closing, without Remote trip alarm reset coil (RR), without 2nd shunt trip, without 1st Shunt trip | 732430 | 1 | Z\ | 1
3WA1363-5CA31-0AA0 |  | Non-automatic circuit breaker withdrawable version, with guide frame, IEC 60947-2, frame size 3, 3-poles, In=6300A up to 690V AC 50/60Hz, breaking capacity H Icc=100/85kA at 500/690V, without electr. trip unit ETU, rear connection vertical, guide frame with shutter and w/o position signalling switch, able to communication, Manual operating mechanism with mechanical closing, without Spring charging motor, Ready-to-close signal. switch, Auxiliary switches 2NO+2NC, without Closing coil (CC), manual operating mechanism with mechanical closing, without Remote trip alarm reset coil (RR), without 2nd shunt trip, without 1st Shunt trip | 667430 | 1 | Z\ | 1
3WA1363-5CA41-0AA0 |  | Non-automatic circuit breaker withdrawable version, with guide frame, IEC 60947-2, frame size 3, 4-poles, N-pole left, In=6300A up to 690V AC 50/60Hz, breaking capacity H Icc=100/85kA at 500/690V, without electr. trip unit ETU, rear connection vertical, guide frame with shutter and w/o position signalling switch, able to communication, Manual operating mechanism with mechanical closing, without Spring charging motor, Ready-to-close signal. switch, Auxiliary switches 2NO+2NC, without Closing coil (CC), manual operating mechanism with mechanical closing, without Remote trip alarm reset coil (RR), without 2nd shunt trip, without 1st Shunt trip | 879430 | 1 | Z\ | 1
3WA1363-5EE01-0AA0 |  | Fixed-mounted circuit breaker IEC 60947-2, frame size 3, 3-poles, In=6300A up to 690V AC 50/60Hz, breaking capacity H Icu=100/85kA at 500/690V, Trip unit ETU600 LSI upgrade ready , colordisplay, bluetooth and USB interface, Protection LT, ST, INST, N-protection required an external N-sensor, incl. trip alarm switch (1xCO), rear connection vertical, with internal voltage tap on lower stab of circuit breaker, with voltage tap module VTM680 and power supply of ETU600, able to communication, integrated metering type PMF-1 Energy Efficiency, Voltage, Active energy Ea Manual operating mechanism with mechanical closing, without Spring charging motor, Ready-to-close signal. switch, Auxiliary switches 2NO+2NC, without Closing coil (CC), manual operating mechanism with mechanical closing, without Remote trip alarm reset coil (RR), without 2nd shunt trip, without 1st Shunt trip | 580870 | 1 | Z\ | 1
3WA1363-5EE11-0AA0 |  | Fixed-mounted circuit breaker IEC 60947-2, frame size 3, 4-poles, N-pole left, In=6300A up to 690V AC 50/60Hz, breaking capacity H Icu=100/85kA at 500/690V, Trip unit ETU600 LSI upgrade ready , colordisplay, bluetooth and USB interface, Protection LT, ST, INST, include N-protection, (internal N-sensor available), incl. trip alarm switch (1xCO), rear connection vertical, with internal voltage tap on lower stab of circuit breaker, with voltage tap module VTM680 and power supply of ETU600, able to communication, integrated metering type PMF-1 Energy Efficiency, Voltage, Active energy Ea Manual operating mechanism with mechanical closing, without Spring charging motor, Ready-to-close signal. switch, Auxiliary switches 2NO+2NC, without Closing coil (CC), manual operating mechanism with mechanical closing, without Remote trip alarm reset coil (RR), without 2nd shunt trip, without 1st Shunt trip | 763870 | 1 | Z\ | 1
3WA1363-5EE21-0AA0 |  | fixed-mounted circuit breaker, IEC 60947-2, size 3, 4-pole, N pole on right, In=6300 A up to 690 V AC 50/60 Hz, breaking capacity H Icu=100/85 kA at 500/690 V, tripping unit ETU600 LSI upgradeable, color display, Bluetooth, USB interface, basic protection LT, ST, INST, including protection of the N conductor (internal neutral point sensor available), trip alarm switch (1 x CO), connection at rear vertical, with internal voltage tap on lower stab of circuit breaker, with voltage tap module VTM680 and power supply of ETU600, able to communication, integrated metering type PMF-1 Energy Efficiency, Voltage, Active energy Ea Manual operating mechanism with mechanical closing, without Spring charging motor, Ready-to-close signal. switch, Auxiliary switches 2NO+2NC, without Closing coil (CC), manual operating mechanism with mechanical closing, without Remote trip alarm reset coil (RR), without 2nd shunt trip, without 1st Shunt trip | 763870 | 1 | Z\ | 1
3WA1363-5EE31-0AA0 |  | Withdrawable circuit breaker with guide frame, IEC 60947-2, frame size 3, 3-poles, In=6300A up to 690V AC 50/60Hz, breaking capacity H Icu=100/85kA at 500/690V, Trip unit ETU600 LSI upgrade ready , colordisplay, bluetooth and USB interface, Protection LT, ST, INST, N-protection required an external N-sensor, incl. trip alarm switch (1xCO), rear connection vertical, guide frame with shutter and w/o position signalling switch, with internal voltage tap on lower stab of circuit breaker, with voltage tap module VTM680 and power supply of ETU600, able to communication, integrated metering type PMF-1 Energy Efficiency, Voltage, Active energy Ea Manual operating mechanism with mechanical closing, without Spring charging motor, Ready-to-close signal. switch, Auxiliary switches 2NO+2NC, without Closing coil (CC), manual operating mechanism with mechanical closing, without Remote trip alarm reset coil (RR), without 2nd shunt trip, without 1st Shunt trip | 696870 | 1 | Z\ | 1
3WA1363-5EE41-0AA0 |  | Withdrawable circuit breaker with guide frame, IEC 60947-2, frame size 3, 4-poles, N-pole left, In=6300A up to 690V AC 50/60Hz, breaking capacity H Icu=100/85kA at 500/690V, Trip unit ETU600 LSI upgrade ready , colordisplay, bluetooth and USB interface, Protection LT, ST, INST, include N-protection, (internal N-sensor available), incl. trip alarm switch (1xCO), rear connection vertical, guide frame with shutter and w/o position signalling switch, with internal voltage tap on lower stab of circuit breaker, with voltage tap module VTM680 and power supply of ETU600, able to communication, integrated metering type PMF-1 Energy Efficiency, Voltage, Active energy Ea Manual operating mechanism with mechanical closing, without Spring charging motor, Ready-to-close signal. switch, Auxiliary switches 2NO+2NC, without Closing coil (CC), manual operating mechanism with mechanical closing, without Remote trip alarm reset coil (RR), without 2nd shunt trip, without 1st Shunt trip | 916870 | 1 | Z\ | 1
3WA1363-5EF01-0AA0 |  | Fixed-mounted circuit breaker IEC 60947-2, frame size 3, 3-poles, In=6300A up to 690V AC 50/60Hz, breaking capacity H Icu=100/85kA at 500/690V, Trip unit ETU600 LSIG upgrade ready , colordisplay, bluetooth and USB interface, Protection LT, ST, INST, GFx, N-protection required an external N-sensor, incl. trip alarm switch (1xCO), rear connection vertical, with internal voltage tap on lower stab of circuit breaker, with voltage tap module VTM680 and power supply of ETU600, able to communication, integrated metering type PMF-1 Energy Efficiency, Voltage, Active energy Ea Manual operating mechanism with mechanical closing, without Spring charging motor, Ready-to-close signal. switch, Auxiliary switches 2NO+2NC, without Closing coil (CC), manual operating mechanism with mechanical closing, without Remote trip alarm reset coil (RR), without 2nd shunt trip, without 1st Shunt trip | 591870 | 1 | Z\ | 1
3WA1363-5EF11-0AA0 |  | Fixed-mounted circuit breaker IEC 60947-2, frame size 3, 4-poles, N-pole left, In=6300A up to 690V AC 50/60Hz, breaking capacity H Icu=100/85kA at 500/690V, Trip unit ETU600 LSIG upgrade ready , colordisplay, bluetooth and USB interface, Protection LT, ST, INST, GFx, include N-protection, (internal N-sensor available), incl. trip alarm switch (1xCO), rear connection vertical, with internal voltage tap on lower stab of circuit breaker, with voltage tap module VTM680 and power supply of ETU600, able to communication, integrated metering type PMF-1 Energy Efficiency, Voltage, Active energy Ea Manual operating mechanism with mechanical closing, without Spring charging motor, Ready-to-close signal. switch, Auxiliary switches 2NO+2NC, without Closing coil (CC), manual operating mechanism with mechanical closing, without Remote trip alarm reset coil (RR), without 2nd shunt trip, without 1st Shunt trip | 774870 | 1 | Z\ | 1
3WA1363-5EF21-0AA0 |  | fixed-mounted circuit breaker, IEC 60947-2, size 3, 4-pole, N pole on right, In=6300 A up to 690 V AC 50/60 Hz, breaking capacity H Icu=100/85 kA at 500/690 V, tripping unit ETU600 LSIG upgradeable, color display, Bluetooth, USB interface, basic protection LT, ST, INST, GFx, including protection of the N conductor (internal neutral point sensor available), trip alarm switch (1 x CO), connection at rear vertical, with internal voltage tap on lower stab of circuit breaker, with voltage tap module VTM680 and power supply of ETU600, able to communication, integrated metering type PMF-1 Energy Efficiency, Voltage, Active energy Ea Manual operating mechanism with mechanical closing, without Spring charging motor, Ready-to-close signal. switch, Auxiliary switches 2NO+2NC, without Closing coil (CC), manual operating mechanism with mechanical closing, without Remote trip alarm reset coil (RR), without 2nd shunt trip, without 1st Shunt trip | 774870 | 1 | Z\ | 1
3WA1363-5EF31-0AA0 |  | Withdrawable circuit breaker with guide frame, IEC 60947-2, frame size 3, 3-poles, In=6300A up to 690V AC 50/60Hz, breaking capacity H Icu=100/85kA at 500/690V, Trip unit ETU600 LSIG upgrade ready , colordisplay, bluetooth and USB interface, Protection LT, ST, INST, GFx, N-protection required an external N-sensor, incl. trip alarm switch (1xCO), rear connection vertical, guide frame with shutter and w/o position signalling switch, with internal voltage tap on lower stab of circuit breaker, with voltage tap module VTM680 and power supply of ETU600, able to communication, integrated metering type PMF-1 Energy Efficiency, Voltage, Active energy Ea Manual operating mechanism with mechanical closing, without Spring charging motor, Ready-to-close signal. switch, Auxiliary switches 2NO+2NC, without Closing coil (CC), manual operating mechanism with mechanical closing, without Remote trip alarm reset coil (RR), without 2nd shunt trip, without 1st Shunt trip | 707870 | 1 | Z\ | 1
3WA1363-5EF41-0AA0 |  | Withdrawable circuit breaker with guide frame, IEC 60947-2, frame size 3, 4-poles, N-pole left, In=6300A up to 690V AC 50/60Hz, breaking capacity H Icu=100/85kA at 500/690V, Trip unit ETU600 LSIG upgrade ready , colordisplay, bluetooth and USB interface, Protection LT, ST, INST, GFx, include N-protection, (internal N-sensor available), incl. trip alarm switch (1xCO), rear connection vertical, guide frame with shutter and w/o position signalling switch, with internal voltage tap on lower stab of circuit breaker, with voltage tap module VTM680 and power supply of ETU600, able to communication, integrated metering type PMF-1 Energy Efficiency, Voltage, Active energy Ea Manual operating mechanism with mechanical closing, without Spring charging motor, Ready-to-close signal. switch, Auxiliary switches 2NO+2NC, without Closing coil (CC), manual operating mechanism with mechanical closing, without Remote trip alarm reset coil (RR), without 2nd shunt trip, without 1st Shunt trip | 927870 | 1 | Z\ | 1
3WA1363-5EG01-0AA0 |  | Fixed-mounted circuit breaker IEC 60947-2, frame size 3, 3-poles, In=6300A up to 690V AC 50/60Hz, breaking capacity H Icu=100/85kA at 500/690V, Trip unit ETU600 LSIG Hi-Z upgrade ready , colordisplay, bluetooth and USB interface, Protection LT, ST, INST, GFx, with GF highimpedance-input N-protection required an external N-sensor, incl. trip alarm switch (1xCO), rear connection vertical, with internal voltage tap on lower stab of circuit breaker, with voltage tap module VTM680 and power supply of ETU600, able to communication, integrated metering type PMF-1 Energy Efficiency, Voltage, Active energy Ea Manual operating mechanism with mechanical closing, without Spring charging motor, Ready-to-close signal. switch, Auxiliary switches 2NO+2NC, without Closing coil (CC), manual operating mechanism with mechanical closing, without Remote trip alarm reset coil (RR), without 2nd shunt trip, without 1st Shunt trip | 612870 | 1 | Z\ | 1
3WA1363-5EG11-0AA0 |  | Fixed-mounted circuit breaker IEC 60947-2, frame size 3, 4-poles, N-pole left, In=6300A up to 690V AC 50/60Hz, breaking capacity H Icu=100/85kA at 500/690V, Trip unit ETU600 LSIG Hi-Z upgrade ready , colordisplay, bluetooth and USB interface, Protection LT, ST, INST, GFx, with GF highimpedance-input include N-protection, (internal N-sensor available), incl. trip alarm switch (1xCO), rear connection vertical, with internal voltage tap on lower stab of circuit breaker, with voltage tap module VTM680 and power supply of ETU600, able to communication, integrated metering type PMF-1 Energy Efficiency, Voltage, Active energy Ea Manual operating mechanism with mechanical closing, without Spring charging motor, Ready-to-close signal. switch, Auxiliary switches 2NO+2NC, without Closing coil (CC), manual operating mechanism with mechanical closing, without Remote trip alarm reset coil (RR), without 2nd shunt trip, without 1st Shunt trip | 795870 | 1 | Z\ | 1
3WA1363-5EG21-0AA0 |  | fixed-mounted circuit breaker, IEC 60947-2, size 3, 4-pole, N pole on right, In=6300 A up to 690 V AC 50/60 Hz, breaking capacity H Icu=100/85 kA at 500/690 V, tripping unit ETU600 LSIG Hi-Z upgradeable, color display, Bluetooth, USB interface, basic protection LT, ST, INST, GFx, with GF high-impedance input, including protection of the N conductor (internal neutral point sensor available), trip alarm switch (1 x CO), connection at rear vertical, with internal voltage tap on lower stab of circuit breaker, with voltage tap module VTM680 and power supply of ETU600, able to communication, integrated metering type PMF-1 Energy Efficiency, Voltage, Active energy Ea Manual operating mechanism with mechanical closing, without Spring charging motor, Ready-to-close signal. switch, Auxiliary switches 2NO+2NC, without Closing coil (CC), manual operating mechanism with mechanical closing, without Remote trip alarm reset coil (RR), without 2nd shunt trip, without 1st Shunt trip | 795870 | 1 | Z\ | 1
3WA1363-5EG31-0AA0 |  | Withdrawable circuit breaker with guide frame, IEC 60947-2, frame size 3, 3-poles, In=6300A up to 690V AC 50/60Hz, breaking capacity H Icu=100/85kA at 500/690V, Trip unit ETU600 LSIG Hi-Z upgrade ready , colordisplay, bluetooth and USB interface, Protection LT, ST, INST, GFx, with GF highimpedance-input N-protection required an external N-sensor, incl. trip alarm switch (1xCO), rear connection vertical, guide frame with shutter and w/o position signalling switch, with internal voltage tap on lower stab of circuit breaker, with voltage tap module VTM680 and power supply of ETU600, able to communication, integrated metering type PMF-1 Energy Efficiency, Voltage, Active energy Ea Manual operating mechanism with mechanical closing, without Spring charging motor, Ready-to-close signal. switch, Auxiliary switches 2NO+2NC, without Closing coil (CC), manual operating mechanism with mechanical closing, without Remote trip alarm reset coil (RR), without 2nd shunt trip, without 1st Shunt trip | 728870 | 1 | Z\ | 1
3WA1363-5EG41-0AA0 |  | Withdrawable circuit breaker with guide frame, IEC 60947-2, frame size 3, 4-poles, N-pole left, In=6300A up to 690V AC 50/60Hz, breaking capacity H Icu=100/85kA at 500/690V, Trip unit ETU600 LSIG Hi-Z upgrade ready , colordisplay, bluetooth and USB interface, Protection LT, ST, INST, GFx, with GF highimpedance-input include N-protection, (internal N-sensor available), incl. trip alarm switch (1xCO), rear connection vertical, guide frame with shutter and w/o position signalling switch, with internal voltage tap on lower stab of circuit breaker, with voltage tap module VTM680 and power supply of ETU600, able to communication, integrated metering type PMF-1 Energy Efficiency, Voltage, Active energy Ea Manual operating mechanism with mechanical closing, without Spring charging motor, Ready-to-close signal. switch, Auxiliary switches 2NO+2NC, without Closing coil (CC), manual operating mechanism with mechanical closing, without Remote trip alarm reset coil (RR), without 2nd shunt trip, without 1st Shunt trip | 948870 | 1 | Z\ | 1
3WA1363-5FE01-0AA0 |  | Fixed-mounted circuit breaker IEC 60947-2, frame size 3, 3-poles, In=6300A up to 690V AC 50/60Hz, breaking capacity H Icu=100/85kA at 500/690V, Trip unit ETU600 LSI upgrade ready , colordisplay, bluetooth and USB interface, Protection LT, ST, INST, N-protection required an external N-sensor, incl. trip alarm switch (1xCO), rear connection vertical, with internal voltage tap on lower stab of circuit breaker, with voltage tap module VTM680 and power supply of ETU600, able to communication, integrated metering type PMF-2 Basic Power Monitoring, Voltage, Energy, Power, Power factor, Frequency, Unbalance, Temperature, Manual operating mechanism with mechanical closing, without Spring charging motor, Ready-to-close signal. switch, Auxiliary switches 2NO+2NC, without Closing coil (CC), manual operating mechanism with mechanical closing, without Remote trip alarm reset coil (RR), without 2nd shunt trip, without 1st Shunt trip | 589700 | 1 | Z\ | 1
3WA1363-5FE11-0AA0 |  | Fixed-mounted circuit breaker IEC 60947-2, frame size 3, 4-poles, N-pole left, In=6300A up to 690V AC 50/60Hz, breaking capacity H Icu=100/85kA at 500/690V, Trip unit ETU600 LSI upgrade ready , colordisplay, bluetooth and USB interface, Protection LT, ST, INST, include N-protection, (internal N-sensor available), incl. trip alarm switch (1xCO), rear connection vertical, with internal voltage tap on lower stab of circuit breaker, with voltage tap module VTM680 and power supply of ETU600, able to communication, integrated metering type PMF-2 Basic Power Monitoring, Voltage, Energy, Power, Power factor, Frequency, Unbalance, Temperature, Manual operating mechanism with mechanical closing, without Spring charging motor, Ready-to-close signal. switch, Auxiliary switches 2NO+2NC, without Closing coil (CC), manual operating mechanism with mechanical closing, without Remote trip alarm reset coil (RR), without 2nd shunt trip, without 1st Shunt trip | 772700 | 1 | Z\ | 1
3WA1363-5FE21-0AA0 |  | fixed-mounted circuit breaker, IEC 60947-2, size 3, 4-pole, N pole on right, In=6300 A up to 690 V AC 50/60 Hz, breaking capacity H Icu=100/85 kA at 500/690 V, tripping unit ETU600 LSI upgradeable, color display, Bluetooth, USB interface, basic protection LT, ST, INST, including protection of the N conductor (internal neutral point sensor available), trip alarm switch (1 x CO), connection at rear vertical, with internal voltage tap on lower stab of circuit breaker, with voltage tap module VTM680 and power supply of ETU600, able to communication, integrated metering type PMF-2 Basic Power Monitoring, Voltage, Energy, Power, Power factor, Frequency, Unbalance, Temperature, Manual operating mechanism with mechanical closing, without Spring charging motor, Ready-to-close signal. switch, Auxiliary switches 2NO+2NC, without Closing coil (CC), manual operating mechanism with mechanical closing, without Remote trip alarm reset coil (RR), without 2nd shunt trip, without 1st Shunt trip | 772700 | 1 | Z\ | 1
3WA1363-5FE31-0AA0 |  | Withdrawable circuit breaker with guide frame, IEC 60947-2, frame size 3, 3-poles, In=6300A up to 690V AC 50/60Hz, breaking capacity H Icu=100/85kA at 500/690V, Trip unit ETU600 LSI upgrade ready , colordisplay, bluetooth and USB interface, Protection LT, ST, INST, N-protection required an external N-sensor, incl. trip alarm switch (1xCO), rear connection vertical, guide frame with shutter and w/o position signalling switch, with internal voltage tap on lower stab of circuit breaker, with voltage tap module VTM680 and power supply of ETU600, able to communication, integrated metering type PMF-2 Basic Power Monitoring, Voltage, Energy, Power, Power factor, Frequency, Unbalance, Temperature, Manual operating mechanism with mechanical closing, without Spring charging motor, Ready-to-close signal. switch, Auxiliary switches 2NO+2NC, without Closing coil (CC), manual operating mechanism with mechanical closing, without Remote trip alarm reset coil (RR), without 2nd shunt trip, without 1st Shunt trip | 705700 | 1 | Z\ | 1
3WA1363-5FE41-0AA0 |  | Withdrawable circuit breaker with guide frame, IEC 60947-2, frame size 3, 4-poles, N-pole left, In=6300A up to 690V AC 50/60Hz, breaking capacity H Icu=100/85kA at 500/690V, Trip unit ETU600 LSI upgrade ready , colordisplay, bluetooth and USB interface, Protection LT, ST, INST, include N-protection, (internal N-sensor available), incl. trip alarm switch (1xCO), rear connection vertical, guide frame with shutter and w/o position signalling switch, with internal voltage tap on lower stab of circuit breaker, with voltage tap module VTM680 and power supply of ETU600, able to communication, integrated metering type PMF-2 Basic Power Monitoring, Voltage, Energy, Power, Power factor, Frequency, Unbalance, Temperature, Manual operating mechanism with mechanical closing, without Spring charging motor, Ready-to-close signal. switch, Auxiliary switches 2NO+2NC, without Closing coil (CC), manual operating mechanism with mechanical closing, without Remote trip alarm reset coil (RR), without 2nd shunt trip, without 1st Shunt trip | 925700 | 1 | Z\ | 1
3WA1363-5FF01-0AA0 |  | Fixed-mounted circuit breaker IEC 60947-2, frame size 3, 3-poles, In=6300A up to 690V AC 50/60Hz, breaking capacity H Icu=100/85kA at 500/690V, Trip unit ETU600 LSIG upgrade ready , colordisplay, bluetooth and USB interface, Protection LT, ST, INST, GFx, N-protection required an external N-sensor, incl. trip alarm switch (1xCO), rear connection vertical, with internal voltage tap on lower stab of circuit breaker, with voltage tap module VTM680 and power supply of ETU600, able to communication, integrated metering type PMF-2 Basic Power Monitoring, Voltage, Energy, Power, Power factor, Frequency, Unbalance, Temperature, Manual operating mechanism with mechanical closing, without Spring charging motor, Ready-to-close signal. switch, Auxiliary switches 2NO+2NC, without Closing coil (CC), manual operating mechanism with mechanical closing, without Remote trip alarm reset coil (RR), without 2nd shunt trip, without 1st Shunt trip | 600700 | 1 | Z\ | 1
3WA1363-5FF11-0AA0 |  | Fixed-mounted circuit breaker IEC 60947-2, frame size 3, 4-poles, N-pole left, In=6300A up to 690V AC 50/60Hz, breaking capacity H Icu=100/85kA at 500/690V, Trip unit ETU600 LSIG upgrade ready , colordisplay, bluetooth and USB interface, Protection LT, ST, INST, GFx, include N-protection, (internal N-sensor available), incl. trip alarm switch (1xCO), rear connection vertical, with internal voltage tap on lower stab of circuit breaker, with voltage tap module VTM680 and power supply of ETU600, able to communication, integrated metering type PMF-2 Basic Power Monitoring, Voltage, Energy, Power, Power factor, Frequency, Unbalance, Temperature, Manual operating mechanism with mechanical closing, without Spring charging motor, Ready-to-close signal. switch, Auxiliary switches 2NO+2NC, without Closing coil (CC), manual operating mechanism with mechanical closing, without Remote trip alarm reset coil (RR), without 2nd shunt trip, without 1st Shunt trip | 783700 | 1 | Z\ | 1
3WA1363-5FF21-0AA0 |  | fixed-mounted circuit breaker, IEC 60947-2, size 3, 4-pole, N pole on right, In=6300 A up to 690 V AC 50/60 Hz, breaking capacity H Icu=100/85 kA at 500/690 V, tripping unit ETU600 LSIG upgradeable, color display, Bluetooth, USB interface, basic protection LT, ST, INST, GFx, including protection of the N conductor (internal neutral point sensor available), trip alarm switch (1 x CO), connection at rear vertical, with internal voltage tap on lower stab of circuit breaker, with voltage tap module VTM680 and power supply of ETU600, able to communication, integrated metering type PMF-2 Basic Power Monitoring, Voltage, Energy, Power, Power factor, Frequency, Unbalance, Temperature, Manual operating mechanism with mechanical closing, without Spring charging motor, Ready-to-close signal. switch, Auxiliary switches 2NO+2NC, without Closing coil (CC), manual operating mechanism with mechanical closing, without Remote trip alarm reset coil (RR), without 2nd shunt trip, without 1st Shunt trip | 783700 | 1 | Z\ | 1
3WA1363-5FF31-0AA0 |  | Withdrawable circuit breaker with guide frame, IEC 60947-2, frame size 3, 3-poles, In=6300A up to 690V AC 50/60Hz, breaking capacity H Icu=100/85kA at 500/690V, Trip unit ETU600 LSIG upgrade ready , colordisplay, bluetooth and USB interface, Protection LT, ST, INST, GFx, N-protection required an external N-sensor, incl. trip alarm switch (1xCO), rear connection vertical, guide frame with shutter and w/o position signalling switch, with internal voltage tap on lower stab of circuit breaker, with voltage tap module VTM680 and power supply of ETU600, able to communication, integrated metering type PMF-2 Basic Power Monitoring, Voltage, Energy, Power, Power factor, Frequency, Unbalance, Temperature, Manual operating mechanism with mechanical closing, without Spring charging motor, Ready-to-close signal. switch, Auxiliary switches 2NO+2NC, without Closing coil (CC), manual operating mechanism with mechanical closing, without Remote trip alarm reset coil (RR), without 2nd shunt trip, without 1st Shunt trip | 716700 | 1 | Z\ | 1
3WA1363-5FF41-0AA0 |  | Withdrawable circuit breaker with guide frame, IEC 60947-2, frame size 3, 4-poles, N-pole left, In=6300A up to 690V AC 50/60Hz, breaking capacity H Icu=100/85kA at 500/690V, Trip unit ETU600 LSIG upgrade ready , colordisplay, bluetooth and USB interface, Protection LT, ST, INST, GFx, include N-protection, (internal N-sensor available), incl. trip alarm switch (1xCO), rear connection vertical, guide frame with shutter and w/o position signalling switch, with internal voltage tap on lower stab of circuit breaker, with voltage tap module VTM680 and power supply of ETU600, able to communication, integrated metering type PMF-2 Basic Power Monitoring, Voltage, Energy, Power, Power factor, Frequency, Unbalance, Temperature, Manual operating mechanism with mechanical closing, without Spring charging motor, Ready-to-close signal. switch, Auxiliary switches 2NO+2NC, without Closing coil (CC), manual operating mechanism with mechanical closing, without Remote trip alarm reset coil (RR), without 2nd shunt trip, without 1st Shunt trip | 936700 | 1 | Z\ | 1
3WA1363-5FG01-0AA0 |  | Fixed-mounted circuit breaker IEC 60947-2, frame size 3, 3-poles, In=6300A up to 690V AC 50/60Hz, breaking capacity H Icu=100/85kA at 500/690V, Trip unit ETU600 LSIG Hi-Z upgrade ready , colordisplay, bluetooth and USB interface, Protection LT, ST, INST, GFx, with GF highimpedance-input N-protection required an external N-sensor, incl. trip alarm switch (1xCO), rear connection vertical, with internal voltage tap on lower stab of circuit breaker, with voltage tap module VTM680 and power supply of ETU600, able to communication, integrated metering type PMF-2 Basic Power Monitoring, Voltage, Energy, Power, Power factor, Frequency, Unbalance, Temperature, Manual operating mechanism with mechanical closing, without Spring charging motor, Ready-to-close signal. switch, Auxiliary switches 2NO+2NC, without Closing coil (CC), manual operating mechanism with mechanical closing, without Remote trip alarm reset coil (RR), without 2nd shunt trip, without 1st Shunt trip | 621700 | 1 | Z\ | 1
3WA1363-5FG11-0AA0 |  | Fixed-mounted circuit breaker IEC 60947-2, frame size 3, 4-poles, N-pole left, In=6300A up to 690V AC 50/60Hz, breaking capacity H Icu=100/85kA at 500/690V, Trip unit ETU600 LSIG Hi-Z upgrade ready , colordisplay, bluetooth and USB interface, Protection LT, ST, INST, GFx, with GF highimpedance-input include N-protection, (internal N-sensor available), incl. trip alarm switch (1xCO), rear connection vertical, with internal voltage tap on lower stab of circuit breaker, with voltage tap module VTM680 and power supply of ETU600, able to communication, integrated metering type PMF-2 Basic Power Monitoring, Voltage, Energy, Power, Power factor, Frequency, Unbalance, Temperature, Manual operating mechanism with mechanical closing, without Spring charging motor, Ready-to-close signal. switch, Auxiliary switches 2NO+2NC, without Closing coil (CC), manual operating mechanism with mechanical closing, without Remote trip alarm reset coil (RR), without 2nd shunt trip, without 1st Shunt trip | 804700 | 1 | Z\ | 1
3WA1363-5FG21-0AA0 |  | fixed-mounted circuit breaker, IEC 60947-2, size 3, 4-pole, N pole on right, In=6300 A up to 690 V AC 50/60 Hz, breaking capacity H Icu=100/85 kA at 500/690 V, tripping unit ETU600 LSIG Hi-Z upgradeable, color display, Bluetooth, USB interface, basic protection LT, ST, INST, GFx, with GF high-impedance input, including protection of the N conductor (internal neutral point sensor available), trip alarm switch (1 x CO), connection at rear vertical, with internal voltage tap on lower stab of circuit breaker, with voltage tap module VTM680 and power supply of ETU600, able to communication, integrated metering type PMF-2 Basic Power Monitoring, Voltage, Energy, Power, Power factor, Frequency, Unbalance, Temperature, Manual operating mechanism with mechanical closing, without Spring charging motor, Ready-to-close signal. switch, Auxiliary switches 2NO+2NC, without Closing coil (CC), manual operating mechanism with mechanical closing, without Remote trip alarm reset coil (RR), without 2nd shunt trip, without 1st Shunt trip | 804700 | 1 | Z\ | 1
3WA1363-5FG31-0AA0 |  | Withdrawable circuit breaker with guide frame, IEC 60947-2, frame size 3, 3-poles, In=6300A up to 690V AC 50/60Hz, breaking capacity H Icu=100/85kA at 500/690V, Trip unit ETU600 LSIG Hi-Z upgrade ready , colordisplay, bluetooth and USB interface, Protection LT, ST, INST, GFx, with GF highimpedance-input N-protection required an external N-sensor, incl. trip alarm switch (1xCO), rear connection vertical, guide frame with shutter and w/o position signalling switch, with internal voltage tap on lower stab of circuit breaker, with voltage tap module VTM680 and power supply of ETU600, able to communication, integrated metering type PMF-2 Basic Power Monitoring, Voltage, Energy, Power, Power factor, Frequency, Unbalance, Temperature, Manual operating mechanism with mechanical closing, without Spring charging motor, Ready-to-close signal. switch, Auxiliary switches 2NO+2NC, without Closing coil (CC), manual operating mechanism with mechanical closing, without Remote trip alarm reset coil (RR), without 2nd shunt trip, without 1st Shunt trip | 737700 | 1 | Z\ | 1
3WA1363-5FG41-0AA0 |  | Withdrawable circuit breaker with guide frame, IEC 60947-2, frame size 3, 4-poles, N-pole left, In=6300A up to 690V AC 50/60Hz, breaking capacity H Icu=100/85kA at 500/690V, Trip unit ETU600 LSIG Hi-Z upgrade ready , colordisplay, bluetooth and USB interface, Protection LT, ST, INST, GFx, with GF highimpedance-input include N-protection, (internal N-sensor available), incl. trip alarm switch (1xCO), rear connection vertical, guide frame with shutter and w/o position signalling switch, with internal voltage tap on lower stab of circuit breaker, with voltage tap module VTM680 and power supply of ETU600, able to communication, integrated metering type PMF-2 Basic Power Monitoring, Voltage, Energy, Power, Power factor, Frequency, Unbalance, Temperature, Manual operating mechanism with mechanical closing, without Spring charging motor, Ready-to-close signal. switch, Auxiliary switches 2NO+2NC, without Closing coil (CC), manual operating mechanism with mechanical closing, without Remote trip alarm reset coil (RR), without 2nd shunt trip, without 1st Shunt trip | 957700 | 1 | Z\ | 1
3WA1363-5GE01-0AA0 |  | Fixed-mounted circuit breaker IEC 60947-2, frame size 3, 3-poles, In=6300A up to 690V AC 50/60Hz, breaking capacity H Icu=100/85kA at 500/690V, Trip unit ETU600 LSI upgrade ready , colordisplay, bluetooth and USB interface, Protection LT, ST, INST, N-protection required an external N-sensor, incl. trip alarm switch (1xCO), rear connection vertical, with internal voltage tap on lower stab of circuit breaker, with voltage tap module VTM680 and power supply of ETU600, able to communication, integrated metering type PMF-3 Advanced Power Monitor., Voltage, Energy, Power, Power factor, Frequency, Unbalance, Temperature, Power quality, Manual operating mechanism with mechanical closing, without Spring charging motor, Ready-to-close signal. switch, Auxiliary switches 2NO+2NC, without Closing coil (CC), manual operating mechanism with mechanical closing, without Remote trip alarm reset coil (RR), without 2nd shunt trip, without 1st Shunt trip | 596100 | 1 | Z\ | 1
3WA1363-5GE11-0AA0 |  | Fixed-mounted circuit breaker IEC 60947-2, frame size 3, 4-poles, N-pole left, In=6300A up to 690V AC 50/60Hz, breaking capacity H Icu=100/85kA at 500/690V, Trip unit ETU600 LSI upgrade ready , colordisplay, bluetooth and USB interface, Protection LT, ST, INST, include N-protection, (internal N-sensor available), incl. trip alarm switch (1xCO), rear connection vertical, with internal voltage tap on lower stab of circuit breaker, with voltage tap module VTM680 and power supply of ETU600, able to communication, integrated metering type PMF-3 Advanced Power Monitor., Voltage, Energy, Power, Power factor, Frequency, Unbalance, Temperature, Power quality, Manual operating mechanism with mechanical closing, without Spring charging motor, Ready-to-close signal. switch, Auxiliary switches 2NO+2NC, without Closing coil (CC), manual operating mechanism with mechanical closing, without Remote trip alarm reset coil (RR), without 2nd shunt trip, without 1st Shunt trip | 779100 | 1 | Z\ | 1
3WA1363-5GE21-0AA0 |  | fixed-mounted circuit breaker, IEC 60947-2, size 3, 4-pole, N pole on right, In=6300 A up to 690 V AC 50/60 Hz, breaking capacity H Icu=100/85 kA at 500/690 V, tripping unit ETU600 LSI upgradeable, color display, Bluetooth, USB interface, basic protection LT, ST, INST, including protection of the N conductor (internal neutral point sensor available), trip alarm switch (1 x CO), connection at rear vertical, with internal voltage tap on lower stab of circuit breaker, with voltage tap module VTM680 and power supply of ETU600, able to communication, integrated metering type PMF-3 Advanced Power Monitor., Voltage, Energy, Power, Power factor, Frequency, Unbalance, Temperature, Power quality, Manual operating mechanism with mechanical closing, without Spring charging motor, Ready-to-close signal. switch, Auxiliary switches 2NO+2NC, without Closing coil (CC), manual operating mechanism with mechanical closing, without Remote trip alarm reset coil (RR), without 2nd shunt trip, without 1st Shunt trip | 779100 | 1 | Z\ | 1
3WA1363-5GE31-0AA0 |  | Withdrawable circuit breaker with guide frame, IEC 60947-2, frame size 3, 3-poles, In=6300A up to 690V AC 50/60Hz, breaking capacity H Icu=100/85kA at 500/690V, Trip unit ETU600 LSI upgrade ready , colordisplay, bluetooth and USB interface, Protection LT, ST, INST, N-protection required an external N-sensor, incl. trip alarm switch (1xCO), rear connection vertical, guide frame with shutter and w/o position signalling switch, with internal voltage tap on lower stab of circuit breaker, with voltage tap module VTM680 and power supply of ETU600, able to communication, integrated metering type PMF-3 Advanced Power Monitor., Voltage, Energy, Power, Power factor, Frequency, Unbalance, Temperature, Power quality, Manual operating mechanism with mechanical closing, without Spring charging motor, Ready-to-close signal. switch, Auxiliary switches 2NO+2NC, without Closing coil (CC), manual operating mechanism with mechanical closing, without Remote trip alarm reset coil (RR), without 2nd shunt trip, without 1st Shunt trip | 712100 | 1 | Z\ | 1
3WA1363-5GE41-0AA0 |  | Withdrawable circuit breaker with guide frame, IEC 60947-2, frame size 3, 4-poles, N-pole left, In=6300A up to 690V AC 50/60Hz, breaking capacity H Icu=100/85kA at 500/690V, Trip unit ETU600 LSI upgrade ready , colordisplay, bluetooth and USB interface, Protection LT, ST, INST, include N-protection, (internal N-sensor available), incl. trip alarm switch (1xCO), rear connection vertical, guide frame with shutter and w/o position signalling switch, with internal voltage tap on lower stab of circuit breaker, with voltage tap module VTM680 and power supply of ETU600, able to communication, integrated metering type PMF-3 Advanced Power Monitor., Voltage, Energy, Power, Power factor, Frequency, Unbalance, Temperature, Power quality, Manual operating mechanism with mechanical closing, without Spring charging motor, Ready-to-close signal. switch, Auxiliary switches 2NO+2NC, without Closing coil (CC), manual operating mechanism with mechanical closing, without Remote trip alarm reset coil (RR), without 2nd shunt trip, without 1st Shunt trip | 932100 | 1 | Z\ | 1
3WA1363-5GF01-0AA0 |  | Fixed-mounted circuit breaker IEC 60947-2, frame size 3, 3-poles, In=6300A up to 690V AC 50/60Hz, breaking capacity H Icu=100/85kA at 500/690V, Trip unit ETU600 LSIG upgrade ready , colordisplay, bluetooth and USB interface, Protection LT, ST, INST, GFx, N-protection required an external N-sensor, incl. trip alarm switch (1xCO), rear connection vertical, with internal voltage tap on lower stab of circuit breaker, with voltage tap module VTM680 and power supply of ETU600, able to communication, integrated metering type PMF-3 Advanced Power Monitor., Voltage, Energy, Power, Power factor, Frequency, Unbalance, Temperature, Power quality, Manual operating mechanism with mechanical closing, without Spring charging motor, Ready-to-close signal. switch, Auxiliary switches 2NO+2NC, without Closing coil (CC), manual operating mechanism with mechanical closing, without Remote trip alarm reset coil (RR), without 2nd shunt trip, without 1st Shunt trip | 607100 | 1 | Z\ | 1
3WA1363-5GF11-0AA0 |  | Fixed-mounted circuit breaker IEC 60947-2, frame size 3, 4-poles, N-pole left, In=6300A up to 690V AC 50/60Hz, breaking capacity H Icu=100/85kA at 500/690V, Trip unit ETU600 LSIG upgrade ready , colordisplay, bluetooth and USB interface, Protection LT, ST, INST, GFx, include N-protection, (internal N-sensor available), incl. trip alarm switch (1xCO), rear connection vertical, with internal voltage tap on lower stab of circuit breaker, with voltage tap module VTM680 and power supply of ETU600, able to communication, integrated metering type PMF-3 Advanced Power Monitor., Voltage, Energy, Power, Power factor, Frequency, Unbalance, Temperature, Power quality, Manual operating mechanism with mechanical closing, without Spring charging motor, Ready-to-close signal. switch, Auxiliary switches 2NO+2NC, without Closing coil (CC), manual operating mechanism with mechanical closing, without Remote trip alarm reset coil (RR), without 2nd shunt trip, without 1st Shunt trip | 790100 | 1 | Z\ | 1
3WA1363-5GF21-0AA0 |  | fixed-mounted circuit breaker, IEC 60947-2, size 3, 4-pole, N pole on right, In=6300 A up to 690 V AC 50/60 Hz, breaking capacity H Icu=100/85 kA at 500/690 V, tripping unit ETU600 LSIG upgradeable, color display, Bluetooth, USB interface, basic protection LT, ST, INST, GFx, including protection of the N conductor (internal neutral point sensor available), trip alarm switch (1 x CO), connection at rear vertical, with internal voltage tap on lower stab of circuit breaker, with voltage tap module VTM680 and power supply of ETU600, able to communication, integrated metering type PMF-3 Advanced Power Monitor., Voltage, Energy, Power, Power factor, Frequency, Unbalance, Temperature, Power quality, Manual operating mechanism with mechanical closing, without Spring charging motor, Ready-to-close signal. switch, Auxiliary switches 2NO+2NC, without Closing coil (CC), manual operating mechanism with mechanical closing, without Remote trip alarm reset coil (RR), without 2nd shunt trip, without 1st Shunt trip | 790100 | 1 | Z\ | 1
3WA1363-5GF31-0AA0 |  | Withdrawable circuit breaker with guide frame, IEC 60947-2, frame size 3, 3-poles, In=6300A up to 690V AC 50/60Hz, breaking capacity H Icu=100/85kA at 500/690V, Trip unit ETU600 LSIG upgrade ready , colordisplay, bluetooth and USB interface, Protection LT, ST, INST, GFx, N-protection required an external N-sensor, incl. trip alarm switch (1xCO), rear connection vertical, guide frame with shutter and w/o position signalling switch, with internal voltage tap on lower stab of circuit breaker, with voltage tap module VTM680 and power supply of ETU600, able to communication, integrated metering type PMF-3 Advanced Power Monitor., Voltage, Energy, Power, Power factor, Frequency, Unbalance, Temperature, Power quality, Manual operating mechanism with mechanical closing, without Spring charging motor, Ready-to-close signal. switch, Auxiliary switches 2NO+2NC, without Closing coil (CC), manual operating mechanism with mechanical closing, without Remote trip alarm reset coil (RR), without 2nd shunt trip, without 1st Shunt trip | 723100 | 1 | Z\ | 1
3WA1363-5GF41-0AA0 |  | Withdrawable circuit breaker with guide frame, IEC 60947-2, frame size 3, 4-poles, N-pole left, In=6300A up to 690V AC 50/60Hz, breaking capacity H Icu=100/85kA at 500/690V, Trip unit ETU600 LSIG upgrade ready , colordisplay, bluetooth and USB interface, Protection LT, ST, INST, GFx, include N-protection, (internal N-sensor available), incl. trip alarm switch (1xCO), rear connection vertical, guide frame with shutter and w/o position signalling switch, with internal voltage tap on lower stab of circuit breaker, with voltage tap module VTM680 and power supply of ETU600, able to communication, integrated metering type PMF-3 Advanced Power Monitor., Voltage, Energy, Power, Power factor, Frequency, Unbalance, Temperature, Power quality, Manual operating mechanism with mechanical closing, without Spring charging motor, Ready-to-close signal. switch, Auxiliary switches 2NO+2NC, without Closing coil (CC), manual operating mechanism with mechanical closing, without Remote trip alarm reset coil (RR), without 2nd shunt trip, without 1st Shunt trip | 943100 | 1 | Z\ | 1
3WA1363-5GG01-0AA0 |  | Fixed-mounted circuit breaker IEC 60947-2, frame size 3, 3-poles, In=6300A up to 690V AC 50/60Hz, breaking capacity H Icu=100/85kA at 500/690V, Trip unit ETU600 LSIG Hi-Z upgrade ready , colordisplay, bluetooth and USB interface, Protection LT, ST, INST, GFx, with GF highimpedance-input N-protection required an external N-sensor, incl. trip alarm switch (1xCO), rear connection vertical, with internal voltage tap on lower stab of circuit breaker, with voltage tap module VTM680 and power supply of ETU600, able to communication, integrated metering type PMF-3 Advanced Power Monitor., Voltage, Energy, Power, Power factor, Frequency, Unbalance, Temperature, Power quality, Manual operating mechanism with mechanical closing, without Spring charging motor, Ready-to-close signal. switch, Auxiliary switches 2NO+2NC, without Closing coil (CC), manual operating mechanism with mechanical closing, without Remote trip alarm reset coil (RR), without 2nd shunt trip, without 1st Shunt trip | 628100 | 1 | Z\ | 1
3WA1363-5GG11-0AA0 |  | Fixed-mounted circuit breaker IEC 60947-2, frame size 3, 4-poles, N-pole left, In=6300A up to 690V AC 50/60Hz, breaking capacity H Icu=100/85kA at 500/690V, Trip unit ETU600 LSIG Hi-Z upgrade ready , colordisplay, bluetooth and USB interface, Protection LT, ST, INST, GFx, with GF highimpedance-input include N-protection, (internal N-sensor available), incl. trip alarm switch (1xCO), rear connection vertical, with internal voltage tap on lower stab of circuit breaker, with voltage tap module VTM680 and power supply of ETU600, able to communication, integrated metering type PMF-3 Advanced Power Monitor., Voltage, Energy, Power, Power factor, Frequency, Unbalance, Temperature, Power quality, Manual operating mechanism with mechanical closing, without Spring charging motor, Ready-to-close signal. switch, Auxiliary switches 2NO+2NC, without Closing coil (CC), manual operating mechanism with mechanical closing, without Remote trip alarm reset coil (RR), without 2nd shunt trip, without 1st Shunt trip | 811100 | 1 | Z\ | 1
3WA1363-5GG21-0AA0 |  | fixed-mounted circuit breaker, IEC 60947-2, size 3, 4-pole, N pole on right, In=6300 A up to 690 V AC 50/60 Hz, breaking capacity H Icu=100/85 kA at 500/690 V, tripping unit ETU600 LSIG Hi-Z upgradeable, color display, Bluetooth, USB interface, basic protection LT, ST, INST, GFx, with GF high-impedance input, including protection of the N conductor (internal neutral point sensor available), trip alarm switch (1 x CO), connection at rear vertical, with internal voltage tap on lower stab of circuit breaker, with voltage tap module VTM680 and power supply of ETU600, able to communication, integrated metering type PMF-3 Advanced Power Monitor., Voltage, Energy, Power, Power factor, Frequency, Unbalance, Temperature, Power quality, Manual operating mechanism with mechanical closing, without Spring charging motor, Ready-to-close signal. switch, Auxiliary switches 2NO+2NC, without Closing coil (CC), manual operating mechanism with mechanical closing, without Remote trip alarm reset coil (RR), without 2nd shunt trip, without 1st Shunt trip | 811100 | 1 | Z\ | 1
3WA1363-5GG31-0AA0 |  | Withdrawable circuit breaker with guide frame, IEC 60947-2, frame size 3, 3-poles, In=6300A up to 690V AC 50/60Hz, breaking capacity H Icu=100/85kA at 500/690V, Trip unit ETU600 LSIG Hi-Z upgrade ready , colordisplay, bluetooth and USB interface, Protection LT, ST, INST, GFx, with GF highimpedance-input N-protection required an external N-sensor, incl. trip alarm switch (1xCO), rear connection vertical, guide frame with shutter and w/o position signalling switch, with internal voltage tap on lower stab of circuit breaker, with voltage tap module VTM680 and power supply of ETU600, able to communication, integrated metering type PMF-3 Advanced Power Monitor., Voltage, Energy, Power, Power factor, Frequency, Unbalance, Temperature, Power quality, Manual operating mechanism with mechanical closing, without Spring charging motor, Ready-to-close signal. switch, Auxiliary switches 2NO+2NC, without Closing coil (CC), manual operating mechanism with mechanical closing, without Remote trip alarm reset coil (RR), without 2nd shunt trip, without 1st Shunt trip | 744100 | 1 | Z\ | 1
3WA1363-5GG41-0AA0 |  | Withdrawable circuit breaker with guide frame, IEC 60947-2, frame size 3, 4-poles, N-pole left, In=6300A up to 690V AC 50/60Hz, breaking capacity H Icu=100/85kA at 500/690V, Trip unit ETU600 LSIG Hi-Z upgrade ready , colordisplay, bluetooth and USB interface, Protection LT, ST, INST, GFx, with GF highimpedance-input include N-protection, (internal N-sensor available), incl. trip alarm switch (1xCO), rear connection vertical, guide frame with shutter and w/o position signalling switch, with internal voltage tap on lower stab of circuit breaker, with voltage tap module VTM680 and power supply of ETU600, able to communication, integrated metering type PMF-3 Advanced Power Monitor., Voltage, Energy, Power, Power factor, Frequency, Unbalance, Temperature, Power quality, Manual operating mechanism with mechanical closing, without Spring charging motor, Ready-to-close signal. switch, Auxiliary switches 2NO+2NC, without Closing coil (CC), manual operating mechanism with mechanical closing, without Remote trip alarm reset coil (RR), without 2nd shunt trip, without 1st Shunt trip | 964100 | 1 | Z\ | 1
3WA1363-5LE01-0AA0 |  | Fixed-mounted circuit breaker IEC 60947-2, frame size 3, 3-poles, In=6300A up to 690V AC 50/60Hz, breaking capacity H Icu=100/85kA at 500/690V, Trip unit ETU600 LSI upgrade ready , colordisplay, bluetooth and USB interface, Protection LT, ST, INST, N-protection required an external N-sensor, incl. trip alarm switch (1xCO), rear connection vertical, with internal voltage tap on upper stab of circuit breaker, with voltage tap module VTM680 and power supply of ETU600, able to communication, integrated metering type PMF-1 Energy Efficiency, Voltage, Active energy Ea Manual operating mechanism with mechanical closing, without Spring charging motor, Ready-to-close signal. switch, Auxiliary switches 2NO+2NC, without Closing coil (CC), manual operating mechanism with mechanical closing, without Remote trip alarm reset coil (RR), without 2nd shunt trip, without 1st Shunt trip | 580870 | 1 | Z\ | 1
3WA1363-5LE11-0AA0 |  | Fixed-mounted circuit breaker IEC 60947-2, frame size 3, 4-poles, N-pole left, In=6300A up to 690V AC 50/60Hz, breaking capacity H Icu=100/85kA at 500/690V, Trip unit ETU600 LSI upgrade ready , colordisplay, bluetooth and USB interface, Protection LT, ST, INST, include N-protection, (internal N-sensor available), incl. trip alarm switch (1xCO), rear connection vertical, with internal voltage tap on upper stab of circuit breaker, with voltage tap module VTM680 and power supply of ETU600, able to communication, integrated metering type PMF-1 Energy Efficiency, Voltage, Active energy Ea Manual operating mechanism with mechanical closing, without Spring charging motor, Ready-to-close signal. switch, Auxiliary switches 2NO+2NC, without Closing coil (CC), manual operating mechanism with mechanical closing, without Remote trip alarm reset coil (RR), without 2nd shunt trip, without 1st Shunt trip | 763870 | 1 | Z\ | 1
3WA1363-5LE21-0AA0 |  | fixed-mounted circuit breaker, IEC 60947-2, size 3, 4-pole, N pole on right, In=6300 A up to 690 V AC 50/60 Hz, breaking capacity H Icu=100/85 kA at 500/690 V, tripping unit ETU600 LSI upgradeable, color display, Bluetooth, USB interface, basic protection LT, ST, INST, including protection of the N conductor (internal neutral point sensor available), trip alarm switch (1 x CO), connection at rear vertical, with internal voltage tap on upper stab of circuit breaker, with voltage tap module VTM680 and power supply of ETU600, able to communication, integrated metering type PMF-1 Energy Efficiency, Voltage, Active energy Ea Manual operating mechanism with mechanical closing, without Spring charging motor, Ready-to-close signal. switch, Auxiliary switches 2NO+2NC, without Closing coil (CC), manual operating mechanism with mechanical closing, without Remote trip alarm reset coil (RR), without 2nd shunt trip, without 1st Shunt trip | 763870 | 1 | Z\ | 1
3WA1363-5LE31-0AA0 |  | Withdrawable circuit breaker with guide frame, IEC 60947-2, frame size 3, 3-poles, In=6300A up to 690V AC 50/60Hz, breaking capacity H Icu=100/85kA at 500/690V, Trip unit ETU600 LSI upgrade ready , colordisplay, bluetooth and USB interface, Protection LT, ST, INST, N-protection required an external N-sensor, incl. trip alarm switch (1xCO), rear connection vertical, guide frame with shutter and w/o position signalling switch, with internal voltage tap on upper stab of circuit breaker, with voltage tap module VTM680 and power supply of ETU600, able to communication, integrated metering type PMF-1 Energy Efficiency, Voltage, Active energy Ea Manual operating mechanism with mechanical closing, without Spring charging motor, Ready-to-close signal. switch, Auxiliary switches 2NO+2NC, without Closing coil (CC), manual operating mechanism with mechanical closing, without Remote trip alarm reset coil (RR), without 2nd shunt trip, without 1st Shunt trip | 696870 | 1 | Z\ | 1
3WA1363-5LE41-0AA0 |  | Withdrawable circuit breaker with guide frame, IEC 60947-2, frame size 3, 4-poles, N-pole left, In=6300A up to 690V AC 50/60Hz, breaking capacity H Icu=100/85kA at 500/690V, Trip unit ETU600 LSI upgrade ready , colordisplay, bluetooth and USB interface, Protection LT, ST, INST, include N-protection, (internal N-sensor available), incl. trip alarm switch (1xCO), rear connection vertical, guide frame with shutter and w/o position signalling switch, with internal voltage tap on upper stab of circuit breaker, with voltage tap module VTM680 and power supply of ETU600, able to communication, integrated metering type PMF-1 Energy Efficiency, Voltage, Active energy Ea Manual operating mechanism with mechanical closing, without Spring charging motor, Ready-to-close signal. switch, Auxiliary switches 2NO+2NC, without Closing coil (CC), manual operating mechanism with mechanical closing, without Remote trip alarm reset coil (RR), without 2nd shunt trip, without 1st Shunt trip | 916870 | 1 | Z\ | 1
3WA1363-5LF01-0AA0 |  | Fixed-mounted circuit breaker IEC 60947-2, frame size 3, 3-poles, In=6300A up to 690V AC 50/60Hz, breaking capacity H Icu=100/85kA at 500/690V, Trip unit ETU600 LSIG upgrade ready , colordisplay, bluetooth and USB interface, Protection LT, ST, INST, GFx, N-protection required an external N-sensor, incl. trip alarm switch (1xCO), rear connection vertical, with internal voltage tap on upper stab of circuit breaker, with voltage tap module VTM680 and power supply of ETU600, able to communication, integrated metering type PMF-1 Energy Efficiency, Voltage, Active energy Ea Manual operating mechanism with mechanical closing, without Spring charging motor, Ready-to-close signal. switch, Auxiliary switches 2NO+2NC, without Closing coil (CC), manual operating mechanism with mechanical closing, without Remote trip alarm reset coil (RR), without 2nd shunt trip, without 1st Shunt trip | 591870 | 1 | Z\ | 1
3WA1363-5LF11-0AA0 |  | Fixed-mounted circuit breaker IEC 60947-2, frame size 3, 4-poles, N-pole left, In=6300A up to 690V AC 50/60Hz, breaking capacity H Icu=100/85kA at 500/690V, Trip unit ETU600 LSIG upgrade ready , colordisplay, bluetooth and USB interface, Protection LT, ST, INST, GFx, include N-protection, (internal N-sensor available), incl. trip alarm switch (1xCO), rear connection vertical, with internal voltage tap on upper stab of circuit breaker, with voltage tap module VTM680 and power supply of ETU600, able to communication, integrated metering type PMF-1 Energy Efficiency, Voltage, Active energy Ea Manual operating mechanism with mechanical closing, without Spring charging motor, Ready-to-close signal. switch, Auxiliary switches 2NO+2NC, without Closing coil (CC), manual operating mechanism with mechanical closing, without Remote trip alarm reset coil (RR), without 2nd shunt trip, without 1st Shunt trip | 774870 | 1 | Z\ | 1
3WA1363-5LF21-0AA0 |  | fixed-mounted circuit breaker, IEC 60947-2, size 3, 4-pole, N pole on right, In=6300 A up to 690 V AC 50/60 Hz, breaking capacity H Icu=100/85 kA at 500/690 V, tripping unit ETU600 LSIG upgradeable, color display, Bluetooth, USB interface, basic protection LT, ST, INST, GFx, including protection of the N conductor (internal neutral point sensor available), trip alarm switch (1 x CO), connection at rear vertical, with internal voltage tap on upper stab of circuit breaker, with voltage tap module VTM680 and power supply of ETU600, able to communication, integrated metering type PMF-1 Energy Efficiency, Voltage, Active energy Ea Manual operating mechanism with mechanical closing, without Spring charging motor, Ready-to-close signal. switch, Auxiliary switches 2NO+2NC, without Closing coil (CC), manual operating mechanism with mechanical closing, without Remote trip alarm reset coil (RR), without 2nd shunt trip, without 1st Shunt trip | 774870 | 1 | Z\ | 1
3WA1363-5LF31-0AA0 |  | Withdrawable circuit breaker with guide frame, IEC 60947-2, frame size 3, 3-poles, In=6300A up to 690V AC 50/60Hz, breaking capacity H Icu=100/85kA at 500/690V, Trip unit ETU600 LSIG upgrade ready , colordisplay, bluetooth and USB interface, Protection LT, ST, INST, GFx, N-protection required an external N-sensor, incl. trip alarm switch (1xCO), rear connection vertical, guide frame with shutter and w/o position signalling switch, with internal voltage tap on upper stab of circuit breaker, with voltage tap module VTM680 and power supply of ETU600, able to communication, integrated metering type PMF-1 Energy Efficiency, Voltage, Active energy Ea Manual operating mechanism with mechanical closing, without Spring charging motor, Ready-to-close signal. switch, Auxiliary switches 2NO+2NC, without Closing coil (CC), manual operating mechanism with mechanical closing, without Remote trip alarm reset coil (RR), without 2nd shunt trip, without 1st Shunt trip | 707870 | 1 | Z\ | 1
3WA1363-5LF41-0AA0 |  | Withdrawable circuit breaker with guide frame, IEC 60947-2, frame size 3, 4-poles, N-pole left, In=6300A up to 690V AC 50/60Hz, breaking capacity H Icu=100/85kA at 500/690V, Trip unit ETU600 LSIG upgrade ready , colordisplay, bluetooth and USB interface, Protection LT, ST, INST, GFx, include N-protection, (internal N-sensor available), incl. trip alarm switch (1xCO), rear connection vertical, guide frame with shutter and w/o position signalling switch, with internal voltage tap on upper stab of circuit breaker, with voltage tap module VTM680 and power supply of ETU600, able to communication, integrated metering type PMF-1 Energy Efficiency, Voltage, Active energy Ea Manual operating mechanism with mechanical closing, without Spring charging motor, Ready-to-close signal. switch, Auxiliary switches 2NO+2NC, without Closing coil (CC), manual operating mechanism with mechanical closing, without Remote trip alarm reset coil (RR), without 2nd shunt trip, without 1st Shunt trip | 927870 | 1 | Z\ | 1
3WA1363-5LG01-0AA0 |  | Fixed-mounted circuit breaker IEC 60947-2, frame size 3, 3-poles, In=6300A up to 690V AC 50/60Hz, breaking capacity H Icu=100/85kA at 500/690V, Trip unit ETU600 LSIG Hi-Z upgrade ready , colordisplay, bluetooth and USB interface, Protection LT, ST, INST, GFx, with GF highimpedance-input N-protection required an external N-sensor, incl. trip alarm switch (1xCO), rear connection vertical, with internal voltage tap on upper stab of circuit breaker, with voltage tap module VTM680 and power supply of ETU600, able to communication, integrated metering type PMF-1 Energy Efficiency, Voltage, Active energy Ea Manual operating mechanism with mechanical closing, without Spring charging motor, Ready-to-close signal. switch, Auxiliary switches 2NO+2NC, without Closing coil (CC), manual operating mechanism with mechanical closing, without Remote trip alarm reset coil (RR), without 2nd shunt trip, without 1st Shunt trip | 612870 | 1 | Z\ | 1
3WA1363-5LG11-0AA0 |  | Fixed-mounted circuit breaker IEC 60947-2, frame size 3, 4-poles, N-pole left, In=6300A up to 690V AC 50/60Hz, breaking capacity H Icu=100/85kA at 500/690V, Trip unit ETU600 LSIG Hi-Z upgrade ready , colordisplay, bluetooth and USB interface, Protection LT, ST, INST, GFx, with GF highimpedance-input include N-protection, (internal N-sensor available), incl. trip alarm switch (1xCO), rear connection vertical, with internal voltage tap on upper stab of circuit breaker, with voltage tap module VTM680 and power supply of ETU600, able to communication, integrated metering type PMF-1 Energy Efficiency, Voltage, Active energy Ea Manual operating mechanism with mechanical closing, without Spring charging motor, Ready-to-close signal. switch, Auxiliary switches 2NO+2NC, without Closing coil (CC), manual operating mechanism with mechanical closing, without Remote trip alarm reset coil (RR), without 2nd shunt trip, without 1st Shunt trip | 795870 | 1 | Z\ | 1
3WA1363-5LG21-0AA0 |  | fixed-mounted circuit breaker, IEC 60947-2, size 3, 4-pole, N pole on right, In=6300 A up to 690 V AC 50/60 Hz, breaking capacity H Icu=100/85 kA at 500/690 V, tripping unit ETU600 LSIG Hi-Z upgradeable, color display, Bluetooth, USB interface, basic protection LT, ST, INST, GFx, with GF high-impedance input, including protection of the N conductor (internal neutral point sensor available), trip alarm switch (1 x CO), connection at rear vertical, with internal voltage tap on upper stab of circuit breaker, with voltage tap module VTM680 and power supply of ETU600, able to communication, integrated metering type PMF-1 Energy Efficiency, Voltage, Active energy Ea Manual operating mechanism with mechanical closing, without Spring charging motor, Ready-to-close signal. switch, Auxiliary switches 2NO+2NC, without Closing coil (CC), manual operating mechanism with mechanical closing, without Remote trip alarm reset coil (RR), without 2nd shunt trip, without 1st Shunt trip | 795870 | 1 | Z\ | 1
3WA1363-5LG31-0AA0 |  | Withdrawable circuit breaker with guide frame, IEC 60947-2, frame size 3, 3-poles, In=6300A up to 690V AC 50/60Hz, breaking capacity H Icu=100/85kA at 500/690V, Trip unit ETU600 LSIG Hi-Z upgrade ready , colordisplay, bluetooth and USB interface, Protection LT, ST, INST, GFx, with GF highimpedance-input N-protection required an external N-sensor, incl. trip alarm switch (1xCO), rear connection vertical, guide frame with shutter and w/o position signalling switch, with internal voltage tap on upper stab of circuit breaker, with voltage tap module VTM680 and power supply of ETU600, able to communication, integrated metering type PMF-1 Energy Efficiency, Voltage, Active energy Ea Manual operating mechanism with mechanical closing, without Spring charging motor, Ready-to-close signal. switch, Auxiliary switches 2NO+2NC, without Closing coil (CC), manual operating mechanism with mechanical closing, without Remote trip alarm reset coil (RR), without 2nd shunt trip, without 1st Shunt trip | 728870 | 1 | Z\ | 1
3WA1363-5LG41-0AA0 |  | Withdrawable circuit breaker with guide frame, IEC 60947-2, frame size 3, 4-poles, N-pole left, In=6300A up to 690V AC 50/60Hz, breaking capacity H Icu=100/85kA at 500/690V, Trip unit ETU600 LSIG Hi-Z upgrade ready , colordisplay, bluetooth and USB interface, Protection LT, ST, INST, GFx, with GF highimpedance-input include N-protection, (internal N-sensor available), incl. trip alarm switch (1xCO), rear connection vertical, guide frame with shutter and w/o position signalling switch, with internal voltage tap on upper stab of circuit breaker, with voltage tap module VTM680 and power supply of ETU600, able to communication, integrated metering type PMF-1 Energy Efficiency, Voltage, Active energy Ea Manual operating mechanism with mechanical closing, without Spring charging motor, Ready-to-close signal. switch, Auxiliary switches 2NO+2NC, without Closing coil (CC), manual operating mechanism with mechanical closing, without Remote trip alarm reset coil (RR), without 2nd shunt trip, without 1st Shunt trip | 948870 | 1 | Z\ | 1
3WA1363-5ME01-0AA0 |  | Fixed-mounted circuit breaker IEC 60947-2, frame size 3, 3-poles, In=6300A up to 690V AC 50/60Hz, breaking capacity H Icu=100/85kA at 500/690V, Trip unit ETU600 LSI upgrade ready , colordisplay, bluetooth and USB interface, Protection LT, ST, INST, N-protection required an external N-sensor, incl. trip alarm switch (1xCO), rear connection vertical, with internal voltage tap on upper stab of circuit breaker, with voltage tap module VTM680 and power supply of ETU600, able to communication, integrated metering type PMF-2 Basic Power Monitoring, Voltage, Energy, Power, Power factor, Frequency, Unbalance, Temperature, Manual operating mechanism with mechanical closing, without Spring charging motor, Ready-to-close signal. switch, Auxiliary switches 2NO+2NC, without Closing coil (CC), manual operating mechanism with mechanical closing, without Remote trip alarm reset coil (RR), without 2nd shunt trip, without 1st Shunt trip | 589700 | 1 | Z\ | 1
3WA1363-5ME11-0AA0 |  | Fixed-mounted circuit breaker IEC 60947-2, frame size 3, 4-poles, N-pole left, In=6300A up to 690V AC 50/60Hz, breaking capacity H Icu=100/85kA at 500/690V, Trip unit ETU600 LSI upgrade ready , colordisplay, bluetooth and USB interface, Protection LT, ST, INST, include N-protection, (internal N-sensor available), incl. trip alarm switch (1xCO), rear connection vertical, with internal voltage tap on upper stab of circuit breaker, with voltage tap module VTM680 and power supply of ETU600, able to communication, integrated metering type PMF-2 Basic Power Monitoring, Voltage, Energy, Power, Power factor, Frequency, Unbalance, Temperature, Manual operating mechanism with mechanical closing, without Spring charging motor, Ready-to-close signal. switch, Auxiliary switches 2NO+2NC, without Closing coil (CC), manual operating mechanism with mechanical closing, without Remote trip alarm reset coil (RR), without 2nd shunt trip, without 1st Shunt trip | 772700 | 1 | Z\ | 1
3WA1363-5ME21-0AA0 |  | fixed-mounted circuit breaker, IEC 60947-2, size 3, 4-pole, N pole on right, In=6300 A up to 690 V AC 50/60 Hz, breaking capacity H Icu=100/85 kA at 500/690 V, tripping unit ETU600 LSI upgradeable, color display, Bluetooth, USB interface, basic protection LT, ST, INST, including protection of the N conductor (internal neutral point sensor available), trip alarm switch (1 x CO), connection at rear vertical, with internal voltage tap on upper stab of circuit breaker, with voltage tap module VTM680 and power supply of ETU600, able to communication, integrated metering type PMF-2 Basic Power Monitoring, Voltage, Energy, Power, Power factor, Frequency, Unbalance, Temperature, Manual operating mechanism with mechanical closing, without Spring charging motor, Ready-to-close signal. switch, Auxiliary switches 2NO+2NC, without Closing coil (CC), manual operating mechanism with mechanical closing, without Remote trip alarm reset coil (RR), without 2nd shunt trip, without 1st Shunt trip | 772700 | 1 | Z\ | 1
3WA1363-5ME31-0AA0 |  | Withdrawable circuit breaker with guide frame, IEC 60947-2, frame size 3, 3-poles, In=6300A up to 690V AC 50/60Hz, breaking capacity H Icu=100/85kA at 500/690V, Trip unit ETU600 LSI upgrade ready , colordisplay, bluetooth and USB interface, Protection LT, ST, INST, N-protection required an external N-sensor, incl. trip alarm switch (1xCO), rear connection vertical, guide frame with shutter and w/o position signalling switch, with internal voltage tap on upper stab of circuit breaker, with voltage tap module VTM680 and power supply of ETU600, able to communication, integrated metering type PMF-2 Basic Power Monitoring, Voltage, Energy, Power, Power factor, Frequency, Unbalance, Temperature, Manual operating mechanism with mechanical closing, without Spring charging motor, Ready-to-close signal. switch, Auxiliary switches 2NO+2NC, without Closing coil (CC), manual operating mechanism with mechanical closing, without Remote trip alarm reset coil (RR), without 2nd shunt trip, without 1st Shunt trip | 705700 | 1 | Z\ | 1
3WA1363-5ME41-0AA0 |  | Withdrawable circuit breaker with guide frame, IEC 60947-2, frame size 3, 4-poles, N-pole left, In=6300A up to 690V AC 50/60Hz, breaking capacity H Icu=100/85kA at 500/690V, Trip unit ETU600 LSI upgrade ready , colordisplay, bluetooth and USB interface, Protection LT, ST, INST, include N-protection, (internal N-sensor available), incl. trip alarm switch (1xCO), rear connection vertical, guide frame with shutter and w/o position signalling switch, with internal voltage tap on upper stab of circuit breaker, with voltage tap module VTM680 and power supply of ETU600, able to communication, integrated metering type PMF-2 Basic Power Monitoring, Voltage, Energy, Power, Power factor, Frequency, Unbalance, Temperature, Manual operating mechanism with mechanical closing, without Spring charging motor, Ready-to-close signal. switch, Auxiliary switches 2NO+2NC, without Closing coil (CC), manual operating mechanism with mechanical closing, without Remote trip alarm reset coil (RR), without 2nd shunt trip, without 1st Shunt trip | 925700 | 1 | Z\ | 1
3WA1363-5MF01-0AA0 |  | Fixed-mounted circuit breaker IEC 60947-2, frame size 3, 3-poles, In=6300A up to 690V AC 50/60Hz, breaking capacity H Icu=100/85kA at 500/690V, Trip unit ETU600 LSIG upgrade ready , colordisplay, bluetooth and USB interface, Protection LT, ST, INST, GFx, N-protection required an external N-sensor, incl. trip alarm switch (1xCO), rear connection vertical, with internal voltage tap on upper stab of circuit breaker, with voltage tap module VTM680 and power supply of ETU600, able to communication, integrated metering type PMF-2 Basic Power Monitoring, Voltage, Energy, Power, Power factor, Frequency, Unbalance, Temperature, Manual operating mechanism with mechanical closing, without Spring charging motor, Ready-to-close signal. switch, Auxiliary switches 2NO+2NC, without Closing coil (CC), manual operating mechanism with mechanical closing, without Remote trip alarm reset coil (RR), without 2nd shunt trip, without 1st Shunt trip | 600700 | 1 | Z\ | 1
3WA1363-5MF11-0AA0 |  | Fixed-mounted circuit breaker IEC 60947-2, frame size 3, 4-poles, N-pole left, In=6300A up to 690V AC 50/60Hz, breaking capacity H Icu=100/85kA at 500/690V, Trip unit ETU600 LSIG upgrade ready , colordisplay, bluetooth and USB interface, Protection LT, ST, INST, GFx, include N-protection, (internal N-sensor available), incl. trip alarm switch (1xCO), rear connection vertical, with internal voltage tap on upper stab of circuit breaker, with voltage tap module VTM680 and power supply of ETU600, able to communication, integrated metering type PMF-2 Basic Power Monitoring, Voltage, Energy, Power, Power factor, Frequency, Unbalance, Temperature, Manual operating mechanism with mechanical closing, without Spring charging motor, Ready-to-close signal. switch, Auxiliary switches 2NO+2NC, without Closing coil (CC), manual operating mechanism with mechanical closing, without Remote trip alarm reset coil (RR), without 2nd shunt trip, without 1st Shunt trip | 783700 | 1 | Z\ | 1
3WA1363-5MF21-0AA0 |  | fixed-mounted circuit breaker, IEC 60947-2, size 3, 4-pole, N pole on right, In=6300 A up to 690 V AC 50/60 Hz, breaking capacity H Icu=100/85 kA at 500/690 V, tripping unit ETU600 LSIG upgradeable, color display, Bluetooth, USB interface, basic protection LT, ST, INST, GFx, including protection of the N conductor (internal neutral point sensor available), trip alarm switch (1 x CO), connection at rear vertical, with internal voltage tap on upper stab of circuit breaker, with voltage tap module VTM680 and power supply of ETU600, able to communication, integrated metering type PMF-2 Basic Power Monitoring, Voltage, Energy, Power, Power factor, Frequency, Unbalance, Temperature, Manual operating mechanism with mechanical closing, without Spring charging motor, Ready-to-close signal. switch, Auxiliary switches 2NO+2NC, without Closing coil (CC), manual operating mechanism with mechanical closing, without Remote trip alarm reset coil (RR), without 2nd shunt trip, without 1st Shunt trip | 783700 | 1 | Z\ | 1
3WA1363-5MF31-0AA0 |  | Withdrawable circuit breaker with guide frame, IEC 60947-2, frame size 3, 3-poles, In=6300A up to 690V AC 50/60Hz, breaking capacity H Icu=100/85kA at 500/690V, Trip unit ETU600 LSIG upgrade ready , colordisplay, bluetooth and USB interface, Protection LT, ST, INST, GFx, N-protection required an external N-sensor, incl. trip alarm switch (1xCO), rear connection vertical, guide frame with shutter and w/o position signalling switch, with internal voltage tap on upper stab of circuit breaker, with voltage tap module VTM680 and power supply of ETU600, able to communication, integrated metering type PMF-2 Basic Power Monitoring, Voltage, Energy, Power, Power factor, Frequency, Unbalance, Temperature, Manual operating mechanism with mechanical closing, without Spring charging motor, Ready-to-close signal. switch, Auxiliary switches 2NO+2NC, without Closing coil (CC), manual operating mechanism with mechanical closing, without Remote trip alarm reset coil (RR), without 2nd shunt trip, without 1st Shunt trip | 716700 | 1 | Z\ | 1
3WA1363-5MF41-0AA0 |  | Withdrawable circuit breaker with guide frame, IEC 60947-2, frame size 3, 4-poles, N-pole left, In=6300A up to 690V AC 50/60Hz, breaking capacity H Icu=100/85kA at 500/690V, Trip unit ETU600 LSIG upgrade ready , colordisplay, bluetooth and USB interface, Protection LT, ST, INST, GFx, include N-protection, (internal N-sensor available), incl. trip alarm switch (1xCO), rear connection vertical, guide frame with shutter and w/o position signalling switch, with internal voltage tap on upper stab of circuit breaker, with voltage tap module VTM680 and power supply of ETU600, able to communication, integrated metering type PMF-2 Basic Power Monitoring, Voltage, Energy, Power, Power factor, Frequency, Unbalance, Temperature, Manual operating mechanism with mechanical closing, without Spring charging motor, Ready-to-close signal. switch, Auxiliary switches 2NO+2NC, without Closing coil (CC), manual operating mechanism with mechanical closing, without Remote trip alarm reset coil (RR), without 2nd shunt trip, without 1st Shunt trip | 936700 | 1 | Z\ | 1
3WA1363-5MG01-0AA0 |  | Fixed-mounted circuit breaker IEC 60947-2, frame size 3, 3-poles, In=6300A up to 690V AC 50/60Hz, breaking capacity H Icu=100/85kA at 500/690V, Trip unit ETU600 LSIG Hi-Z upgrade ready , colordisplay, bluetooth and USB interface, Protection LT, ST, INST, GFx, with GF highimpedance-input N-protection required an external N-sensor, incl. trip alarm switch (1xCO), rear connection vertical, with internal voltage tap on upper stab of circuit breaker, with voltage tap module VTM680 and power supply of ETU600, able to communication, integrated metering type PMF-2 Basic Power Monitoring, Voltage, Energy, Power, Power factor, Frequency, Unbalance, Temperature, Manual operating mechanism with mechanical closing, without Spring charging motor, Ready-to-close signal. switch, Auxiliary switches 2NO+2NC, without Closing coil (CC), manual operating mechanism with mechanical closing, without Remote trip alarm reset coil (RR), without 2nd shunt trip, without 1st Shunt trip | 621700 | 1 | Z\ | 1
3WA1363-5MG11-0AA0 |  | Fixed-mounted circuit breaker IEC 60947-2, frame size 3, 4-poles, N-pole left, In=6300A up to 690V AC 50/60Hz, breaking capacity H Icu=100/85kA at 500/690V, Trip unit ETU600 LSIG Hi-Z upgrade ready , colordisplay, bluetooth and USB interface, Protection LT, ST, INST, GFx, with GF highimpedance-input include N-protection, (internal N-sensor available), incl. trip alarm switch (1xCO), rear connection vertical, with internal voltage tap on upper stab of circuit breaker, with voltage tap module VTM680 and power supply of ETU600, able to communication, integrated metering type PMF-2 Basic Power Monitoring, Voltage, Energy, Power, Power factor, Frequency, Unbalance, Temperature, Manual operating mechanism with mechanical closing, without Spring charging motor, Ready-to-close signal. switch, Auxiliary switches 2NO+2NC, without Closing coil (CC), manual operating mechanism with mechanical closing, without Remote trip alarm reset coil (RR), without 2nd shunt trip, without 1st Shunt trip | 804700 | 1 | Z\ | 1
3WA1363-5MG21-0AA0 |  | fixed-mounted circuit breaker, IEC 60947-2, size 3, 4-pole, N pole on right, In=6300 A up to 690 V AC 50/60 Hz, breaking capacity H Icu=100/85 kA at 500/690 V, tripping unit ETU600 LSIG Hi-Z upgradeable, color display, Bluetooth, USB interface, basic protection LT, ST, INST, GFx, with GF high-impedance input, including protection of the N conductor (internal neutral point sensor available), trip alarm switch (1 x CO), connection at rear vertical, with internal voltage tap on upper stab of circuit breaker, with voltage tap module VTM680 and power supply of ETU600, able to communication, integrated metering type PMF-2 Basic Power Monitoring, Voltage, Energy, Power, Power factor, Frequency, Unbalance, Temperature, Manual operating mechanism with mechanical closing, without Spring charging motor, Ready-to-close signal. switch, Auxiliary switches 2NO+2NC, without Closing coil (CC), manual operating mechanism with mechanical closing, without Remote trip alarm reset coil (RR), without 2nd shunt trip, without 1st Shunt trip | 804700 | 1 | Z\ | 1
3WA1363-5MG31-0AA0 |  | Withdrawable circuit breaker with guide frame, IEC 60947-2, frame size 3, 3-poles, In=6300A up to 690V AC 50/60Hz, breaking capacity H Icu=100/85kA at 500/690V, Trip unit ETU600 LSIG Hi-Z upgrade ready , colordisplay, bluetooth and USB interface, Protection LT, ST, INST, GFx, with GF highimpedance-input N-protection required an external N-sensor, incl. trip alarm switch (1xCO), rear connection vertical, guide frame with shutter and w/o position signalling switch, with internal voltage tap on upper stab of circuit breaker, with voltage tap module VTM680 and power supply of ETU600, able to communication, integrated metering type PMF-2 Basic Power Monitoring, Voltage, Energy, Power, Power factor, Frequency, Unbalance, Temperature, Manual operating mechanism with mechanical closing, without Spring charging motor, Ready-to-close signal. switch, Auxiliary switches 2NO+2NC, without Closing coil (CC), manual operating mechanism with mechanical closing, without Remote trip alarm reset coil (RR), without 2nd shunt trip, without 1st Shunt trip | 737700 | 1 | Z\ | 1
3WA1363-5MG41-0AA0 |  | Withdrawable circuit breaker with guide frame, IEC 60947-2, frame size 3, 4-poles, N-pole left, In=6300A up to 690V AC 50/60Hz, breaking capacity H Icu=100/85kA at 500/690V, Trip unit ETU600 LSIG Hi-Z upgrade ready , colordisplay, bluetooth and USB interface, Protection LT, ST, INST, GFx, with GF highimpedance-input include N-protection, (internal N-sensor available), incl. trip alarm switch (1xCO), rear connection vertical, guide frame with shutter and w/o position signalling switch, with internal voltage tap on upper stab of circuit breaker, with voltage tap module VTM680 and power supply of ETU600, able to communication, integrated metering type PMF-2 Basic Power Monitoring, Voltage, Energy, Power, Power factor, Frequency, Unbalance, Temperature, Manual operating mechanism with mechanical closing, without Spring charging motor, Ready-to-close signal. switch, Auxiliary switches 2NO+2NC, without Closing coil (CC), manual operating mechanism with mechanical closing, without Remote trip alarm reset coil (RR), without 2nd shunt trip, without 1st Shunt trip | 957700 | 1 | Z\ | 1
3WA1363-5NE01-0AA0 |  | Fixed-mounted circuit breaker IEC 60947-2, frame size 3, 3-poles, In=6300A up to 690V AC 50/60Hz, breaking capacity H Icu=100/85kA at 500/690V, Trip unit ETU600 LSI upgrade ready , colordisplay, bluetooth and USB interface, Protection LT, ST, INST, N-protection required an external N-sensor, incl. trip alarm switch (1xCO), rear connection vertical, with internal voltage tap on upper stab of circuit breaker, with voltage tap module VTM680 and power supply of ETU600, able to communication, integrated metering type PMF-3 Advanced Power Monitor., Voltage, Energy, Power, Power factor, Frequency, Unbalance, Temperature, Power quality, Manual operating mechanism with mechanical closing, without Spring charging motor, Ready-to-close signal. switch, Auxiliary switches 2NO+2NC, without Closing coil (CC), manual operating mechanism with mechanical closing, without Remote trip alarm reset coil (RR), without 2nd shunt trip, without 1st Shunt trip | 596100 | 1 | Z\ | 1
3WA1363-5NE11-0AA0 |  | Fixed-mounted circuit breaker IEC 60947-2, frame size 3, 4-poles, N-pole left, In=6300A up to 690V AC 50/60Hz, breaking capacity H Icu=100/85kA at 500/690V, Trip unit ETU600 LSI upgrade ready , colordisplay, bluetooth and USB interface, Protection LT, ST, INST, include N-protection, (internal N-sensor available), incl. trip alarm switch (1xCO), rear connection vertical, with internal voltage tap on upper stab of circuit breaker, with voltage tap module VTM680 and power supply of ETU600, able to communication, integrated metering type PMF-3 Advanced Power Monitor., Voltage, Energy, Power, Power factor, Frequency, Unbalance, Temperature, Power quality, Manual operating mechanism with mechanical closing, without Spring charging motor, Ready-to-close signal. switch, Auxiliary switches 2NO+2NC, without Closing coil (CC), manual operating mechanism with mechanical closing, without Remote trip alarm reset coil (RR), without 2nd shunt trip, without 1st Shunt trip | 779100 | 1 | Z\ | 1
3WA1363-5NE21-0AA0 |  | fixed-mounted circuit breaker, IEC 60947-2, size 3, 4-pole, N pole on right, In=6300 A up to 690 V AC 50/60 Hz, breaking capacity H Icu=100/85 kA at 500/690 V, tripping unit ETU600 LSI upgradeable, color display, Bluetooth, USB interface, basic protection LT, ST, INST, including protection of the N conductor (internal neutral point sensor available), trip alarm switch (1 x CO), connection at rear vertical, with internal voltage tap on upper stab of circuit breaker, with voltage tap module VTM680 and power supply of ETU600, able to communication, integrated metering type PMF-3 Advanced Power Monitor., Voltage, Energy, Power, Power factor, Frequency, Unbalance, Temperature, Power quality, Manual operating mechanism with mechanical closing, without Spring charging motor, Ready-to-close signal. switch, Auxiliary switches 2NO+2NC, without Closing coil (CC), manual operating mechanism with mechanical closing, without Remote trip alarm reset coil (RR), without 2nd shunt trip, without 1st Shunt trip | 779100 | 1 | Z\ | 1
3WA1363-5NE31-0AA0 |  | Withdrawable circuit breaker with guide frame, IEC 60947-2, frame size 3, 3-poles, In=6300A up to 690V AC 50/60Hz, breaking capacity H Icu=100/85kA at 500/690V, Trip unit ETU600 LSI upgrade ready , colordisplay, bluetooth and USB interface, Protection LT, ST, INST, N-protection required an external N-sensor, incl. trip alarm switch (1xCO), rear connection vertical, guide frame with shutter and w/o position signalling switch, with internal voltage tap on upper stab of circuit breaker, with voltage tap module VTM680 and power supply of ETU600, able to communication, integrated metering type PMF-3 Advanced Power Monitor., Voltage, Energy, Power, Power factor, Frequency, Unbalance, Temperature, Power quality, Manual operating mechanism with mechanical closing, without Spring charging motor, Ready-to-close signal. switch, Auxiliary switches 2NO+2NC, without Closing coil (CC), manual operating mechanism with mechanical closing, without Remote trip alarm reset coil (RR), without 2nd shunt trip, without 1st Shunt trip | 712100 | 1 | Z\ | 1
3WA1363-5NE41-0AA0 |  | Withdrawable circuit breaker with guide frame, IEC 60947-2, frame size 3, 4-poles, N-pole left, In=6300A up to 690V AC 50/60Hz, breaking capacity H Icu=100/85kA at 500/690V, Trip unit ETU600 LSI upgrade ready , colordisplay, bluetooth and USB interface, Protection LT, ST, INST, include N-protection, (internal N-sensor available), incl. trip alarm switch (1xCO), rear connection vertical, guide frame with shutter and w/o position signalling switch, with internal voltage tap on upper stab of circuit breaker, with voltage tap module VTM680 and power supply of ETU600, able to communication, integrated metering type PMF-3 Advanced Power Monitor., Voltage, Energy, Power, Power factor, Frequency, Unbalance, Temperature, Power quality, Manual operating mechanism with mechanical closing, without Spring charging motor, Ready-to-close signal. switch, Auxiliary switches 2NO+2NC, without Closing coil (CC), manual operating mechanism with mechanical closing, without Remote trip alarm reset coil (RR), without 2nd shunt trip, without 1st Shunt trip | 932100 | 1 | Z\ | 1
3WA1363-5NF01-0AA0 |  | Fixed-mounted circuit breaker IEC 60947-2, frame size 3, 3-poles, In=6300A up to 690V AC 50/60Hz, breaking capacity H Icu=100/85kA at 500/690V, Trip unit ETU600 LSIG upgrade ready , colordisplay, bluetooth and USB interface, Protection LT, ST, INST, GFx, N-protection required an external N-sensor, incl. trip alarm switch (1xCO), rear connection vertical, with internal voltage tap on upper stab of circuit breaker, with voltage tap module VTM680 and power supply of ETU600, able to communication, integrated metering type PMF-3 Advanced Power Monitor., Voltage, Energy, Power, Power factor, Frequency, Unbalance, Temperature, Power quality, Manual operating mechanism with mechanical closing, without Spring charging motor, Ready-to-close signal. switch, Auxiliary switches 2NO+2NC, without Closing coil (CC), manual operating mechanism with mechanical closing, without Remote trip alarm reset coil (RR), without 2nd shunt trip, without 1st Shunt trip | 607100 | 1 | Z\ | 1
3WA1363-5NF11-0AA0 |  | Fixed-mounted circuit breaker IEC 60947-2, frame size 3, 4-poles, N-pole left, In=6300A up to 690V AC 50/60Hz, breaking capacity H Icu=100/85kA at 500/690V, Trip unit ETU600 LSIG upgrade ready , colordisplay, bluetooth and USB interface, Protection LT, ST, INST, GFx, include N-protection, (internal N-sensor available), incl. trip alarm switch (1xCO), rear connection vertical, with internal voltage tap on upper stab of circuit breaker, with voltage tap module VTM680 and power supply of ETU600, able to communication, integrated metering type PMF-3 Advanced Power Monitor., Voltage, Energy, Power, Power factor, Frequency, Unbalance, Temperature, Power quality, Manual operating mechanism with mechanical closing, without Spring charging motor, Ready-to-close signal. switch, Auxiliary switches 2NO+2NC, without Closing coil (CC), manual operating mechanism with mechanical closing, without Remote trip alarm reset coil (RR), without 2nd shunt trip, without 1st Shunt trip | 790100 | 1 | Z\ | 1
3WA1363-5NF21-0AA0 |  | fixed-mounted circuit breaker, IEC 60947-2, size 3, 4-pole, N pole on right, In=6300 A up to 690 V AC 50/60 Hz, breaking capacity H Icu=100/85 kA at 500/690 V, tripping unit ETU600 LSIG upgradeable, color display, Bluetooth, USB interface, basic protection LT, ST, INST, GFx, including protection of the N conductor (internal neutral point sensor available), trip alarm switch (1 x CO), connection at rear vertical, with internal voltage tap on upper stab of circuit breaker, with voltage tap module VTM680 and power supply of ETU600, able to communication, integrated metering type PMF-3 Advanced Power Monitor., Voltage, Energy, Power, Power factor, Frequency, Unbalance, Temperature, Power quality, Manual operating mechanism with mechanical closing, without Spring charging motor, Ready-to-close signal. switch, Auxiliary switches 2NO+2NC, without Closing coil (CC), manual operating mechanism with mechanical closing, without Remote trip alarm reset coil (RR), without 2nd shunt trip, without 1st Shunt trip | 790100 | 1 | Z\ | 1
3WA1363-5NF31-0AA0 |  | Withdrawable circuit breaker with guide frame, IEC 60947-2, frame size 3, 3-poles, In=6300A up to 690V AC 50/60Hz, breaking capacity H Icu=100/85kA at 500/690V, Trip unit ETU600 LSIG upgrade ready , colordisplay, bluetooth and USB interface, Protection LT, ST, INST, GFx, N-protection required an external N-sensor, incl. trip alarm switch (1xCO), rear connection vertical, guide frame with shutter and w/o position signalling switch, with internal voltage tap on upper stab of circuit breaker, with voltage tap module VTM680 and power supply of ETU600, able to communication, integrated metering type PMF-3 Advanced Power Monitor., Voltage, Energy, Power, Power factor, Frequency, Unbalance, Temperature, Power quality, Manual operating mechanism with mechanical closing, without Spring charging motor, Ready-to-close signal. switch, Auxiliary switches 2NO+2NC, without Closing coil (CC), manual operating mechanism with mechanical closing, without Remote trip alarm reset coil (RR), without 2nd shunt trip, without 1st Shunt trip | 723100 | 1 | Z\ | 1
3WA1363-5NF41-0AA0 |  | Withdrawable circuit breaker with guide frame, IEC 60947-2, frame size 3, 4-poles, N-pole left, In=6300A up to 690V AC 50/60Hz, breaking capacity H Icu=100/85kA at 500/690V, Trip unit ETU600 LSIG upgrade ready , colordisplay, bluetooth and USB interface, Protection LT, ST, INST, GFx, include N-protection, (internal N-sensor available), incl. trip alarm switch (1xCO), rear connection vertical, guide frame with shutter and w/o position signalling switch, with internal voltage tap on upper stab of circuit breaker, with voltage tap module VTM680 and power supply of ETU600, able to communication, integrated metering type PMF-3 Advanced Power Monitor., Voltage, Energy, Power, Power factor, Frequency, Unbalance, Temperature, Power quality, Manual operating mechanism with mechanical closing, without Spring charging motor, Ready-to-close signal. switch, Auxiliary switches 2NO+2NC, without Closing coil (CC), manual operating mechanism with mechanical closing, without Remote trip alarm reset coil (RR), without 2nd shunt trip, without 1st Shunt trip | 943100 | 1 | Z\ | 1
3WA1363-5NG01-0AA0 |  | Fixed-mounted circuit breaker IEC 60947-2, frame size 3, 3-poles, In=6300A up to 690V AC 50/60Hz, breaking capacity H Icu=100/85kA at 500/690V, Trip unit ETU600 LSIG Hi-Z upgrade ready , colordisplay, bluetooth and USB interface, Protection LT, ST, INST, GFx, with GF highimpedance-input N-protection required an external N-sensor, incl. trip alarm switch (1xCO), rear connection vertical, with internal voltage tap on upper stab of circuit breaker, with voltage tap module VTM680 and power supply of ETU600, able to communication, integrated metering type PMF-3 Advanced Power Monitor., Voltage, Energy, Power, Power factor, Frequency, Unbalance, Temperature, Power quality, Manual operating mechanism with mechanical closing, without Spring charging motor, Ready-to-close signal. switch, Auxiliary switches 2NO+2NC, without Closing coil (CC), manual operating mechanism with mechanical closing, without Remote trip alarm reset coil (RR), without 2nd shunt trip, without 1st Shunt trip | 628100 | 1 | Z\ | 1
3WA1363-5NG11-0AA0 |  | Fixed-mounted circuit breaker IEC 60947-2, frame size 3, 4-poles, N-pole left, In=6300A up to 690V AC 50/60Hz, breaking capacity H Icu=100/85kA at 500/690V, Trip unit ETU600 LSIG Hi-Z upgrade ready , colordisplay, bluetooth and USB interface, Protection LT, ST, INST, GFx, with GF highimpedance-input include N-protection, (internal N-sensor available), incl. trip alarm switch (1xCO), rear connection vertical, with internal voltage tap on upper stab of circuit breaker, with voltage tap module VTM680 and power supply of ETU600, able to communication, integrated metering type PMF-3 Advanced Power Monitor., Voltage, Energy, Power, Power factor, Frequency, Unbalance, Temperature, Power quality, Manual operating mechanism with mechanical closing, without Spring charging motor, Ready-to-close signal. switch, Auxiliary switches 2NO+2NC, without Closing coil (CC), manual operating mechanism with mechanical closing, without Remote trip alarm reset coil (RR), without 2nd shunt trip, without 1st Shunt trip | 811100 | 1 | Z\ | 1
3WA1363-5NG21-0AA0 |  | fixed-mounted circuit breaker, IEC 60947-2, size 3, 4-pole, N pole on right, In=6300 A up to 690 V AC 50/60 Hz, breaking capacity H Icu=100/85 kA at 500/690 V, tripping unit ETU600 LSIG Hi-Z upgradeable, color display, Bluetooth, USB interface, basic protection LT, ST, INST, GFx, with GF high-impedance input, including protection of the N conductor (internal neutral point sensor available), trip alarm switch (1 x CO), connection at rear vertical, with internal voltage tap on upper stab of circuit breaker, with voltage tap module VTM680 and power supply of ETU600, able to communication, integrated metering type PMF-3 Advanced Power Monitor., Voltage, Energy, Power, Power factor, Frequency, Unbalance, Temperature, Power quality, Manual operating mechanism with mechanical closing, without Spring charging motor, Ready-to-close signal. switch, Auxiliary switches 2NO+2NC, without Closing coil (CC), manual operating mechanism with mechanical closing, without Remote trip alarm reset coil (RR), without 2nd shunt trip, without 1st Shunt trip | 811100 | 1 | Z\ | 1
3WA1363-5NG31-0AA0 |  | Withdrawable circuit breaker with guide frame, IEC 60947-2, frame size 3, 3-poles, In=6300A up to 690V AC 50/60Hz, breaking capacity H Icu=100/85kA at 500/690V, Trip unit ETU600 LSIG Hi-Z upgrade ready , colordisplay, bluetooth and USB interface, Protection LT, ST, INST, GFx, with GF highimpedance-input N-protection required an external N-sensor, incl. trip alarm switch (1xCO), rear connection vertical, guide frame with shutter and w/o position signalling switch, with internal voltage tap on upper stab of circuit breaker, with voltage tap module VTM680 and power supply of ETU600, able to communication, integrated metering type PMF-3 Advanced Power Monitor., Voltage, Energy, Power, Power factor, Frequency, Unbalance, Temperature, Power quality, Manual operating mechanism with mechanical closing, without Spring charging motor, Ready-to-close signal. switch, Auxiliary switches 2NO+2NC, without Closing coil (CC), manual operating mechanism with mechanical closing, without Remote trip alarm reset coil (RR), without 2nd shunt trip, without 1st Shunt trip | 744100 | 1 | Z\ | 1
3WA1363-5NG41-0AA0 |  | Withdrawable circuit breaker with guide frame, IEC 60947-2, frame size 3, 4-poles, N-pole left, In=6300A up to 690V AC 50/60Hz, breaking capacity H Icu=100/85kA at 500/690V, Trip unit ETU600 LSIG Hi-Z upgrade ready , colordisplay, bluetooth and USB interface, Protection LT, ST, INST, GFx, with GF highimpedance-input include N-protection, (internal N-sensor available), incl. trip alarm switch (1xCO), rear connection vertical, guide frame with shutter and w/o position signalling switch, with internal voltage tap on upper stab of circuit breaker, with voltage tap module VTM680 and power supply of ETU600, able to communication, integrated metering type PMF-3 Advanced Power Monitor., Voltage, Energy, Power, Power factor, Frequency, Unbalance, Temperature, Power quality, Manual operating mechanism with mechanical closing, without Spring charging motor, Ready-to-close signal. switch, Auxiliary switches 2NO+2NC, without Closing coil (CC), manual operating mechanism with mechanical closing, without Remote trip alarm reset coil (RR), without 2nd shunt trip, without 1st Shunt trip | 964100 | 1 | Z\ | 1
3WA1363-6AA01-0AA0 |  | Non-automatic circuit breaker Fixed-mounted version, IEC 60947-2, frame size 3, 3-poles, In=6300A up to 690V AC 50/60Hz, breaking capacity C Icc=150kA at 690V, without electr. trip unit ETU, rear connection vertical, without Com & metering function Manual operating mechanism with mechanical closing, without Spring charging motor, Ready-to-close signal. switch, Auxiliary switches 2NO+2NC, without Closing coil (CC), manual operating mechanism with mechanical closing, without Remote trip alarm reset coil (RR), without 2nd shunt trip, without 1st Shunt trip | 618000 | 1 | Z\ | 1
3WA1363-6AA11-0AA0 |  | Non-automatic circuit breaker Fixed-mounted version, IEC 60947-2, frame size 3, 4-poles, N-pole left, In=6300A up to 690V AC 50/60Hz, breaking capacity C Icc=130kA at 690V, without electr. trip unit ETU, rear connection vertical, without Com & metering function Manual operating mechanism with mechanical closing, without Spring charging motor, Ready-to-close signal. switch, Auxiliary switches 2NO+2NC, without Closing coil (CC), manual operating mechanism with mechanical closing, without Remote trip alarm reset coil (RR), without 2nd shunt trip, without 1st Shunt trip | 816000 | 1 | Z\ | 1
3WA1363-6AA21-0AA0 |  | AC non-automatic air circuit breaker 3WA, fixed-mounted version, IEC 60947-2, size 3, 4-pole, N pole on right, In=6300 A up to 690 V AC 50/60 Hz, breaking capacity C, Icc=130 kA at 690 V, without electronic trip unit ETU, connection at rear vertical, without Com & metering function Manual operating mechanism with mechanical closing, without Spring charging motor, Ready-to-close signal. switch, Auxiliary switches 2NO+2NC, without Closing coil (CC), manual operating mechanism with mechanical closing, without Remote trip alarm reset coil (RR), without 2nd shunt trip, without 1st Shunt trip | 816000 | 1 | Z\ | 1
3WA1363-6AA31-0AA0 |  | Non-automatic circuit breaker withdrawable version, with guide frame, IEC 60947-2, frame size 3, 3-poles, In=6300A up to 690V AC 50/60Hz, breaking capacity C Icc=150kA at 690V, without electr. trip unit ETU, rear connection vertical, guide frame with shutter and w/o position signalling switch, without Com & metering function Manual operating mechanism with mechanical closing, without Spring charging motor, Ready-to-close signal. switch, Auxiliary switches 2NO+2NC, without Closing coil (CC), manual operating mechanism with mechanical closing, without Remote trip alarm reset coil (RR), without 2nd shunt trip, without 1st Shunt trip | 728000 | 1 | Z\ | 1
3WA1363-6AA41-0AA0 |  | Non-automatic circuit breaker withdrawable version, with guide frame, IEC 60947-2, frame size 3, 4-poles, N-pole left, In=6300A up to 690V AC 50/60Hz, breaking capacity C Icc=130kA at 690V, without electr. trip unit ETU, rear connection vertical, guide frame with shutter and w/o position signalling switch, without Com & metering function Manual operating mechanism with mechanical closing, without Spring charging motor, Ready-to-close signal. switch, Auxiliary switches 2NO+2NC, without Closing coil (CC), manual operating mechanism with mechanical closing, without Remote trip alarm reset coil (RR), without 2nd shunt trip, without 1st Shunt trip | 961000 | 1 | Z\ | 1
3WA1363-6AB01-0AA0 |  | Fixed-mounted circuit breaker IEC 60947-2, frame size 3, 3-poles, In=6300A up to 690V AC 50/60Hz, breaking capacity C Icu=150kA at 690V, Trip unit ETU300 LSI optimized for standard applica- tions, without display Protection LT, ST, INST, N-protection required an external N-sensor, incl. trip alarm switch (1xCO), rear connection vertical, without Com & metering function Manual operating mechanism with mechanical closing, without Spring charging motor, Ready-to-close signal. switch, Auxiliary switches 2NO+2NC, without Closing coil (CC), manual operating mechanism with mechanical closing, without Remote trip alarm reset coil (RR), without 2nd shunt trip, without 1st Shunt trip | 633000 | 1 | Z\ | 1
3WA1363-6AB11-0AA0 |  | Fixed-mounted circuit breaker IEC 60947-2, frame size 3, 4-poles, N-pole left, In=6300A up to 690V AC 50/60Hz, breaking capacity C Icu=130kA at 690V, Trip unit ETU300 LSI optimized for standard applica- tions, without display Protection LT, ST, INST, include N-protection, (internal N-sensor available), incl. trip alarm switch (1xCO), rear connection vertical, without Com & metering function Manual operating mechanism with mechanical closing, without Spring charging motor, Ready-to-close signal. switch, Auxiliary switches 2NO+2NC, without Closing coil (CC), manual operating mechanism with mechanical closing, without Remote trip alarm reset coil (RR), without 2nd shunt trip, without 1st Shunt trip | 838000 | 1 | Z\ | 1
3WA1363-6AB21-0AA0 |  | fixed-mounted circuit breaker, IEC 60947-2, size 1, 4-pole, N pole on right, In=6300 A up to 690 V AC 50/60 Hz, breaking capacity C Icu=130 kA at 690 V, tripping unit ETU300 LSI optimized for standard applications, without display, basic protection LT, ST, INST, including protection of the N conductor (internal neutral point sensor available) trip alarm switch (1 x CO), connection at rear vertical, without Com & metering function Manual operating mechanism with mechanical closing, without Spring charging motor, Ready-to-close signal. switch, Auxiliary switches 2NO+2NC, without Closing coil (CC), manual operating mechanism with mechanical closing, without Remote trip alarm reset coil (RR), without 2nd shunt trip, without 1st Shunt trip | 838000 | 1 | Z\ | 1
3WA1363-6AB31-0AA0 |  | Withdrawable circuit breaker with guide frame, IEC 60947-2, frame size 3, 3-poles, In=6300A up to 690V AC 50/60Hz, breaking capacity C Icu=150kA at 690V, Trip unit ETU300 LSI optimized for standard applica- tions, without display Protection LT, ST, INST, N-protection required an external N-sensor, incl. trip alarm switch (1xCO), rear connection vertical, guide frame with shutter and w/o position signalling switch, without Com & metering function Manual operating mechanism with mechanical closing, without Spring charging motor, Ready-to-close signal. switch, Auxiliary switches 2NO+2NC, without Closing coil (CC), manual operating mechanism with mechanical closing, without Remote trip alarm reset coil (RR), without 2nd shunt trip, without 1st Shunt trip | 747000 | 1 | Z\ | 1
3WA1363-6AB41-0AA0 |  | Withdrawable circuit breaker with guide frame, IEC 60947-2, frame size 3, 4-poles, N-pole left, In=6300A up to 690V AC 50/60Hz, breaking capacity C Icu=130kA at 690V, Trip unit ETU300 LSI optimized for standard applica- tions, without display Protection LT, ST, INST, include N-protection, (internal N-sensor available), incl. trip alarm switch (1xCO), rear connection vertical, guide frame with shutter and w/o position signalling switch, without Com & metering function Manual operating mechanism with mechanical closing, without Spring charging motor, Ready-to-close signal. switch, Auxiliary switches 2NO+2NC, without Closing coil (CC), manual operating mechanism with mechanical closing, without Remote trip alarm reset coil (RR), without 2nd shunt trip, without 1st Shunt trip | 988000 | 1 | Z\ | 1
3WA1363-6AC01-0AA0 |  | Fixed-mounted circuit breaker IEC 60947-2, frame size 3, 3-poles, In=6300A up to 690V AC 50/60Hz, breaking capacity C Icu=150kA at 690V, Trip unit ETU300 LSIG optimized for standard applica- tions, without display Protection LT, ST, INST, GF, N-protection required an external N-sensor, incl. trip alarm switch (1xCO), rear connection vertical, without Com & metering function Manual operating mechanism with mechanical closing, without Spring charging motor, Ready-to-close signal. switch, Auxiliary switches 2NO+2NC, without Closing coil (CC), manual operating mechanism with mechanical closing, without Remote trip alarm reset coil (RR), without 2nd shunt trip, without 1st Shunt trip | 639000 | 1 | Z\ | 1
3WA1363-6AC11-0AA0 |  | Fixed-mounted circuit breaker IEC 60947-2, frame size 3, 4-poles, N-pole left, In=6300A up to 690V AC 50/60Hz, breaking capacity C Icu=130kA at 690V, Trip unit ETU300 LSIG optimized for standard applica- tions, without display Protection LT, ST, INST, GF, include N-protection, (internal N-sensor available), incl. trip alarm switch (1xCO), rear connection vertical, without Com & metering function Manual operating mechanism with mechanical closing, without Spring charging motor, Ready-to-close signal. switch, Auxiliary switches 2NO+2NC, without Closing coil (CC), manual operating mechanism with mechanical closing, without Remote trip alarm reset coil (RR), without 2nd shunt trip, without 1st Shunt trip | 844000 | 1 | Z\ | 1
3WA1363-6AC21-0AA0 |  | fixed-mounted circuit breaker, IEC 60947-2, size 1, 4-pole, N pole on right, In=6300 A up to 690 V AC 50/60 Hz, breaking capacity C Icu=130 kA at 690 V, tripping unit ETU300 LSI G optimized for standard applications, without display, basic protection LT, ST, INST, GF, including protection of the N conductor (internal neutral point sensor available), trip alarm switch (1 x CO), connection at rear vertical, without Com & metering function Manual operating mechanism with mechanical closing, without Spring charging motor, Ready-to-close signal. switch, Auxiliary switches 2NO+2NC, without Closing coil (CC), manual operating mechanism with mechanical closing, without Remote trip alarm reset coil (RR), without 2nd shunt trip, without 1st Shunt trip | 844000 | 1 | Z\ | 1
3WA1363-6AC31-0AA0 |  | Withdrawable circuit breaker with guide frame, IEC 60947-2, frame size 3, 3-poles, In=6300A up to 690V AC 50/60Hz, breaking capacity C Icu=150kA at 690V, Trip unit ETU300 LSIG optimized for standard applica- tions, without display Protection LT, ST, INST, GF, N-protection required an external N-sensor, incl. trip alarm switch (1xCO), rear connection vertical, guide frame with shutter and w/o position signalling switch, without Com & metering function Manual operating mechanism with mechanical closing, without Spring charging motor, Ready-to-close signal. switch, Auxiliary switches 2NO+2NC, without Closing coil (CC), manual operating mechanism with mechanical closing, without Remote trip alarm reset coil (RR), without 2nd shunt trip, without 1st Shunt trip | 754000 | 1 | Z\ | 1
3WA1363-6AC41-0AA0 |  | Withdrawable circuit breaker with guide frame, IEC 60947-2, frame size 3, 4-poles, N-pole left, In=6300A up to 690V AC 50/60Hz, breaking capacity C Icu=130kA at 690V, Trip unit ETU300 LSIG optimized for standard applica- tions, without display Protection LT, ST, INST, GF, include N-protection, (internal N-sensor available), incl. trip alarm switch (1xCO), rear connection vertical, guide frame with shutter and w/o position signalling switch, without Com & metering function Manual operating mechanism with mechanical closing, without Spring charging motor, Ready-to-close signal. switch, Auxiliary switches 2NO+2NC, without Closing coil (CC), manual operating mechanism with mechanical closing, without Remote trip alarm reset coil (RR), without 2nd shunt trip, without 1st Shunt trip | 994000 | 1 | Z\ | 1
3WA1363-6AE01-0AA0 |  | Fixed-mounted circuit breaker IEC 60947-2, frame size 3, 3-poles, In=6300A up to 690V AC 50/60Hz, breaking capacity C Icu=150kA at 690V, Trip unit ETU600 LSI upgrade ready , colordisplay, bluetooth and USB interface, Protection LT, ST, INST, N-protection required an external N-sensor, incl. trip alarm switch (1xCO), rear connection vertical, without Com & metering function Manual operating mechanism with mechanical closing, without Spring charging motor, Ready-to-close signal. switch, Auxiliary switches 2NO+2NC, without Closing coil (CC), manual operating mechanism with mechanical closing, without Remote trip alarm reset coil (RR), without 2nd shunt trip, without 1st Shunt trip | 638000 | 1 | Z\ | 1
3WA1363-6AE11-0AA0 |  | Fixed-mounted circuit breaker IEC 60947-2, frame size 3, 4-poles, N-pole left, In=6300A up to 690V AC 50/60Hz, breaking capacity C Icu=130kA at 690V, Trip unit ETU600 LSI upgrade ready , colordisplay, bluetooth and USB interface, Protection LT, ST, INST, include N-protection, (internal N-sensor available), incl. trip alarm switch (1xCO), rear connection vertical, without Com & metering function Manual operating mechanism with mechanical closing, without Spring charging motor, Ready-to-close signal. switch, Auxiliary switches 2NO+2NC, without Closing coil (CC), manual operating mechanism with mechanical closing, without Remote trip alarm reset coil (RR), without 2nd shunt trip, without 1st Shunt trip | 843000 | 1 | Z\ | 1
3WA1363-6AE21-0AA0 |  | fixed-mounted circuit breaker, IEC 60947-2, size 3, 4-pole, N pole on right, In=6300 A up to 690 V AC 50/60 Hz, breaking capacity C Icu=130 kA at 690 V, tripping unit ETU600 LSI upgradeable, color display, Bluetooth, USB interface, basic protection LT, ST, INST, including protection of the N conductor (internal neutral point sensor available), trip alarm switch (1 x CO), connection at rear vertical, without Com & metering function Manual operating mechanism with mechanical closing, without Spring charging motor, Ready-to-close signal. switch, Auxiliary switches 2NO+2NC, without Closing coil (CC), manual operating mechanism with mechanical closing, without Remote trip alarm reset coil (RR), without 2nd shunt trip, without 1st Shunt trip | 843000 | 1 | Z\ | 1
3WA1363-6AE31-0AA0 |  | Withdrawable circuit breaker with guide frame, IEC 60947-2, frame size 3, 3-poles, In=6300A up to 690V AC 50/60Hz, breaking capacity C Icu=150kA at 690V, Trip unit ETU600 LSI upgrade ready , colordisplay, bluetooth and USB interface, Protection LT, ST, INST, N-protection required an external N-sensor, incl. trip alarm switch (1xCO), rear connection vertical, guide frame with shutter and w/o position signalling switch, without Com & metering function Manual operating mechanism with mechanical closing, without Spring charging motor, Ready-to-close signal. switch, Auxiliary switches 2NO+2NC, without Closing coil (CC), manual operating mechanism with mechanical closing, without Remote trip alarm reset coil (RR), without 2nd shunt trip, without 1st Shunt trip | 753000 | 1 | Z\ | 1
3WA1363-6AE41-0AA0 |  | Withdrawable circuit breaker with guide frame, IEC 60947-2, frame size 3, 4-poles, N-pole left, In=6300A up to 690V AC 50/60Hz, breaking capacity C Icu=130kA at 690V, Trip unit ETU600 LSI upgrade ready , colordisplay, bluetooth and USB interface, Protection LT, ST, INST, include N-protection, (internal N-sensor available), incl. trip alarm switch (1xCO), rear connection vertical, guide frame with shutter and w/o position signalling switch, without Com & metering function Manual operating mechanism with mechanical closing, without Spring charging motor, Ready-to-close signal. switch, Auxiliary switches 2NO+2NC, without Closing coil (CC), manual operating mechanism with mechanical closing, without Remote trip alarm reset coil (RR), without 2nd shunt trip, without 1st Shunt trip | 993000 | 1 | Z\ | 1
3WA1363-6AF01-0AA0 |  | Fixed-mounted circuit breaker IEC 60947-2, frame size 3, 3-poles, In=6300A up to 690V AC 50/60Hz, breaking capacity C Icu=150kA at 690V, Trip unit ETU600 LSIG upgrade ready , colordisplay, bluetooth and USB interface, Protection LT, ST, INST, GFx, N-protection required an external N-sensor, incl. trip alarm switch (1xCO), rear connection vertical, without Com & metering function Manual operating mechanism with mechanical closing, without Spring charging motor, Ready-to-close signal. switch, Auxiliary switches 2NO+2NC, without Closing coil (CC), manual operating mechanism with mechanical closing, without Remote trip alarm reset coil (RR), without 2nd shunt trip, without 1st Shunt trip | 649000 | 1 | Z\ | 1
3WA1363-6AF11-0AA0 |  | Fixed-mounted circuit breaker IEC 60947-2, frame size 3, 4-poles, N-pole left, In=6300A up to 690V AC 50/60Hz, breaking capacity C Icu=130kA at 690V, Trip unit ETU600 LSIG upgrade ready , colordisplay, bluetooth and USB interface, Protection LT, ST, INST, GFx, include N-protection, (internal N-sensor available), incl. trip alarm switch (1xCO), rear connection vertical, without Com & metering function Manual operating mechanism with mechanical closing, without Spring charging motor, Ready-to-close signal. switch, Auxiliary switches 2NO+2NC, without Closing coil (CC), manual operating mechanism with mechanical closing, without Remote trip alarm reset coil (RR), without 2nd shunt trip, without 1st Shunt trip | 853000 | 1 | Z\ | 1
3WA1363-6AF21-0AA0 |  | fixed-mounted circuit breaker, IEC 60947-2, size 3, 4-pole, N pole on right, In=6300 A up to 690 V AC 50/60 Hz, breaking capacity C Icu=130 kA at 690 V, tripping unit ETU600 LSIG upgradeable, color display, Bluetooth, USB interface, basic protection LT, ST, INST, GFx, including protection of the N conductor (internal neutral point sensor available), trip alarm switch (1 x CO), connection at rear vertical, without Com & metering function Manual operating mechanism with mechanical closing, without Spring charging motor, Ready-to-close signal. switch, Auxiliary switches 2NO+2NC, without Closing coil (CC), manual operating mechanism with mechanical closing, without Remote trip alarm reset coil (RR), without 2nd shunt trip, without 1st Shunt trip | 853000 | 1 | Z\ | 1
3WA1363-6AF31-0AA0 |  | Withdrawable circuit breaker with guide frame, IEC 60947-2, frame size 3, 3-poles, In=6300A up to 690V AC 50/60Hz, breaking capacity C Icu=150kA at 690V, Trip unit ETU600 LSIG upgrade ready , colordisplay, bluetooth and USB interface, Protection LT, ST, INST, GFx, N-protection required an external N-sensor, incl. trip alarm switch (1xCO), rear connection vertical, guide frame with shutter and w/o position signalling switch, without Com & metering function Manual operating mechanism with mechanical closing, without Spring charging motor, Ready-to-close signal. switch, Auxiliary switches 2NO+2NC, without Closing coil (CC), manual operating mechanism with mechanical closing, without Remote trip alarm reset coil (RR), without 2nd shunt trip, without 1st Shunt trip | 763000 | 1 | Z\ | 1
3WA1363-6AF41-0AA0 |  | Withdrawable circuit breaker with guide frame, IEC 60947-2, frame size 3, 4-poles, N-pole left, In=6300A up to 690V AC 50/60Hz, breaking capacity C Icu=130kA at 690V, Trip unit ETU600 LSIG upgrade ready , colordisplay, bluetooth and USB interface, Protection LT, ST, INST, GFx, include N-protection, (internal N-sensor available), incl. trip alarm switch (1xCO), rear connection vertical, guide frame with shutter and w/o position signalling switch, without Com & metering function Manual operating mechanism with mechanical closing, without Spring charging motor, Ready-to-close signal. switch, Auxiliary switches 2NO+2NC, without Closing coil (CC), manual operating mechanism with mechanical closing, without Remote trip alarm reset coil (RR), without 2nd shunt trip, without 1st Shunt trip | 1000000 | 1 | Z\ | 1
3WA1363-6AG01-0AA0 |  | Fixed-mounted circuit breaker IEC 60947-2, frame size 3, 3-poles, In=6300A up to 690V AC 50/60Hz, breaking capacity C Icu=150kA at 690V, Trip unit ETU600 LSIG Hi-Z upgrade ready , colordisplay, bluetooth and USB interface, Protection LT, ST, INST, GFx, with GF highimpedance-input N-protection required an external N-sensor, incl. trip alarm switch (1xCO), rear connection vertical, without Com & metering function Manual operating mechanism with mechanical closing, without Spring charging motor, Ready-to-close signal. switch, Auxiliary switches 2NO+2NC, without Closing coil (CC), manual operating mechanism with mechanical closing, without Remote trip alarm reset coil (RR), without 2nd shunt trip, without 1st Shunt trip | 670000 | 1 | Z\ | 1
3WA1363-6AG11-0AA0 |  | Fixed-mounted circuit breaker IEC 60947-2, frame size 3, 4-poles, N-pole left, In=6300A up to 690V AC 50/60Hz, breaking capacity C Icu=130kA at 690V, Trip unit ETU600 LSIG Hi-Z upgrade ready , colordisplay, bluetooth and USB interface, Protection LT, ST, INST, GFx, with GF highimpedance-input include N-protection, (internal N-sensor available), incl. trip alarm switch (1xCO), rear connection vertical, without Com & metering function Manual operating mechanism with mechanical closing, without Spring charging motor, Ready-to-close signal. switch, Auxiliary switches 2NO+2NC, without Closing coil (CC), manual operating mechanism with mechanical closing, without Remote trip alarm reset coil (RR), without 2nd shunt trip, without 1st Shunt trip | 875000 | 1 | Z\ | 1
3WA1363-6AG21-0AA0 |  | fixed-mounted circuit breaker, IEC 60947-2, size 3, 4-pole, N pole on right, In=6300 A up to 690 V AC 50/60 Hz, breaking capacity C Icu=130 kA at 690 V, tripping unit ETU600 LSIG Hi-Z upgradeable, color display, Bluetooth, USB interface, basic protection LT, ST, INST, GFx, with GF high-impedance input, including protection of the N conductor (internal neutral point sensor available), trip alarm switch (1 x CO), connection at rear vertical, without Com & metering function Manual operating mechanism with mechanical closing, without Spring charging motor, Ready-to-close signal. switch, Auxiliary switches 2NO+2NC, without Closing coil (CC), manual operating mechanism with mechanical closing, without Remote trip alarm reset coil (RR), without 2nd shunt trip, without 1st Shunt trip | 875000 | 1 | Z\ | 1
3WA1363-6AG31-0AA0 |  | Withdrawable circuit breaker with guide frame, IEC 60947-2, frame size 3, 3-poles, In=6300A up to 690V AC 50/60Hz, breaking capacity C Icu=150kA at 690V, Trip unit ETU600 LSIG Hi-Z upgrade ready , colordisplay, bluetooth and USB interface, Protection LT, ST, INST, GFx, with GF highimpedance-input N-protection required an external N-sensor, incl. trip alarm switch (1xCO), rear connection vertical, guide frame with shutter and w/o position signalling switch, without Com & metering function Manual operating mechanism with mechanical closing, without Spring charging motor, Ready-to-close signal. switch, Auxiliary switches 2NO+2NC, without Closing coil (CC), manual operating mechanism with mechanical closing, without Remote trip alarm reset coil (RR), without 2nd shunt trip, without 1st Shunt trip | 784000 | 1 | Z\ | 1
3WA1363-6AG41-0AA0 |  | Withdrawable circuit breaker with guide frame, IEC 60947-2, frame size 3, 4-poles, N-pole left, In=6300A up to 690V AC 50/60Hz, breaking capacity C Icu=130kA at 690V, Trip unit ETU600 LSIG Hi-Z upgrade ready , colordisplay, bluetooth and USB interface, Protection LT, ST, INST, GFx, with GF highimpedance-input include N-protection, (internal N-sensor available), incl. trip alarm switch (1xCO), rear connection vertical, guide frame with shutter and w/o position signalling switch, without Com & metering function Manual operating mechanism with mechanical closing, without Spring charging motor, Ready-to-close signal. switch, Auxiliary switches 2NO+2NC, without Closing coil (CC), manual operating mechanism with mechanical closing, without Remote trip alarm reset coil (RR), without 2nd shunt trip, without 1st Shunt trip | 1030000 | 1 | Z\ | 1
3WA1363-6CA01-0AA0 |  | Non-automatic circuit breaker Fixed-mounted version, IEC 60947-2, frame size 3, 3-poles, In=6300A up to 690V AC 50/60Hz, breaking capacity C Icc=150kA at 690V, without electr. trip unit ETU, rear connection vertical, able to communication, Manual operating mechanism with mechanical closing, without Spring charging motor, Ready-to-close signal. switch, Auxiliary switches 2NO+2NC, without Closing coil (CC), manual operating mechanism with mechanical closing, without Remote trip alarm reset coil (RR), without 2nd shunt trip, without 1st Shunt trip | 622430 | 1 | Z\ | 1
3WA1363-6CA11-0AA0 |  | Non-automatic circuit breaker Fixed-mounted version, IEC 60947-2, frame size 3, 4-poles, N-pole left, In=6300A up to 690V AC 50/60Hz, breaking capacity C Icc=130kA at 690V, without electr. trip unit ETU, rear connection vertical, able to communication, Manual operating mechanism with mechanical closing, without Spring charging motor, Ready-to-close signal. switch, Auxiliary switches 2NO+2NC, without Closing coil (CC), manual operating mechanism with mechanical closing, without Remote trip alarm reset coil (RR), without 2nd shunt trip, without 1st Shunt trip | 820430 | 1 | Z\ | 1
3WA1363-6CA21-0AA0 |  | AC non-automatic air circuit breaker 3WA, fixed-mounted version, IEC 60947-2, size 3, 4-pole, N pole on right, In=6300 A up to 690 V AC 50/60 Hz, breaking capacity C, Icc=130 kA at 690 V, without electronic trip unit ETU, connection at rear vertical, able to communication, Manual operating mechanism with mechanical closing, without Spring charging motor, Ready-to-close signal. switch, Auxiliary switches 2NO+2NC, without Closing coil (CC), manual operating mechanism with mechanical closing, without Remote trip alarm reset coil (RR), without 2nd shunt trip, without 1st Shunt trip | 820430 | 1 | Z\ | 1
3WA1363-6CA31-0AA0 |  | Non-automatic circuit breaker withdrawable version, with guide frame, IEC 60947-2, frame size 3, 3-poles, In=6300A up to 690V AC 50/60Hz, breaking capacity C Icc=150kA at 690V, without electr. trip unit ETU, rear connection vertical, guide frame with shutter and w/o position signalling switch, able to communication, Manual operating mechanism with mechanical closing, without Spring charging motor, Ready-to-close signal. switch, Auxiliary switches 2NO+2NC, without Closing coil (CC), manual operating mechanism with mechanical closing, without Remote trip alarm reset coil (RR), without 2nd shunt trip, without 1st Shunt trip | 732430 | 1 | Z\ | 1
3WA1363-6CA41-0AA0 |  | Non-automatic circuit breaker withdrawable version, with guide frame, IEC 60947-2, frame size 3, 4-poles, N-pole left, In=6300A up to 690V AC 50/60Hz, breaking capacity C Icc=130kA at 690V, without electr. trip unit ETU, rear connection vertical, guide frame with shutter and w/o position signalling switch, able to communication, Manual operating mechanism with mechanical closing, without Spring charging motor, Ready-to-close signal. switch, Auxiliary switches 2NO+2NC, without Closing coil (CC), manual operating mechanism with mechanical closing, without Remote trip alarm reset coil (RR), without 2nd shunt trip, without 1st Shunt trip | 965430 | 1 | Z\ | 1
3WA1363-6EE01-0AA0 |  | Fixed-mounted circuit breaker IEC 60947-2, frame size 3, 3-poles, In=6300A up to 690V AC 50/60Hz, breaking capacity C Icu=150kA at 690V, Trip unit ETU600 LSI upgrade ready , colordisplay, bluetooth and USB interface, Protection LT, ST, INST, N-protection required an external N-sensor, incl. trip alarm switch (1xCO), rear connection vertical, with internal voltage tap on lower stab of circuit breaker, with voltage tap module VTM680 and power supply of ETU600, able to communication, integrated metering type PMF-1 Energy Efficiency, Voltage, Active energy Ea Manual operating mechanism with mechanical closing, without Spring charging motor, Ready-to-close signal. switch, Auxiliary switches 2NO+2NC, without Closing coil (CC), manual operating mechanism with mechanical closing, without Remote trip alarm reset coil (RR), without 2nd shunt trip, without 1st Shunt trip | 646870 | 1 | Z\ | 1
3WA1363-6EE11-0AA0 |  | Fixed-mounted circuit breaker IEC 60947-2, frame size 3, 4-poles, N-pole left, In=6300A up to 690V AC 50/60Hz, breaking capacity C Icu=130kA at 690V, Trip unit ETU600 LSI upgrade ready , colordisplay, bluetooth and USB interface, Protection LT, ST, INST, include N-protection, (internal N-sensor available), incl. trip alarm switch (1xCO), rear connection vertical, with internal voltage tap on lower stab of circuit breaker, with voltage tap module VTM680 and power supply of ETU600, able to communication, integrated metering type PMF-1 Energy Efficiency, Voltage, Active energy Ea Manual operating mechanism with mechanical closing, without Spring charging motor, Ready-to-close signal. switch, Auxiliary switches 2NO+2NC, without Closing coil (CC), manual operating mechanism with mechanical closing, without Remote trip alarm reset coil (RR), without 2nd shunt trip, without 1st Shunt trip | 851870 | 1 | Z\ | 1
3WA1363-6EE21-0AA0 |  | fixed-mounted circuit breaker, IEC 60947-2, size 3, 4-pole, N pole on right, In=6300 A up to 690 V AC 50/60 Hz, breaking capacity C Icu=130 kA at 690 V, tripping unit ETU600 LSI upgradeable, color display, Bluetooth, USB interface, basic protection LT, ST, INST, including protection of the N conductor (internal neutral point sensor available), trip alarm switch (1 x CO), connection at rear vertical, with internal voltage tap on lower stab of circuit breaker, with voltage tap module VTM680 and power supply of ETU600, able to communication, integrated metering type PMF-1 Energy Efficiency, Voltage, Active energy Ea Manual operating mechanism with mechanical closing, without Spring charging motor, Ready-to-close signal. switch, Auxiliary switches 2NO+2NC, without Closing coil (CC), manual operating mechanism with mechanical closing, without Remote trip alarm reset coil (RR), without 2nd shunt trip, without 1st Shunt trip | 851870 | 1 | Z\ | 1
3WA1363-6EE31-0AA0 |  | Withdrawable circuit breaker with guide frame, IEC 60947-2, frame size 3, 3-poles, In=6300A up to 690V AC 50/60Hz, breaking capacity C Icu=150kA at 690V, Trip unit ETU600 LSI upgrade ready , colordisplay, bluetooth and USB interface, Protection LT, ST, INST, N-protection required an external N-sensor, incl. trip alarm switch (1xCO), rear connection vertical, guide frame with shutter and w/o position signalling switch, with internal voltage tap on lower stab of circuit breaker, with voltage tap module VTM680 and power supply of ETU600, able to communication, integrated metering type PMF-1 Energy Efficiency, Voltage, Active energy Ea Manual operating mechanism with mechanical closing, without Spring charging motor, Ready-to-close signal. switch, Auxiliary switches 2NO+2NC, without Closing coil (CC), manual operating mechanism with mechanical closing, without Remote trip alarm reset coil (RR), without 2nd shunt trip, without 1st Shunt trip | 761870 | 1 | Z\ | 1
3WA1363-6EE41-0AA0 |  | Withdrawable circuit breaker with guide frame, IEC 60947-2, frame size 3, 4-poles, N-pole left, In=6300A up to 690V AC 50/60Hz, breaking capacity C Icu=130kA at 690V, Trip unit ETU600 LSI upgrade ready , colordisplay, bluetooth and USB interface, Protection LT, ST, INST, include N-protection, (internal N-sensor available), incl. trip alarm switch (1xCO), rear connection vertical, guide frame with shutter and w/o position signalling switch, with internal voltage tap on lower stab of circuit breaker, with voltage tap module VTM680 and power supply of ETU600, able to communication, integrated metering type PMF-1 Energy Efficiency, Voltage, Active energy Ea Manual operating mechanism with mechanical closing, without Spring charging motor, Ready-to-close signal. switch, Auxiliary switches 2NO+2NC, without Closing coil (CC), manual operating mechanism with mechanical closing, without Remote trip alarm reset coil (RR), without 2nd shunt trip, without 1st Shunt trip | 1001870 | 1 | Z\ | 1
3WA1363-6EF01-0AA0 |  | Fixed-mounted circuit breaker IEC 60947-2, frame size 3, 3-poles, In=6300A up to 690V AC 50/60Hz, breaking capacity C Icu=150kA at 690V, Trip unit ETU600 LSIG upgrade ready , colordisplay, bluetooth and USB interface, Protection LT, ST, INST, GFx, N-protection required an external N-sensor, incl. trip alarm switch (1xCO), rear connection vertical, with internal voltage tap on lower stab of circuit breaker, with voltage tap module VTM680 and power supply of ETU600, able to communication, integrated metering type PMF-1 Energy Efficiency, Voltage, Active energy Ea Manual operating mechanism with mechanical closing, without Spring charging motor, Ready-to-close signal. switch, Auxiliary switches 2NO+2NC, without Closing coil (CC), manual operating mechanism with mechanical closing, without Remote trip alarm reset coil (RR), without 2nd shunt trip, without 1st Shunt trip | 657870 | 1 | Z\ | 1
3WA1363-6EF11-0AA0 |  | Fixed-mounted circuit breaker IEC 60947-2, frame size 3, 4-poles, N-pole left, In=6300A up to 690V AC 50/60Hz, breaking capacity C Icu=130kA at 690V, Trip unit ETU600 LSIG upgrade ready , colordisplay, bluetooth and USB interface, Protection LT, ST, INST, GFx, include N-protection, (internal N-sensor available), incl. trip alarm switch (1xCO), rear connection vertical, with internal voltage tap on lower stab of circuit breaker, with voltage tap module VTM680 and power supply of ETU600, able to communication, integrated metering type PMF-1 Energy Efficiency, Voltage, Active energy Ea Manual operating mechanism with mechanical closing, without Spring charging motor, Ready-to-close signal. switch, Auxiliary switches 2NO+2NC, without Closing coil (CC), manual operating mechanism with mechanical closing, without Remote trip alarm reset coil (RR), without 2nd shunt trip, without 1st Shunt trip | 861870 | 1 | Z\ | 1
3WA1363-6EF21-0AA0 |  | fixed-mounted circuit breaker, IEC 60947-2, size 3, 4-pole, N pole on right, In=6300 A up to 690 V AC 50/60 Hz, breaking capacity C Icu=130 kA at 690 V, tripping unit ETU600 LSIG upgradeable, color display, Bluetooth, USB interface, basic protection LT, ST, INST, GFx, including protection of the N conductor (internal neutral point sensor available), trip alarm switch (1 x CO), connection at rear vertical, with internal voltage tap on lower stab of circuit breaker, with voltage tap module VTM680 and power supply of ETU600, able to communication, integrated metering type PMF-1 Energy Efficiency, Voltage, Active energy Ea Manual operating mechanism with mechanical closing, without Spring charging motor, Ready-to-close signal. switch, Auxiliary switches 2NO+2NC, without Closing coil (CC), manual operating mechanism with mechanical closing, without Remote trip alarm reset coil (RR), without 2nd shunt trip, without 1st Shunt trip | 861870 | 1 | Z\ | 1
3WA1363-6EF31-0AA0 |  | Withdrawable circuit breaker with guide frame, IEC 60947-2, frame size 3, 3-poles, In=6300A up to 690V AC 50/60Hz, breaking capacity C Icu=150kA at 690V, Trip unit ETU600 LSIG upgrade ready , colordisplay, bluetooth and USB interface, Protection LT, ST, INST, GFx, N-protection required an external N-sensor, incl. trip alarm switch (1xCO), rear connection vertical, guide frame with shutter and w/o position signalling switch, with internal voltage tap on lower stab of circuit breaker, with voltage tap module VTM680 and power supply of ETU600, able to communication, integrated metering type PMF-1 Energy Efficiency, Voltage, Active energy Ea Manual operating mechanism with mechanical closing, without Spring charging motor, Ready-to-close signal. switch, Auxiliary switches 2NO+2NC, without Closing coil (CC), manual operating mechanism with mechanical closing, without Remote trip alarm reset coil (RR), without 2nd shunt trip, without 1st Shunt trip | 771870 | 1 | Z\ | 1
3WA1363-6EF41-0AA0 |  | Withdrawable circuit breaker with guide frame, IEC 60947-2, frame size 3, 4-poles, N-pole left, In=6300A up to 690V AC 50/60Hz, breaking capacity C Icu=130kA at 690V, Trip unit ETU600 LSIG upgrade ready , colordisplay, bluetooth and USB interface, Protection LT, ST, INST, GFx, include N-protection, (internal N-sensor available), incl. trip alarm switch (1xCO), rear connection vertical, guide frame with shutter and w/o position signalling switch, with internal voltage tap on lower stab of circuit breaker, with voltage tap module VTM680 and power supply of ETU600, able to communication, integrated metering type PMF-1 Energy Efficiency, Voltage, Active energy Ea Manual operating mechanism with mechanical closing, without Spring charging motor, Ready-to-close signal. switch, Auxiliary switches 2NO+2NC, without Closing coil (CC), manual operating mechanism with mechanical closing, without Remote trip alarm reset coil (RR), without 2nd shunt trip, without 1st Shunt trip | 1008870 | 1 | Z\ | 1
3WA1363-6EG01-0AA0 |  | Fixed-mounted circuit breaker IEC 60947-2, frame size 3, 3-poles, In=6300A up to 690V AC 50/60Hz, breaking capacity C Icu=150kA at 690V, Trip unit ETU600 LSIG Hi-Z upgrade ready , colordisplay, bluetooth and USB interface, Protection LT, ST, INST, GFx, with GF highimpedance-input N-protection required an external N-sensor, incl. trip alarm switch (1xCO), rear connection vertical, with internal voltage tap on lower stab of circuit breaker, with voltage tap module VTM680 and power supply of ETU600, able to communication, integrated metering type PMF-1 Energy Efficiency, Voltage, Active energy Ea Manual operating mechanism with mechanical closing, without Spring charging motor, Ready-to-close signal. switch, Auxiliary switches 2NO+2NC, without Closing coil (CC), manual operating mechanism with mechanical closing, without Remote trip alarm reset coil (RR), without 2nd shunt trip, without 1st Shunt trip | 678870 | 1 | Z\ | 1
3WA1363-6EG11-0AA0 |  | Fixed-mounted circuit breaker IEC 60947-2, frame size 3, 4-poles, N-pole left, In=6300A up to 690V AC 50/60Hz, breaking capacity C Icu=130kA at 690V, Trip unit ETU600 LSIG Hi-Z upgrade ready , colordisplay, bluetooth and USB interface, Protection LT, ST, INST, GFx, with GF highimpedance-input include N-protection, (internal N-sensor available), incl. trip alarm switch (1xCO), rear connection vertical, with internal voltage tap on lower stab of circuit breaker, with voltage tap module VTM680 and power supply of ETU600, able to communication, integrated metering type PMF-1 Energy Efficiency, Voltage, Active energy Ea Manual operating mechanism with mechanical closing, without Spring charging motor, Ready-to-close signal. switch, Auxiliary switches 2NO+2NC, without Closing coil (CC), manual operating mechanism with mechanical closing, without Remote trip alarm reset coil (RR), without 2nd shunt trip, without 1st Shunt trip | 883870 | 1 | Z\ | 1
3WA1363-6EG21-0AA0 |  | fixed-mounted circuit breaker, IEC 60947-2, size 3, 4-pole, N pole on right, In=6300 A up to 690 V AC 50/60 Hz, breaking capacity C Icu=130 kA at 690 V, tripping unit ETU600 LSIG Hi-Z upgradeable, color display, Bluetooth, USB interface, basic protection LT, ST, INST, GFx, with GF high-impedance input, including protection of the N conductor (internal neutral point sensor available), trip alarm switch (1 x CO), connection at rear vertical, with internal voltage tap on lower stab of circuit breaker, with voltage tap module VTM680 and power supply of ETU600, able to communication, integrated metering type PMF-1 Energy Efficiency, Voltage, Active energy Ea Manual operating mechanism with mechanical closing, without Spring charging motor, Ready-to-close signal. switch, Auxiliary switches 2NO+2NC, without Closing coil (CC), manual operating mechanism with mechanical closing, without Remote trip alarm reset coil (RR), without 2nd shunt trip, without 1st Shunt trip | 883870 | 1 | Z\ | 1
3WA1363-6EG31-0AA0 |  | Withdrawable circuit breaker with guide frame, IEC 60947-2, frame size 3, 3-poles, In=6300A up to 690V AC 50/60Hz, breaking capacity C Icu=150kA at 690V, Trip unit ETU600 LSIG Hi-Z upgrade ready , colordisplay, bluetooth and USB interface, Protection LT, ST, INST, GFx, with GF highimpedance-input N-protection required an external N-sensor, incl. trip alarm switch (1xCO), rear connection vertical, guide frame with shutter and w/o position signalling switch, with internal voltage tap on lower stab of circuit breaker, with voltage tap module VTM680 and power supply of ETU600, able to communication, integrated metering type PMF-1 Energy Efficiency, Voltage, Active energy Ea Manual operating mechanism with mechanical closing, without Spring charging motor, Ready-to-close signal. switch, Auxiliary switches 2NO+2NC, without Closing coil (CC), manual operating mechanism with mechanical closing, without Remote trip alarm reset coil (RR), without 2nd shunt trip, without 1st Shunt trip | 792870 | 1 | Z\ | 1
3WA1363-6EG41-0AA0 |  | Withdrawable circuit breaker with guide frame, IEC 60947-2, frame size 3, 4-poles, N-pole left, In=6300A up to 690V AC 50/60Hz, breaking capacity C Icu=130kA at 690V, Trip unit ETU600 LSIG Hi-Z upgrade ready , colordisplay, bluetooth and USB interface, Protection LT, ST, INST, GFx, with GF highimpedance-input include N-protection, (internal N-sensor available), incl. trip alarm switch (1xCO), rear connection vertical, guide frame with shutter and w/o position signalling switch, with internal voltage tap on lower stab of circuit breaker, with voltage tap module VTM680 and power supply of ETU600, able to communication, integrated metering type PMF-1 Energy Efficiency, Voltage, Active energy Ea Manual operating mechanism with mechanical closing, without Spring charging motor, Ready-to-close signal. switch, Auxiliary switches 2NO+2NC, without Closing coil (CC), manual operating mechanism with mechanical closing, without Remote trip alarm reset coil (RR), without 2nd shunt trip, without 1st Shunt trip | 1038870 | 1 | Z\ | 1
3WA1363-6FE01-0AA0 |  | Fixed-mounted circuit breaker IEC 60947-2, frame size 3, 3-poles, In=6300A up to 690V AC 50/60Hz, breaking capacity C Icu=150kA at 690V, Trip unit ETU600 LSI upgrade ready , colordisplay, bluetooth and USB interface, Protection LT, ST, INST, N-protection required an external N-sensor, incl. trip alarm switch (1xCO), rear connection vertical, with internal voltage tap on lower stab of circuit breaker, with voltage tap module VTM680 and power supply of ETU600, able to communication, integrated metering type PMF-2 Basic Power Monitoring, Voltage, Energy, Power, Power factor, Frequency, Unbalance, Temperature, Manual operating mechanism with mechanical closing, without Spring charging motor, Ready-to-close signal. switch, Auxiliary switches 2NO+2NC, without Closing coil (CC), manual operating mechanism with mechanical closing, without Remote trip alarm reset coil (RR), without 2nd shunt trip, without 1st Shunt trip | 655700 | 1 | Z\ | 1
3WA1363-6FE11-0AA0 |  | Fixed-mounted circuit breaker IEC 60947-2, frame size 3, 4-poles, N-pole left, In=6300A up to 690V AC 50/60Hz, breaking capacity C Icu=130kA at 690V, Trip unit ETU600 LSI upgrade ready , colordisplay, bluetooth and USB interface, Protection LT, ST, INST, include N-protection, (internal N-sensor available), incl. trip alarm switch (1xCO), rear connection vertical, with internal voltage tap on lower stab of circuit breaker, with voltage tap module VTM680 and power supply of ETU600, able to communication, integrated metering type PMF-2 Basic Power Monitoring, Voltage, Energy, Power, Power factor, Frequency, Unbalance, Temperature, Manual operating mechanism with mechanical closing, without Spring charging motor, Ready-to-close signal. switch, Auxiliary switches 2NO+2NC, without Closing coil (CC), manual operating mechanism with mechanical closing, without Remote trip alarm reset coil (RR), without 2nd shunt trip, without 1st Shunt trip | 860700 | 1 | Z\ | 1
3WA1363-6FE21-0AA0 |  | fixed-mounted circuit breaker, IEC 60947-2, size 3, 4-pole, N pole on right, In=6300 A up to 690 V AC 50/60 Hz, breaking capacity C Icu=130 kA at 690 V, tripping unit ETU600 LSI upgradeable, color display, Bluetooth, USB interface, basic protection LT, ST, INST, including protection of the N conductor (internal neutral point sensor available), trip alarm switch (1 x CO), connection at rear vertical, with internal voltage tap on lower stab of circuit breaker, with voltage tap module VTM680 and power supply of ETU600, able to communication, integrated metering type PMF-2 Basic Power Monitoring, Voltage, Energy, Power, Power factor, Frequency, Unbalance, Temperature, Manual operating mechanism with mechanical closing, without Spring charging motor, Ready-to-close signal. switch, Auxiliary switches 2NO+2NC, without Closing coil (CC), manual operating mechanism with mechanical closing, without Remote trip alarm reset coil (RR), without 2nd shunt trip, without 1st Shunt trip | 860700 | 1 | Z\ | 1
3WA1363-6FE31-0AA0 |  | Withdrawable circuit breaker with guide frame, IEC 60947-2, frame size 3, 3-poles, In=6300A up to 690V AC 50/60Hz, breaking capacity C Icu=150kA at 690V, Trip unit ETU600 LSI upgrade ready , colordisplay, bluetooth and USB interface, Protection LT, ST, INST, N-protection required an external N-sensor, incl. trip alarm switch (1xCO), rear connection vertical, guide frame with shutter and w/o position signalling switch, with internal voltage tap on lower stab of circuit breaker, with voltage tap module VTM680 and power supply of ETU600, able to communication, integrated metering type PMF-2 Basic Power Monitoring, Voltage, Energy, Power, Power factor, Frequency, Unbalance, Temperature, Manual operating mechanism with mechanical closing, without Spring charging motor, Ready-to-close signal. switch, Auxiliary switches 2NO+2NC, without Closing coil (CC), manual operating mechanism with mechanical closing, without Remote trip alarm reset coil (RR), without 2nd shunt trip, without 1st Shunt trip | 770700 | 1 | Z\ | 1
3WA1363-6FE41-0AA0 |  | Withdrawable circuit breaker with guide frame, IEC 60947-2, frame size 3, 4-poles, N-pole left, In=6300A up to 690V AC 50/60Hz, breaking capacity C Icu=130kA at 690V, Trip unit ETU600 LSI upgrade ready , colordisplay, bluetooth and USB interface, Protection LT, ST, INST, include N-protection, (internal N-sensor available), incl. trip alarm switch (1xCO), rear connection vertical, guide frame with shutter and w/o position signalling switch, with internal voltage tap on lower stab of circuit breaker, with voltage tap module VTM680 and power supply of ETU600, able to communication, integrated metering type PMF-2 Basic Power Monitoring, Voltage, Energy, Power, Power factor, Frequency, Unbalance, Temperature, Manual operating mechanism with mechanical closing, without Spring charging motor, Ready-to-close signal. switch, Auxiliary switches 2NO+2NC, without Closing coil (CC), manual operating mechanism with mechanical closing, without Remote trip alarm reset coil (RR), without 2nd shunt trip, without 1st Shunt trip | 1010700 | 1 | Z\ | 1
3WA1363-6FF01-0AA0 |  | Fixed-mounted circuit breaker IEC 60947-2, frame size 3, 3-poles, In=6300A up to 690V AC 50/60Hz, breaking capacity C Icu=150kA at 690V, Trip unit ETU600 LSIG upgrade ready , colordisplay, bluetooth and USB interface, Protection LT, ST, INST, GFx, N-protection required an external N-sensor, incl. trip alarm switch (1xCO), rear connection vertical, with internal voltage tap on lower stab of circuit breaker, with voltage tap module VTM680 and power supply of ETU600, able to communication, integrated metering type PMF-2 Basic Power Monitoring, Voltage, Energy, Power, Power factor, Frequency, Unbalance, Temperature, Manual operating mechanism with mechanical closing, without Spring charging motor, Ready-to-close signal. switch, Auxiliary switches 2NO+2NC, without Closing coil (CC), manual operating mechanism with mechanical closing, without Remote trip alarm reset coil (RR), without 2nd shunt trip, without 1st Shunt trip | 666700 | 1 | Z\ | 1
3WA1363-6FF11-0AA0 |  | Fixed-mounted circuit breaker IEC 60947-2, frame size 3, 4-poles, N-pole left, In=6300A up to 690V AC 50/60Hz, breaking capacity C Icu=130kA at 690V, Trip unit ETU600 LSIG upgrade ready , colordisplay, bluetooth and USB interface, Protection LT, ST, INST, GFx, include N-protection, (internal N-sensor available), incl. trip alarm switch (1xCO), rear connection vertical, with internal voltage tap on lower stab of circuit breaker, with voltage tap module VTM680 and power supply of ETU600, able to communication, integrated metering type PMF-2 Basic Power Monitoring, Voltage, Energy, Power, Power factor, Frequency, Unbalance, Temperature, Manual operating mechanism with mechanical closing, without Spring charging motor, Ready-to-close signal. switch, Auxiliary switches 2NO+2NC, without Closing coil (CC), manual operating mechanism with mechanical closing, without Remote trip alarm reset coil (RR), without 2nd shunt trip, without 1st Shunt trip | 870700 | 1 | Z\ | 1
3WA1363-6FF21-0AA0 |  | fixed-mounted circuit breaker, IEC 60947-2, size 3, 4-pole, N pole on right, In=6300 A up to 690 V AC 50/60 Hz, breaking capacity C Icu=130 kA at 690 V, tripping unit ETU600 LSIG upgradeable, color display, Bluetooth, USB interface, basic protection LT, ST, INST, GFx, including protection of the N conductor (internal neutral point sensor available), trip alarm switch (1 x CO), connection at rear vertical, with internal voltage tap on lower stab of circuit breaker, with voltage tap module VTM680 and power supply of ETU600, able to communication, integrated metering type PMF-2 Basic Power Monitoring, Voltage, Energy, Power, Power factor, Frequency, Unbalance, Temperature, Manual operating mechanism with mechanical closing, without Spring charging motor, Ready-to-close signal. switch, Auxiliary switches 2NO+2NC, without Closing coil (CC), manual operating mechanism with mechanical closing, without Remote trip alarm reset coil (RR), without 2nd shunt trip, without 1st Shunt trip | 870700 | 1 | Z\ | 1
3WA1363-6FF31-0AA0 |  | Withdrawable circuit breaker with guide frame, IEC 60947-2, frame size 3, 3-poles, In=6300A up to 690V AC 50/60Hz, breaking capacity C Icu=150kA at 690V, Trip unit ETU600 LSIG upgrade ready , colordisplay, bluetooth and USB interface, Protection LT, ST, INST, GFx, N-protection required an external N-sensor, incl. trip alarm switch (1xCO), rear connection vertical, guide frame with shutter and w/o position signalling switch, with internal voltage tap on lower stab of circuit breaker, with voltage tap module VTM680 and power supply of ETU600, able to communication, integrated metering type PMF-2 Basic Power Monitoring, Voltage, Energy, Power, Power factor, Frequency, Unbalance, Temperature, Manual operating mechanism with mechanical closing, without Spring charging motor, Ready-to-close signal. switch, Auxiliary switches 2NO+2NC, without Closing coil (CC), manual operating mechanism with mechanical closing, without Remote trip alarm reset coil (RR), without 2nd shunt trip, without 1st Shunt trip | 780700 | 1 | Z\ | 1
3WA1363-6FF41-0AA0 |  | Withdrawable circuit breaker with guide frame, IEC 60947-2, frame size 3, 4-poles, N-pole left, In=6300A up to 690V AC 50/60Hz, breaking capacity C Icu=130kA at 690V, Trip unit ETU600 LSIG upgrade ready , colordisplay, bluetooth and USB interface, Protection LT, ST, INST, GFx, include N-protection, (internal N-sensor available), incl. trip alarm switch (1xCO), rear connection vertical, guide frame with shutter and w/o position signalling switch, with internal voltage tap on lower stab of circuit breaker, with voltage tap module VTM680 and power supply of ETU600, able to communication, integrated metering type PMF-2 Basic Power Monitoring, Voltage, Energy, Power, Power factor, Frequency, Unbalance, Temperature, Manual operating mechanism with mechanical closing, without Spring charging motor, Ready-to-close signal. switch, Auxiliary switches 2NO+2NC, without Closing coil (CC), manual operating mechanism with mechanical closing, without Remote trip alarm reset coil (RR), without 2nd shunt trip, without 1st Shunt trip | 1017700 | 1 | Z\ | 1
3WA1363-6FG01-0AA0 |  | Fixed-mounted circuit breaker IEC 60947-2, frame size 3, 3-poles, In=6300A up to 690V AC 50/60Hz, breaking capacity C Icu=150kA at 690V, Trip unit ETU600 LSIG Hi-Z upgrade ready , colordisplay, bluetooth and USB interface, Protection LT, ST, INST, GFx, with GF highimpedance-input N-protection required an external N-sensor, incl. trip alarm switch (1xCO), rear connection vertical, with internal voltage tap on lower stab of circuit breaker, with voltage tap module VTM680 and power supply of ETU600, able to communication, integrated metering type PMF-2 Basic Power Monitoring, Voltage, Energy, Power, Power factor, Frequency, Unbalance, Temperature, Manual operating mechanism with mechanical closing, without Spring charging motor, Ready-to-close signal. switch, Auxiliary switches 2NO+2NC, without Closing coil (CC), manual operating mechanism with mechanical closing, without Remote trip alarm reset coil (RR), without 2nd shunt trip, without 1st Shunt trip | 687700 | 1 | Z\ | 1
3WA1363-6FG11-0AA0 |  | Fixed-mounted circuit breaker IEC 60947-2, frame size 3, 4-poles, N-pole left, In=6300A up to 690V AC 50/60Hz, breaking capacity C Icu=130kA at 690V, Trip unit ETU600 LSIG Hi-Z upgrade ready , colordisplay, bluetooth and USB interface, Protection LT, ST, INST, GFx, with GF highimpedance-input include N-protection, (internal N-sensor available), incl. trip alarm switch (1xCO), rear connection vertical, with internal voltage tap on lower stab of circuit breaker, with voltage tap module VTM680 and power supply of ETU600, able to communication, integrated metering type PMF-2 Basic Power Monitoring, Voltage, Energy, Power, Power factor, Frequency, Unbalance, Temperature, Manual operating mechanism with mechanical closing, without Spring charging motor, Ready-to-close signal. switch, Auxiliary switches 2NO+2NC, without Closing coil (CC), manual operating mechanism with mechanical closing, without Remote trip alarm reset coil (RR), without 2nd shunt trip, without 1st Shunt trip | 892700 | 1 | Z\ | 1
3WA1363-6FG21-0AA0 |  | fixed-mounted circuit breaker, IEC 60947-2, size 3, 4-pole, N pole on right, In=6300 A up to 690 V AC 50/60 Hz, breaking capacity C Icu=130 kA at 690 V, tripping unit ETU600 LSIG Hi-Z upgradeable, color display, Bluetooth, USB interface, basic protection LT, ST, INST, GFx, with GF high-impedance input, including protection of the N conductor (internal neutral point sensor available), trip alarm switch (1 x CO), connection at rear vertical, with internal voltage tap on lower stab of circuit breaker, with voltage tap module VTM680 and power supply of ETU600, able to communication, integrated metering type PMF-2 Basic Power Monitoring, Voltage, Energy, Power, Power factor, Frequency, Unbalance, Temperature, Manual operating mechanism with mechanical closing, without Spring charging motor, Ready-to-close signal. switch, Auxiliary switches 2NO+2NC, without Closing coil (CC), manual operating mechanism with mechanical closing, without Remote trip alarm reset coil (RR), without 2nd shunt trip, without 1st Shunt trip | 892700 | 1 | Z\ | 1
3WA1363-6FG31-0AA0 |  | Withdrawable circuit breaker with guide frame, IEC 60947-2, frame size 3, 3-poles, In=6300A up to 690V AC 50/60Hz, breaking capacity C Icu=150kA at 690V, Trip unit ETU600 LSIG Hi-Z upgrade ready , colordisplay, bluetooth and USB interface, Protection LT, ST, INST, GFx, with GF highimpedance-input N-protection required an external N-sensor, incl. trip alarm switch (1xCO), rear connection vertical, guide frame with shutter and w/o position signalling switch, with internal voltage tap on lower stab of circuit breaker, with voltage tap module VTM680 and power supply of ETU600, able to communication, integrated metering type PMF-2 Basic Power Monitoring, Voltage, Energy, Power, Power factor, Frequency, Unbalance, Temperature, Manual operating mechanism with mechanical closing, without Spring charging motor, Ready-to-close signal. switch, Auxiliary switches 2NO+2NC, without Closing coil (CC), manual operating mechanism with mechanical closing, without Remote trip alarm reset coil (RR), without 2nd shunt trip, without 1st Shunt trip | 801700 | 1 | Z\ | 1
3WA1363-6FG41-0AA0 |  | Withdrawable circuit breaker with guide frame, IEC 60947-2, frame size 3, 4-poles, N-pole left, In=6300A up to 690V AC 50/60Hz, breaking capacity C Icu=130kA at 690V, Trip unit ETU600 LSIG Hi-Z upgrade ready , colordisplay, bluetooth and USB interface, Protection LT, ST, INST, GFx, with GF highimpedance-input include N-protection, (internal N-sensor available), incl. trip alarm switch (1xCO), rear connection vertical, guide frame with shutter and w/o position signalling switch, with internal voltage tap on lower stab of circuit breaker, with voltage tap module VTM680 and power supply of ETU600, able to communication, integrated metering type PMF-2 Basic Power Monitoring, Voltage, Energy, Power, Power factor, Frequency, Unbalance, Temperature, Manual operating mechanism with mechanical closing, without Spring charging motor, Ready-to-close signal. switch, Auxiliary switches 2NO+2NC, without Closing coil (CC), manual operating mechanism with mechanical closing, without Remote trip alarm reset coil (RR), without 2nd shunt trip, without 1st Shunt trip | 1047700 | 1 | Z\ | 1
3WA1363-6GE01-0AA0 |  | Fixed-mounted circuit breaker IEC 60947-2, frame size 3, 3-poles, In=6300A up to 690V AC 50/60Hz, breaking capacity C Icu=150kA at 690V, Trip unit ETU600 LSI upgrade ready , colordisplay, bluetooth and USB interface, Protection LT, ST, INST, N-protection required an external N-sensor, incl. trip alarm switch (1xCO), rear connection vertical, with internal voltage tap on lower stab of circuit breaker, with voltage tap module VTM680 and power supply of ETU600, able to communication, integrated metering type PMF-3 Advanced Power Monitor., Voltage, Energy, Power, Power factor, Frequency, Unbalance, Temperature, Power quality, Manual operating mechanism with mechanical closing, without Spring charging motor, Ready-to-close signal. switch, Auxiliary switches 2NO+2NC, without Closing coil (CC), manual operating mechanism with mechanical closing, without Remote trip alarm reset coil (RR), without 2nd shunt trip, without 1st Shunt trip | 662100 | 1 | Z\ | 1
3WA1363-6GE11-0AA0 |  | Fixed-mounted circuit breaker IEC 60947-2, frame size 3, 4-poles, N-pole left, In=6300A up to 690V AC 50/60Hz, breaking capacity C Icu=130kA at 690V, Trip unit ETU600 LSI upgrade ready , colordisplay, bluetooth and USB interface, Protection LT, ST, INST, include N-protection, (internal N-sensor available), incl. trip alarm switch (1xCO), rear connection vertical, with internal voltage tap on lower stab of circuit breaker, with voltage tap module VTM680 and power supply of ETU600, able to communication, integrated metering type PMF-3 Advanced Power Monitor., Voltage, Energy, Power, Power factor, Frequency, Unbalance, Temperature, Power quality, Manual operating mechanism with mechanical closing, without Spring charging motor, Ready-to-close signal. switch, Auxiliary switches 2NO+2NC, without Closing coil (CC), manual operating mechanism with mechanical closing, without Remote trip alarm reset coil (RR), without 2nd shunt trip, without 1st Shunt trip | 867100 | 1 | Z\ | 1
3WA1363-6GE21-0AA0 |  | fixed-mounted circuit breaker, IEC 60947-2, size 3, 4-pole, N pole on right, In=6300 A up to 690 V AC 50/60 Hz, breaking capacity C Icu=130 kA at 690 V, tripping unit ETU600 LSI upgradeable, color display, Bluetooth, USB interface, basic protection LT, ST, INST, including protection of the N conductor (internal neutral point sensor available), trip alarm switch (1 x CO), connection at rear vertical, with internal voltage tap on lower stab of circuit breaker, with voltage tap module VTM680 and power supply of ETU600, able to communication, integrated metering type PMF-3 Advanced Power Monitor., Voltage, Energy, Power, Power factor, Frequency, Unbalance, Temperature, Power quality, Manual operating mechanism with mechanical closing, without Spring charging motor, Ready-to-close signal. switch, Auxiliary switches 2NO+2NC, without Closing coil (CC), manual operating mechanism with mechanical closing, without Remote trip alarm reset coil (RR), without 2nd shunt trip, without 1st Shunt trip | 867100 | 1 | Z\ | 1
3WA1363-6GE31-0AA0 |  | Withdrawable circuit breaker with guide frame, IEC 60947-2, frame size 3, 3-poles, In=6300A up to 690V AC 50/60Hz, breaking capacity C Icu=150kA at 690V, Trip unit ETU600 LSI upgrade ready , colordisplay, bluetooth and USB interface, Protection LT, ST, INST, N-protection required an external N-sensor, incl. trip alarm switch (1xCO), rear connection vertical, guide frame with shutter and w/o position signalling switch, with internal voltage tap on lower stab of circuit breaker, with voltage tap module VTM680 and power supply of ETU600, able to communication, integrated metering type PMF-3 Advanced Power Monitor., Voltage, Energy, Power, Power factor, Frequency, Unbalance, Temperature, Power quality, Manual operating mechanism with mechanical closing, without Spring charging motor, Ready-to-close signal. switch, Auxiliary switches 2NO+2NC, without Closing coil (CC), manual operating mechanism with mechanical closing, without Remote trip alarm reset coil (RR), without 2nd shunt trip, without 1st Shunt trip | 777100 | 1 | Z\ | 1
3WA1363-6GE41-0AA0 |  | Withdrawable circuit breaker with guide frame, IEC 60947-2, frame size 3, 4-poles, N-pole left, In=6300A up to 690V AC 50/60Hz, breaking capacity C Icu=130kA at 690V, Trip unit ETU600 LSI upgrade ready , colordisplay, bluetooth and USB interface, Protection LT, ST, INST, include N-protection, (internal N-sensor available), incl. trip alarm switch (1xCO), rear connection vertical, guide frame with shutter and w/o position signalling switch, with internal voltage tap on lower stab of circuit breaker, with voltage tap module VTM680 and power supply of ETU600, able to communication, integrated metering type PMF-3 Advanced Power Monitor., Voltage, Energy, Power, Power factor, Frequency, Unbalance, Temperature, Power quality, Manual operating mechanism with mechanical closing, without Spring charging motor, Ready-to-close signal. switch, Auxiliary switches 2NO+2NC, without Closing coil (CC), manual operating mechanism with mechanical closing, without Remote trip alarm reset coil (RR), without 2nd shunt trip, without 1st Shunt trip | 1017100 | 1 | Z\ | 1
3WA1363-6GF01-0AA0 |  | Fixed-mounted circuit breaker IEC 60947-2, frame size 3, 3-poles, In=6300A up to 690V AC 50/60Hz, breaking capacity C Icu=150kA at 690V, Trip unit ETU600 LSIG upgrade ready , colordisplay, bluetooth and USB interface, Protection LT, ST, INST, GFx, N-protection required an external N-sensor, incl. trip alarm switch (1xCO), rear connection vertical, with internal voltage tap on lower stab of circuit breaker, with voltage tap module VTM680 and power supply of ETU600, able to communication, integrated metering type PMF-3 Advanced Power Monitor., Voltage, Energy, Power, Power factor, Frequency, Unbalance, Temperature, Power quality, Manual operating mechanism with mechanical closing, without Spring charging motor, Ready-to-close signal. switch, Auxiliary switches 2NO+2NC, without Closing coil (CC), manual operating mechanism with mechanical closing, without Remote trip alarm reset coil (RR), without 2nd shunt trip, without 1st Shunt trip | 673100 | 1 | Z\ | 1
3WA1363-6GF11-0AA0 |  | Fixed-mounted circuit breaker IEC 60947-2, frame size 3, 4-poles, N-pole left, In=6300A up to 690V AC 50/60Hz, breaking capacity C Icu=130kA at 690V, Trip unit ETU600 LSIG upgrade ready , colordisplay, bluetooth and USB interface, Protection LT, ST, INST, GFx, include N-protection, (internal N-sensor available), incl. trip alarm switch (1xCO), rear connection vertical, with internal voltage tap on lower stab of circuit breaker, with voltage tap module VTM680 and power supply of ETU600, able to communication, integrated metering type PMF-3 Advanced Power Monitor., Voltage, Energy, Power, Power factor, Frequency, Unbalance, Temperature, Power quality, Manual operating mechanism with mechanical closing, without Spring charging motor, Ready-to-close signal. switch, Auxiliary switches 2NO+2NC, without Closing coil (CC), manual operating mechanism with mechanical closing, without Remote trip alarm reset coil (RR), without 2nd shunt trip, without 1st Shunt trip | 877100 | 1 | Z\ | 1
3WA1363-6GF21-0AA0 |  | fixed-mounted circuit breaker, IEC 60947-2, size 3, 4-pole, N pole on right, In=6300 A up to 690 V AC 50/60 Hz, breaking capacity C Icu=130 kA at 690 V, tripping unit ETU600 LSIG upgradeable, color display, Bluetooth, USB interface, basic protection LT, ST, INST, GFx, including protection of the N conductor (internal neutral point sensor available), trip alarm switch (1 x CO), connection at rear vertical, with internal voltage tap on lower stab of circuit breaker, with voltage tap module VTM680 and power supply of ETU600, able to communication, integrated metering type PMF-3 Advanced Power Monitor., Voltage, Energy, Power, Power factor, Frequency, Unbalance, Temperature, Power quality, Manual operating mechanism with mechanical closing, without Spring charging motor, Ready-to-close signal. switch, Auxiliary switches 2NO+2NC, without Closing coil (CC), manual operating mechanism with mechanical closing, without Remote trip alarm reset coil (RR), without 2nd shunt trip, without 1st Shunt trip | 877100 | 1 | Z\ | 1
3WA1363-6GF31-0AA0 |  | Withdrawable circuit breaker with guide frame, IEC 60947-2, frame size 3, 3-poles, In=6300A up to 690V AC 50/60Hz, breaking capacity C Icu=150kA at 690V, Trip unit ETU600 LSIG upgrade ready , colordisplay, bluetooth and USB interface, Protection LT, ST, INST, GFx, N-protection required an external N-sensor, incl. trip alarm switch (1xCO), rear connection vertical, guide frame with shutter and w/o position signalling switch, with internal voltage tap on lower stab of circuit breaker, with voltage tap module VTM680 and power supply of ETU600, able to communication, integrated metering type PMF-3 Advanced Power Monitor., Voltage, Energy, Power, Power factor, Frequency, Unbalance, Temperature, Power quality, Manual operating mechanism with mechanical closing, without Spring charging motor, Ready-to-close signal. switch, Auxiliary switches 2NO+2NC, without Closing coil (CC), manual operating mechanism with mechanical closing, without Remote trip alarm reset coil (RR), without 2nd shunt trip, without 1st Shunt trip | 787100 | 1 | Z\ | 1
3WA1363-6GF41-0AA0 |  | Withdrawable circuit breaker with guide frame, IEC 60947-2, frame size 3, 4-poles, N-pole left, In=6300A up to 690V AC 50/60Hz, breaking capacity C Icu=130kA at 690V, Trip unit ETU600 LSIG upgrade ready , colordisplay, bluetooth and USB interface, Protection LT, ST, INST, GFx, include N-protection, (internal N-sensor available), incl. trip alarm switch (1xCO), rear connection vertical, guide frame with shutter and w/o position signalling switch, with internal voltage tap on lower stab of circuit breaker, with voltage tap module VTM680 and power supply of ETU600, able to communication, integrated metering type PMF-3 Advanced Power Monitor., Voltage, Energy, Power, Power factor, Frequency, Unbalance, Temperature, Power quality, Manual operating mechanism with mechanical closing, without Spring charging motor, Ready-to-close signal. switch, Auxiliary switches 2NO+2NC, without Closing coil (CC), manual operating mechanism with mechanical closing, without Remote trip alarm reset coil (RR), without 2nd shunt trip, without 1st Shunt trip | 1024100 | 1 | Z\ | 1
3WA1363-6GG01-0AA0 |  | Fixed-mounted circuit breaker IEC 60947-2, frame size 3, 3-poles, In=6300A up to 690V AC 50/60Hz, breaking capacity C Icu=150kA at 690V, Trip unit ETU600 LSIG Hi-Z upgrade ready , colordisplay, bluetooth and USB interface, Protection LT, ST, INST, GFx, with GF highimpedance-input N-protection required an external N-sensor, incl. trip alarm switch (1xCO), rear connection vertical, with internal voltage tap on lower stab of circuit breaker, with voltage tap module VTM680 and power supply of ETU600, able to communication, integrated metering type PMF-3 Advanced Power Monitor., Voltage, Energy, Power, Power factor, Frequency, Unbalance, Temperature, Power quality, Manual operating mechanism with mechanical closing, without Spring charging motor, Ready-to-close signal. switch, Auxiliary switches 2NO+2NC, without Closing coil (CC), manual operating mechanism with mechanical closing, without Remote trip alarm reset coil (RR), without 2nd shunt trip, without 1st Shunt trip | 694100 | 1 | Z\ | 1
3WA1363-6GG11-0AA0 |  | Fixed-mounted circuit breaker IEC 60947-2, frame size 3, 4-poles, N-pole left, In=6300A up to 690V AC 50/60Hz, breaking capacity C Icu=130kA at 690V, Trip unit ETU600 LSIG Hi-Z upgrade ready , colordisplay, bluetooth and USB interface, Protection LT, ST, INST, GFx, with GF highimpedance-input include N-protection, (internal N-sensor available), incl. trip alarm switch (1xCO), rear connection vertical, with internal voltage tap on lower stab of circuit breaker, with voltage tap module VTM680 and power supply of ETU600, able to communication, integrated metering type PMF-3 Advanced Power Monitor., Voltage, Energy, Power, Power factor, Frequency, Unbalance, Temperature, Power quality, Manual operating mechanism with mechanical closing, without Spring charging motor, Ready-to-close signal. switch, Auxiliary switches 2NO+2NC, without Closing coil (CC), manual operating mechanism with mechanical closing, without Remote trip alarm reset coil (RR), without 2nd shunt trip, without 1st Shunt trip | 899100 | 1 | Z\ | 1
3WA1363-6GG21-0AA0 |  | fixed-mounted circuit breaker, IEC 60947-2, size 3, 4-pole, N pole on right, In=6300 A up to 690 V AC 50/60 Hz, breaking capacity C Icu=130 kA at 690 V, tripping unit ETU600 LSIG Hi-Z upgradeable, color display, Bluetooth, USB interface, basic protection LT, ST, INST, GFx, with GF high-impedance input, including protection of the N conductor (internal neutral point sensor available), trip alarm switch (1 x CO), connection at rear vertical, with internal voltage tap on lower stab of circuit breaker, with voltage tap module VTM680 and power supply of ETU600, able to communication, integrated metering type PMF-3 Advanced Power Monitor., Voltage, Energy, Power, Power factor, Frequency, Unbalance, Temperature, Power quality, Manual operating mechanism with mechanical closing, without Spring charging motor, Ready-to-close signal. switch, Auxiliary switches 2NO+2NC, without Closing coil (CC), manual operating mechanism with mechanical closing, without Remote trip alarm reset coil (RR), without 2nd shunt trip, without 1st Shunt trip | 899100 | 1 | Z\ | 1
3WA1363-6GG31-0AA0 |  | Withdrawable circuit breaker with guide frame, IEC 60947-2, frame size 3, 3-poles, In=6300A up to 690V AC 50/60Hz, breaking capacity C Icu=150kA at 690V, Trip unit ETU600 LSIG Hi-Z upgrade ready , colordisplay, bluetooth and USB interface, Protection LT, ST, INST, GFx, with GF highimpedance-input N-protection required an external N-sensor, incl. trip alarm switch (1xCO), rear connection vertical, guide frame with shutter and w/o position signalling switch, with internal voltage tap on lower stab of circuit breaker, with voltage tap module VTM680 and power supply of ETU600, able to communication, integrated metering type PMF-3 Advanced Power Monitor., Voltage, Energy, Power, Power factor, Frequency, Unbalance, Temperature, Power quality, Manual operating mechanism with mechanical closing, without Spring charging motor, Ready-to-close signal. switch, Auxiliary switches 2NO+2NC, without Closing coil (CC), manual operating mechanism with mechanical closing, without Remote trip alarm reset coil (RR), without 2nd shunt trip, without 1st Shunt trip | 808100 | 1 | Z\ | 1
3WA1363-6GG41-0AA0 |  | Withdrawable circuit breaker with guide frame, IEC 60947-2, frame size 3, 4-poles, N-pole left, In=6300A up to 690V AC 50/60Hz, breaking capacity C Icu=130kA at 690V, Trip unit ETU600 LSIG Hi-Z upgrade ready , colordisplay, bluetooth and USB interface, Protection LT, ST, INST, GFx, with GF highimpedance-input include N-protection, (internal N-sensor available), incl. trip alarm switch (1xCO), rear connection vertical, guide frame with shutter and w/o position signalling switch, with internal voltage tap on lower stab of circuit breaker, with voltage tap module VTM680 and power supply of ETU600, able to communication, integrated metering type PMF-3 Advanced Power Monitor., Voltage, Energy, Power, Power factor, Frequency, Unbalance, Temperature, Power quality, Manual operating mechanism with mechanical closing, without Spring charging motor, Ready-to-close signal. switch, Auxiliary switches 2NO+2NC, without Closing coil (CC), manual operating mechanism with mechanical closing, without Remote trip alarm reset coil (RR), without 2nd shunt trip, without 1st Shunt trip | 1054100 | 1 | Z\ | 1
3WA1363-6LE01-0AA0 |  | Fixed-mounted circuit breaker IEC 60947-2, frame size 3, 3-poles, In=6300A up to 690V AC 50/60Hz, breaking capacity C Icu=150kA at 690V, Trip unit ETU600 LSI upgrade ready , colordisplay, bluetooth and USB interface, Protection LT, ST, INST, N-protection required an external N-sensor, incl. trip alarm switch (1xCO), rear connection vertical, with internal voltage tap on upper stab of circuit breaker, with voltage tap module VTM680 and power supply of ETU600, able to communication, integrated metering type PMF-1 Energy Efficiency, Voltage, Active energy Ea Manual operating mechanism with mechanical closing, without Spring charging motor, Ready-to-close signal. switch, Auxiliary switches 2NO+2NC, without Closing coil (CC), manual operating mechanism with mechanical closing, without Remote trip alarm reset coil (RR), without 2nd shunt trip, without 1st Shunt trip | 646870 | 1 | Z\ | 1
3WA1363-6LE11-0AA0 |  | Fixed-mounted circuit breaker IEC 60947-2, frame size 3, 4-poles, N-pole left, In=6300A up to 690V AC 50/60Hz, breaking capacity C Icu=130kA at 690V, Trip unit ETU600 LSI upgrade ready , colordisplay, bluetooth and USB interface, Protection LT, ST, INST, include N-protection, (internal N-sensor available), incl. trip alarm switch (1xCO), rear connection vertical, with internal voltage tap on upper stab of circuit breaker, with voltage tap module VTM680 and power supply of ETU600, able to communication, integrated metering type PMF-1 Energy Efficiency, Voltage, Active energy Ea Manual operating mechanism with mechanical closing, without Spring charging motor, Ready-to-close signal. switch, Auxiliary switches 2NO+2NC, without Closing coil (CC), manual operating mechanism with mechanical closing, without Remote trip alarm reset coil (RR), without 2nd shunt trip, without 1st Shunt trip | 851870 | 1 | Z\ | 1
3WA1363-6LE21-0AA0 |  | fixed-mounted circuit breaker, IEC 60947-2, size 3, 4-pole, N pole on right, In=6300 A up to 690 V AC 50/60 Hz, breaking capacity C Icu=130 kA at 690 V, tripping unit ETU600 LSI upgradeable, color display, Bluetooth, USB interface, basic protection LT, ST, INST, including protection of the N conductor (internal neutral point sensor available), trip alarm switch (1 x CO), connection at rear vertical, with internal voltage tap on upper stab of circuit breaker, with voltage tap module VTM680 and power supply of ETU600, able to communication, integrated metering type PMF-1 Energy Efficiency, Voltage, Active energy Ea Manual operating mechanism with mechanical closing, without Spring charging motor, Ready-to-close signal. switch, Auxiliary switches 2NO+2NC, without Closing coil (CC), manual operating mechanism with mechanical closing, without Remote trip alarm reset coil (RR), without 2nd shunt trip, without 1st Shunt trip | 851870 | 1 | Z\ | 1
3WA1363-6LE31-0AA0 |  | Withdrawable circuit breaker with guide frame, IEC 60947-2, frame size 3, 3-poles, In=6300A up to 690V AC 50/60Hz, breaking capacity C Icu=150kA at 690V, Trip unit ETU600 LSI upgrade ready , colordisplay, bluetooth and USB interface, Protection LT, ST, INST, N-protection required an external N-sensor, incl. trip alarm switch (1xCO), rear connection vertical, guide frame with shutter and w/o position signalling switch, with internal voltage tap on upper stab of circuit breaker, with voltage tap module VTM680 and power supply of ETU600, able to communication, integrated metering type PMF-1 Energy Efficiency, Voltage, Active energy Ea Manual operating mechanism with mechanical closing, without Spring charging motor, Ready-to-close signal. switch, Auxiliary switches 2NO+2NC, without Closing coil (CC), manual operating mechanism with mechanical closing, without Remote trip alarm reset coil (RR), without 2nd shunt trip, without 1st Shunt trip | 761870 | 1 | Z\ | 1
3WA1363-6LE41-0AA0 |  | Withdrawable circuit breaker with guide frame, IEC 60947-2, frame size 3, 4-poles, N-pole left, In=6300A up to 690V AC 50/60Hz, breaking capacity C Icu=130kA at 690V, Trip unit ETU600 LSI upgrade ready , colordisplay, bluetooth and USB interface, Protection LT, ST, INST, include N-protection, (internal N-sensor available), incl. trip alarm switch (1xCO), rear connection vertical, guide frame with shutter and w/o position signalling switch, with internal voltage tap on upper stab of circuit breaker, with voltage tap module VTM680 and power supply of ETU600, able to communication, integrated metering type PMF-1 Energy Efficiency, Voltage, Active energy Ea Manual operating mechanism with mechanical closing, without Spring charging motor, Ready-to-close signal. switch, Auxiliary switches 2NO+2NC, without Closing coil (CC), manual operating mechanism with mechanical closing, without Remote trip alarm reset coil (RR), without 2nd shunt trip, without 1st Shunt trip | 1001870 | 1 | Z\ | 1
3WA1363-6LF01-0AA0 |  | Fixed-mounted circuit breaker IEC 60947-2, frame size 3, 3-poles, In=6300A up to 690V AC 50/60Hz, breaking capacity C Icu=150kA at 690V, Trip unit ETU600 LSIG upgrade ready , colordisplay, bluetooth and USB interface, Protection LT, ST, INST, GFx, N-protection required an external N-sensor, incl. trip alarm switch (1xCO), rear connection vertical, with internal voltage tap on upper stab of circuit breaker, with voltage tap module VTM680 and power supply of ETU600, able to communication, integrated metering type PMF-1 Energy Efficiency, Voltage, Active energy Ea Manual operating mechanism with mechanical closing, without Spring charging motor, Ready-to-close signal. switch, Auxiliary switches 2NO+2NC, without Closing coil (CC), manual operating mechanism with mechanical closing, without Remote trip alarm reset coil (RR), without 2nd shunt trip, without 1st Shunt trip | 657870 | 1 | Z\ | 1
3WA1363-6LF11-0AA0 |  | Fixed-mounted circuit breaker IEC 60947-2, frame size 3, 4-poles, N-pole left, In=6300A up to 690V AC 50/60Hz, breaking capacity C Icu=130kA at 690V, Trip unit ETU600 LSIG upgrade ready , colordisplay, bluetooth and USB interface, Protection LT, ST, INST, GFx, include N-protection, (internal N-sensor available), incl. trip alarm switch (1xCO), rear connection vertical, with internal voltage tap on upper stab of circuit breaker, with voltage tap module VTM680 and power supply of ETU600, able to communication, integrated metering type PMF-1 Energy Efficiency, Voltage, Active energy Ea Manual operating mechanism with mechanical closing, without Spring charging motor, Ready-to-close signal. switch, Auxiliary switches 2NO+2NC, without Closing coil (CC), manual operating mechanism with mechanical closing, without Remote trip alarm reset coil (RR), without 2nd shunt trip, without 1st Shunt trip | 861870 | 1 | Z\ | 1
3WA1363-6LF21-0AA0 |  | fixed-mounted circuit breaker, IEC 60947-2, size 3, 4-pole, N pole on right, In=6300 A up to 690 V AC 50/60 Hz, breaking capacity C Icu=130 kA at 690 V, tripping unit ETU600 LSIG upgradeable, color display, Bluetooth, USB interface, basic protection LT, ST, INST, GFx, including protection of the N conductor (internal neutral point sensor available), trip alarm switch (1 x CO), connection at rear vertical, with internal voltage tap on upper stab of circuit breaker, with voltage tap module VTM680 and power supply of ETU600, able to communication, integrated metering type PMF-1 Energy Efficiency, Voltage, Active energy Ea Manual operating mechanism with mechanical closing, without Spring charging motor, Ready-to-close signal. switch, Auxiliary switches 2NO+2NC, without Closing coil (CC), manual operating mechanism with mechanical closing, without Remote trip alarm reset coil (RR), without 2nd shunt trip, without 1st Shunt trip | 861870 | 1 | Z\ | 1
3WA1363-6LF31-0AA0 |  | Withdrawable circuit breaker with guide frame, IEC 60947-2, frame size 3, 3-poles, In=6300A up to 690V AC 50/60Hz, breaking capacity C Icu=150kA at 690V, Trip unit ETU600 LSIG upgrade ready , colordisplay, bluetooth and USB interface, Protection LT, ST, INST, GFx, N-protection required an external N-sensor, incl. trip alarm switch (1xCO), rear connection vertical, guide frame with shutter and w/o position signalling switch, with internal voltage tap on upper stab of circuit breaker, with voltage tap module VTM680 and power supply of ETU600, able to communication, integrated metering type PMF-1 Energy Efficiency, Voltage, Active energy Ea Manual operating mechanism with mechanical closing, without Spring charging motor, Ready-to-close signal. switch, Auxiliary switches 2NO+2NC, without Closing coil (CC), manual operating mechanism with mechanical closing, without Remote trip alarm reset coil (RR), without 2nd shunt trip, without 1st Shunt trip | 771870 | 1 | Z\ | 1
3WA1363-6LF41-0AA0 |  | Withdrawable circuit breaker with guide frame, IEC 60947-2, frame size 3, 4-poles, N-pole left, In=6300A up to 690V AC 50/60Hz, breaking capacity C Icu=130kA at 690V, Trip unit ETU600 LSIG upgrade ready , colordisplay, bluetooth and USB interface, Protection LT, ST, INST, GFx, include N-protection, (internal N-sensor available), incl. trip alarm switch (1xCO), rear connection vertical, guide frame with shutter and w/o position signalling switch, with internal voltage tap on upper stab of circuit breaker, with voltage tap module VTM680 and power supply of ETU600, able to communication, integrated metering type PMF-1 Energy Efficiency, Voltage, Active energy Ea Manual operating mechanism with mechanical closing, without Spring charging motor, Ready-to-close signal. switch, Auxiliary switches 2NO+2NC, without Closing coil (CC), manual operating mechanism with mechanical closing, without Remote trip alarm reset coil (RR), without 2nd shunt trip, without 1st Shunt trip | 1008870 | 1 | Z\ | 1
3WA1363-6LG01-0AA0 |  | Fixed-mounted circuit breaker IEC 60947-2, frame size 3, 3-poles, In=6300A up to 690V AC 50/60Hz, breaking capacity C Icu=150kA at 690V, Trip unit ETU600 LSIG Hi-Z upgrade ready , colordisplay, bluetooth and USB interface, Protection LT, ST, INST, GFx, with GF highimpedance-input N-protection required an external N-sensor, incl. trip alarm switch (1xCO), rear connection vertical, with internal voltage tap on upper stab of circuit breaker, with voltage tap module VTM680 and power supply of ETU600, able to communication, integrated metering type PMF-1 Energy Efficiency, Voltage, Active energy Ea Manual operating mechanism with mechanical closing, without Spring charging motor, Ready-to-close signal. switch, Auxiliary switches 2NO+2NC, without Closing coil (CC), manual operating mechanism with mechanical closing, without Remote trip alarm reset coil (RR), without 2nd shunt trip, without 1st Shunt trip | 678870 | 1 | Z\ | 1
3WA1363-6LG11-0AA0 |  | Fixed-mounted circuit breaker IEC 60947-2, frame size 3, 4-poles, N-pole left, In=6300A up to 690V AC 50/60Hz, breaking capacity C Icu=130kA at 690V, Trip unit ETU600 LSIG Hi-Z upgrade ready , colordisplay, bluetooth and USB interface, Protection LT, ST, INST, GFx, with GF highimpedance-input include N-protection, (internal N-sensor available), incl. trip alarm switch (1xCO), rear connection vertical, with internal voltage tap on upper stab of circuit breaker, with voltage tap module VTM680 and power supply of ETU600, able to communication, integrated metering type PMF-1 Energy Efficiency, Voltage, Active energy Ea Manual operating mechanism with mechanical closing, without Spring charging motor, Ready-to-close signal. switch, Auxiliary switches 2NO+2NC, without Closing coil (CC), manual operating mechanism with mechanical closing, without Remote trip alarm reset coil (RR), without 2nd shunt trip, without 1st Shunt trip | 883870 | 1 | Z\ | 1
3WA1363-6LG21-0AA0 |  | fixed-mounted circuit breaker, IEC 60947-2, size 3, 4-pole, N pole on right, In=6300 A up to 690 V AC 50/60 Hz, breaking capacity C Icu=130 kA at 690 V, tripping unit ETU600 LSIG Hi-Z upgradeable, color display, Bluetooth, USB interface, basic protection LT, ST, INST, GFx, with GF high-impedance input, including protection of the N conductor (internal neutral point sensor available), trip alarm switch (1 x CO), connection at rear vertical, with internal voltage tap on upper stab of circuit breaker, with voltage tap module VTM680 and power supply of ETU600, able to communication, integrated metering type PMF-1 Energy Efficiency, Voltage, Active energy Ea Manual operating mechanism with mechanical closing, without Spring charging motor, Ready-to-close signal. switch, Auxiliary switches 2NO+2NC, without Closing coil (CC), manual operating mechanism with mechanical closing, without Remote trip alarm reset coil (RR), without 2nd shunt trip, without 1st Shunt trip | 883870 | 1 | Z\ | 1
3WA1363-6LG31-0AA0 |  | Withdrawable circuit breaker with guide frame, IEC 60947-2, frame size 3, 3-poles, In=6300A up to 690V AC 50/60Hz, breaking capacity C Icu=150kA at 690V, Trip unit ETU600 LSIG Hi-Z upgrade ready , colordisplay, bluetooth and USB interface, Protection LT, ST, INST, GFx, with GF highimpedance-input N-protection required an external N-sensor, incl. trip alarm switch (1xCO), rear connection vertical, guide frame with shutter and w/o position signalling switch, with internal voltage tap on upper stab of circuit breaker, with voltage tap module VTM680 and power supply of ETU600, able to communication, integrated metering type PMF-1 Energy Efficiency, Voltage, Active energy Ea Manual operating mechanism with mechanical closing, without Spring charging motor, Ready-to-close signal. switch, Auxiliary switches 2NO+2NC, without Closing coil (CC), manual operating mechanism with mechanical closing, without Remote trip alarm reset coil (RR), without 2nd shunt trip, without 1st Shunt trip | 792870 | 1 | Z\ | 1
3WA1363-6LG41-0AA0 |  | Withdrawable circuit breaker with guide frame, IEC 60947-2, frame size 3, 4-poles, N-pole left, In=6300A up to 690V AC 50/60Hz, breaking capacity C Icu=130kA at 690V, Trip unit ETU600 LSIG Hi-Z upgrade ready , colordisplay, bluetooth and USB interface, Protection LT, ST, INST, GFx, with GF highimpedance-input include N-protection, (internal N-sensor available), incl. trip alarm switch (1xCO), rear connection vertical, guide frame with shutter and w/o position signalling switch, with internal voltage tap on upper stab of circuit breaker, with voltage tap module VTM680 and power supply of ETU600, able to communication, integrated metering type PMF-1 Energy Efficiency, Voltage, Active energy Ea Manual operating mechanism with mechanical closing, without Spring charging motor, Ready-to-close signal. switch, Auxiliary switches 2NO+2NC, without Closing coil (CC), manual operating mechanism with mechanical closing, without Remote trip alarm reset coil (RR), without 2nd shunt trip, without 1st Shunt trip | 1038870 | 1 | Z\ | 1
3WA1363-6ME01-0AA0 |  | Fixed-mounted circuit breaker IEC 60947-2, frame size 3, 3-poles, In=6300A up to 690V AC 50/60Hz, breaking capacity C Icu=150kA at 690V, Trip unit ETU600 LSI upgrade ready , colordisplay, bluetooth and USB interface, Protection LT, ST, INST, N-protection required an external N-sensor, incl. trip alarm switch (1xCO), rear connection vertical, with internal voltage tap on upper stab of circuit breaker, with voltage tap module VTM680 and power supply of ETU600, able to communication, integrated metering type PMF-2 Basic Power Monitoring, Voltage, Energy, Power, Power factor, Frequency, Unbalance, Temperature, Manual operating mechanism with mechanical closing, without Spring charging motor, Ready-to-close signal. switch, Auxiliary switches 2NO+2NC, without Closing coil (CC), manual operating mechanism with mechanical closing, without Remote trip alarm reset coil (RR), without 2nd shunt trip, without 1st Shunt trip | 655700 | 1 | Z\ | 1
3WA1363-6ME11-0AA0 |  | Fixed-mounted circuit breaker IEC 60947-2, frame size 3, 4-poles, N-pole left, In=6300A up to 690V AC 50/60Hz, breaking capacity C Icu=130kA at 690V, Trip unit ETU600 LSI upgrade ready , colordisplay, bluetooth and USB interface, Protection LT, ST, INST, include N-protection, (internal N-sensor available), incl. trip alarm switch (1xCO), rear connection vertical, with internal voltage tap on upper stab of circuit breaker, with voltage tap module VTM680 and power supply of ETU600, able to communication, integrated metering type PMF-2 Basic Power Monitoring, Voltage, Energy, Power, Power factor, Frequency, Unbalance, Temperature, Manual operating mechanism with mechanical closing, without Spring charging motor, Ready-to-close signal. switch, Auxiliary switches 2NO+2NC, without Closing coil (CC), manual operating mechanism with mechanical closing, without Remote trip alarm reset coil (RR), without 2nd shunt trip, without 1st Shunt trip | 860700 | 1 | Z\ | 1
3WA1363-6ME21-0AA0 |  | fixed-mounted circuit breaker, IEC 60947-2, size 3, 4-pole, N pole on right, In=6300 A up to 690 V AC 50/60 Hz, breaking capacity C Icu=130 kA at 690 V, tripping unit ETU600 LSI upgradeable, color display, Bluetooth, USB interface, basic protection LT, ST, INST, including protection of the N conductor (internal neutral point sensor available), trip alarm switch (1 x CO), connection at rear vertical, with internal voltage tap on upper stab of circuit breaker, with voltage tap module VTM680 and power supply of ETU600, able to communication, integrated metering type PMF-2 Basic Power Monitoring, Voltage, Energy, Power, Power factor, Frequency, Unbalance, Temperature, Manual operating mechanism with mechanical closing, without Spring charging motor, Ready-to-close signal. switch, Auxiliary switches 2NO+2NC, without Closing coil (CC), manual operating mechanism with mechanical closing, without Remote trip alarm reset coil (RR), without 2nd shunt trip, without 1st Shunt trip | 860700 | 1 | Z\ | 1
3WA1363-6ME31-0AA0 |  | Withdrawable circuit breaker with guide frame, IEC 60947-2, frame size 3, 3-poles, In=6300A up to 690V AC 50/60Hz, breaking capacity C Icu=150kA at 690V, Trip unit ETU600 LSI upgrade ready , colordisplay, bluetooth and USB interface, Protection LT, ST, INST, N-protection required an external N-sensor, incl. trip alarm switch (1xCO), rear connection vertical, guide frame with shutter and w/o position signalling switch, with internal voltage tap on upper stab of circuit breaker, with voltage tap module VTM680 and power supply of ETU600, able to communication, integrated metering type PMF-2 Basic Power Monitoring, Voltage, Energy, Power, Power factor, Frequency, Unbalance, Temperature, Manual operating mechanism with mechanical closing, without Spring charging motor, Ready-to-close signal. switch, Auxiliary switches 2NO+2NC, without Closing coil (CC), manual operating mechanism with mechanical closing, without Remote trip alarm reset coil (RR), without 2nd shunt trip, without 1st Shunt trip | 770700 | 1 | Z\ | 1
3WA1363-6ME41-0AA0 |  | Withdrawable circuit breaker with guide frame, IEC 60947-2, frame size 3, 4-poles, N-pole left, In=6300A up to 690V AC 50/60Hz, breaking capacity C Icu=130kA at 690V, Trip unit ETU600 LSI upgrade ready , colordisplay, bluetooth and USB interface, Protection LT, ST, INST, include N-protection, (internal N-sensor available), incl. trip alarm switch (1xCO), rear connection vertical, guide frame with shutter and w/o position signalling switch, with internal voltage tap on upper stab of circuit breaker, with voltage tap module VTM680 and power supply of ETU600, able to communication, integrated metering type PMF-2 Basic Power Monitoring, Voltage, Energy, Power, Power factor, Frequency, Unbalance, Temperature, Manual operating mechanism with mechanical closing, without Spring charging motor, Ready-to-close signal. switch, Auxiliary switches 2NO+2NC, without Closing coil (CC), manual operating mechanism with mechanical closing, without Remote trip alarm reset coil (RR), without 2nd shunt trip, without 1st Shunt trip | 1010700 | 1 | Z\ | 1
3WA1363-6MF01-0AA0 |  | Fixed-mounted circuit breaker IEC 60947-2, frame size 3, 3-poles, In=6300A up to 690V AC 50/60Hz, breaking capacity C Icu=150kA at 690V, Trip unit ETU600 LSIG upgrade ready , colordisplay, bluetooth and USB interface, Protection LT, ST, INST, GFx, N-protection required an external N-sensor, incl. trip alarm switch (1xCO), rear connection vertical, with internal voltage tap on upper stab of circuit breaker, with voltage tap module VTM680 and power supply of ETU600, able to communication, integrated metering type PMF-2 Basic Power Monitoring, Voltage, Energy, Power, Power factor, Frequency, Unbalance, Temperature, Manual operating mechanism with mechanical closing, without Spring charging motor, Ready-to-close signal. switch, Auxiliary switches 2NO+2NC, without Closing coil (CC), manual operating mechanism with mechanical closing, without Remote trip alarm reset coil (RR), without 2nd shunt trip, without 1st Shunt trip | 666700 | 1 | Z\ | 1
3WA1363-6MF11-0AA0 |  | Fixed-mounted circuit breaker IEC 60947-2, frame size 3, 4-poles, N-pole left, In=6300A up to 690V AC 50/60Hz, breaking capacity C Icu=130kA at 690V, Trip unit ETU600 LSIG upgrade ready , colordisplay, bluetooth and USB interface, Protection LT, ST, INST, GFx, include N-protection, (internal N-sensor available), incl. trip alarm switch (1xCO), rear connection vertical, with internal voltage tap on upper stab of circuit breaker, with voltage tap module VTM680 and power supply of ETU600, able to communication, integrated metering type PMF-2 Basic Power Monitoring, Voltage, Energy, Power, Power factor, Frequency, Unbalance, Temperature, Manual operating mechanism with mechanical closing, without Spring charging motor, Ready-to-close signal. switch, Auxiliary switches 2NO+2NC, without Closing coil (CC), manual operating mechanism with mechanical closing, without Remote trip alarm reset coil (RR), without 2nd shunt trip, without 1st Shunt trip | 870700 | 1 | Z\ | 1
3WA1363-6MF21-0AA0 |  | fixed-mounted circuit breaker, IEC 60947-2, size 3, 4-pole, N pole on right, In=6300 A up to 690 V AC 50/60 Hz, breaking capacity C Icu=130 kA at 690 V, tripping unit ETU600 LSIG upgradeable, color display, Bluetooth, USB interface, basic protection LT, ST, INST, GFx, including protection of the N conductor (internal neutral point sensor available), trip alarm switch (1 x CO), connection at rear vertical, with internal voltage tap on upper stab of circuit breaker, with voltage tap module VTM680 and power supply of ETU600, able to communication, integrated metering type PMF-2 Basic Power Monitoring, Voltage, Energy, Power, Power factor, Frequency, Unbalance, Temperature, Manual operating mechanism with mechanical closing, without Spring charging motor, Ready-to-close signal. switch, Auxiliary switches 2NO+2NC, without Closing coil (CC), manual operating mechanism with mechanical closing, without Remote trip alarm reset coil (RR), without 2nd shunt trip, without 1st Shunt trip | 870700 | 1 | Z\ | 1
3WA1363-6MF31-0AA0 |  | Withdrawable circuit breaker with guide frame, IEC 60947-2, frame size 3, 3-poles, In=6300A up to 690V AC 50/60Hz, breaking capacity C Icu=150kA at 690V, Trip unit ETU600 LSIG upgrade ready , colordisplay, bluetooth and USB interface, Protection LT, ST, INST, GFx, N-protection required an external N-sensor, incl. trip alarm switch (1xCO), rear connection vertical, guide frame with shutter and w/o position signalling switch, with internal voltage tap on upper stab of circuit breaker, with voltage tap module VTM680 and power supply of ETU600, able to communication, integrated metering type PMF-2 Basic Power Monitoring, Voltage, Energy, Power, Power factor, Frequency, Unbalance, Temperature, Manual operating mechanism with mechanical closing, without Spring charging motor, Ready-to-close signal. switch, Auxiliary switches 2NO+2NC, without Closing coil (CC), manual operating mechanism with mechanical closing, without Remote trip alarm reset coil (RR), without 2nd shunt trip, without 1st Shunt trip | 780700 | 1 | Z\ | 1
3WA1363-6MF41-0AA0 |  | Withdrawable circuit breaker with guide frame, IEC 60947-2, frame size 3, 4-poles, N-pole left, In=6300A up to 690V AC 50/60Hz, breaking capacity C Icu=130kA at 690V, Trip unit ETU600 LSIG upgrade ready , colordisplay, bluetooth and USB interface, Protection LT, ST, INST, GFx, include N-protection, (internal N-sensor available), incl. trip alarm switch (1xCO), rear connection vertical, guide frame with shutter and w/o position signalling switch, with internal voltage tap on upper stab of circuit breaker, with voltage tap module VTM680 and power supply of ETU600, able to communication, integrated metering type PMF-2 Basic Power Monitoring, Voltage, Energy, Power, Power factor, Frequency, Unbalance, Temperature, Manual operating mechanism with mechanical closing, without Spring charging motor, Ready-to-close signal. switch, Auxiliary switches 2NO+2NC, without Closing coil (CC), manual operating mechanism with mechanical closing, without Remote trip alarm reset coil (RR), without 2nd shunt trip, without 1st Shunt trip | 1017700 | 1 | Z\ | 1
3WA1363-6MG01-0AA0 |  | Fixed-mounted circuit breaker IEC 60947-2, frame size 3, 3-poles, In=6300A up to 690V AC 50/60Hz, breaking capacity C Icu=150kA at 690V, Trip unit ETU600 LSIG Hi-Z upgrade ready , colordisplay, bluetooth and USB interface, Protection LT, ST, INST, GFx, with GF highimpedance-input N-protection required an external N-sensor, incl. trip alarm switch (1xCO), rear connection vertical, with internal voltage tap on upper stab of circuit breaker, with voltage tap module VTM680 and power supply of ETU600, able to communication, integrated metering type PMF-2 Basic Power Monitoring, Voltage, Energy, Power, Power factor, Frequency, Unbalance, Temperature, Manual operating mechanism with mechanical closing, without Spring charging motor, Ready-to-close signal. switch, Auxiliary switches 2NO+2NC, without Closing coil (CC), manual operating mechanism with mechanical closing, without Remote trip alarm reset coil (RR), without 2nd shunt trip, without 1st Shunt trip | 687700 | 1 | Z\ | 1
3WA1363-6MG11-0AA0 |  | Fixed-mounted circuit breaker IEC 60947-2, frame size 3, 4-poles, N-pole left, In=6300A up to 690V AC 50/60Hz, breaking capacity C Icu=130kA at 690V, Trip unit ETU600 LSIG Hi-Z upgrade ready , colordisplay, bluetooth and USB interface, Protection LT, ST, INST, GFx, with GF highimpedance-input include N-protection, (internal N-sensor available), incl. trip alarm switch (1xCO), rear connection vertical, with internal voltage tap on upper stab of circuit breaker, with voltage tap module VTM680 and power supply of ETU600, able to communication, integrated metering type PMF-2 Basic Power Monitoring, Voltage, Energy, Power, Power factor, Frequency, Unbalance, Temperature, Manual operating mechanism with mechanical closing, without Spring charging motor, Ready-to-close signal. switch, Auxiliary switches 2NO+2NC, without Closing coil (CC), manual operating mechanism with mechanical closing, without Remote trip alarm reset coil (RR), without 2nd shunt trip, without 1st Shunt trip | 892700 | 1 | Z\ | 1
3WA1363-6MG21-0AA0 |  | fixed-mounted circuit breaker, IEC 60947-2, size 3, 4-pole, N pole on right, In=6300 A up to 690 V AC 50/60 Hz, breaking capacity C Icu=130 kA at 690 V, tripping unit ETU600 LSIG Hi-Z upgradeable, color display, Bluetooth, USB interface, basic protection LT, ST, INST, GFx, with GF high-impedance input, including protection of the N conductor (internal neutral point sensor available), trip alarm switch (1 x CO), connection at rear vertical, with internal voltage tap on upper stab of circuit breaker, with voltage tap module VTM680 and power supply of ETU600, able to communication, integrated metering type PMF-2 Basic Power Monitoring, Voltage, Energy, Power, Power factor, Frequency, Unbalance, Temperature, Manual operating mechanism with mechanical closing, without Spring charging motor, Ready-to-close signal. switch, Auxiliary switches 2NO+2NC, without Closing coil (CC), manual operating mechanism with mechanical closing, without Remote trip alarm reset coil (RR), without 2nd shunt trip, without 1st Shunt trip | 892700 | 1 | Z\ | 1
3WA1363-6MG31-0AA0 |  | Withdrawable circuit breaker with guide frame, IEC 60947-2, frame size 3, 3-poles, In=6300A up to 690V AC 50/60Hz, breaking capacity C Icu=150kA at 690V, Trip unit ETU600 LSIG Hi-Z upgrade ready , colordisplay, bluetooth and USB interface, Protection LT, ST, INST, GFx, with GF highimpedance-input N-protection required an external N-sensor, incl. trip alarm switch (1xCO), rear connection vertical, guide frame with shutter and w/o position signalling switch, with internal voltage tap on upper stab of circuit breaker, with voltage tap module VTM680 and power supply of ETU600, able to communication, integrated metering type PMF-2 Basic Power Monitoring, Voltage, Energy, Power, Power factor, Frequency, Unbalance, Temperature, Manual operating mechanism with mechanical closing, without Spring charging motor, Ready-to-close signal. switch, Auxiliary switches 2NO+2NC, without Closing coil (CC), manual operating mechanism with mechanical closing, without Remote trip alarm reset coil (RR), without 2nd shunt trip, without 1st Shunt trip | 801700 | 1 | Z\ | 1
3WA1363-6MG41-0AA0 |  | Withdrawable circuit breaker with guide frame, IEC 60947-2, frame size 3, 4-poles, N-pole left, In=6300A up to 690V AC 50/60Hz, breaking capacity C Icu=130kA at 690V, Trip unit ETU600 LSIG Hi-Z upgrade ready , colordisplay, bluetooth and USB interface, Protection LT, ST, INST, GFx, with GF highimpedance-input include N-protection, (internal N-sensor available), incl. trip alarm switch (1xCO), rear connection vertical, guide frame with shutter and w/o position signalling switch, with internal voltage tap on upper stab of circuit breaker, with voltage tap module VTM680 and power supply of ETU600, able to communication, integrated metering type PMF-2 Basic Power Monitoring, Voltage, Energy, Power, Power factor, Frequency, Unbalance, Temperature, Manual operating mechanism with mechanical closing, without Spring charging motor, Ready-to-close signal. switch, Auxiliary switches 2NO+2NC, without Closing coil (CC), manual operating mechanism with mechanical closing, without Remote trip alarm reset coil (RR), without 2nd shunt trip, without 1st Shunt trip | 1047700 | 1 | Z\ | 1
3WA1363-6NE01-0AA0 |  | Fixed-mounted circuit breaker IEC 60947-2, frame size 3, 3-poles, In=6300A up to 690V AC 50/60Hz, breaking capacity C Icu=150kA at 690V, Trip unit ETU600 LSI upgrade ready , colordisplay, bluetooth and USB interface, Protection LT, ST, INST, N-protection required an external N-sensor, incl. trip alarm switch (1xCO), rear connection vertical, with internal voltage tap on upper stab of circuit breaker, with voltage tap module VTM680 and power supply of ETU600, able to communication, integrated metering type PMF-3 Advanced Power Monitor., Voltage, Energy, Power, Power factor, Frequency, Unbalance, Temperature, Power quality, Manual operating mechanism with mechanical closing, without Spring charging motor, Ready-to-close signal. switch, Auxiliary switches 2NO+2NC, without Closing coil (CC), manual operating mechanism with mechanical closing, without Remote trip alarm reset coil (RR), without 2nd shunt trip, without 1st Shunt trip | 662100 | 1 | Z\ | 1
3WA1363-6NE11-0AA0 |  | Fixed-mounted circuit breaker IEC 60947-2, frame size 3, 4-poles, N-pole left, In=6300A up to 690V AC 50/60Hz, breaking capacity C Icu=130kA at 690V, Trip unit ETU600 LSI upgrade ready , colordisplay, bluetooth and USB interface, Protection LT, ST, INST, include N-protection, (internal N-sensor available), incl. trip alarm switch (1xCO), rear connection vertical, with internal voltage tap on upper stab of circuit breaker, with voltage tap module VTM680 and power supply of ETU600, able to communication, integrated metering type PMF-3 Advanced Power Monitor., Voltage, Energy, Power, Power factor, Frequency, Unbalance, Temperature, Power quality, Manual operating mechanism with mechanical closing, without Spring charging motor, Ready-to-close signal. switch, Auxiliary switches 2NO+2NC, without Closing coil (CC), manual operating mechanism with mechanical closing, without Remote trip alarm reset coil (RR), without 2nd shunt trip, without 1st Shunt trip | 867100 | 1 | Z\ | 1
3WA1363-6NE21-0AA0 |  | fixed-mounted circuit breaker, IEC 60947-2, size 3, 4-pole, N pole on right, In=6300 A up to 690 V AC 50/60 Hz, breaking capacity C Icu=130 kA at 690 V, tripping unit ETU600 LSI upgradeable, color display, Bluetooth, USB interface, basic protection LT, ST, INST, including protection of the N conductor (internal neutral point sensor available), trip alarm switch (1 x CO), connection at rear vertical, with internal voltage tap on upper stab of circuit breaker, with voltage tap module VTM680 and power supply of ETU600, able to communication, integrated metering type PMF-3 Advanced Power Monitor., Voltage, Energy, Power, Power factor, Frequency, Unbalance, Temperature, Power quality, Manual operating mechanism with mechanical closing, without Spring charging motor, Ready-to-close signal. switch, Auxiliary switches 2NO+2NC, without Closing coil (CC), manual operating mechanism with mechanical closing, without Remote trip alarm reset coil (RR), without 2nd shunt trip, without 1st Shunt trip | 867100 | 1 | Z\ | 1
3WA1363-6NE31-0AA0 |  | Withdrawable circuit breaker with guide frame, IEC 60947-2, frame size 3, 3-poles, In=6300A up to 690V AC 50/60Hz, breaking capacity C Icu=150kA at 690V, Trip unit ETU600 LSI upgrade ready , colordisplay, bluetooth and USB interface, Protection LT, ST, INST, N-protection required an external N-sensor, incl. trip alarm switch (1xCO), rear connection vertical, guide frame with shutter and w/o position signalling switch, with internal voltage tap on upper stab of circuit breaker, with voltage tap module VTM680 and power supply of ETU600, able to communication, integrated metering type PMF-3 Advanced Power Monitor., Voltage, Energy, Power, Power factor, Frequency, Unbalance, Temperature, Power quality, Manual operating mechanism with mechanical closing, without Spring charging motor, Ready-to-close signal. switch, Auxiliary switches 2NO+2NC, without Closing coil (CC), manual operating mechanism with mechanical closing, without Remote trip alarm reset coil (RR), without 2nd shunt trip, without 1st Shunt trip | 777100 | 1 | Z\ | 1
3WA1363-6NE41-0AA0 |  | Withdrawable circuit breaker with guide frame, IEC 60947-2, frame size 3, 4-poles, N-pole left, In=6300A up to 690V AC 50/60Hz, breaking capacity C Icu=130kA at 690V, Trip unit ETU600 LSI upgrade ready , colordisplay, bluetooth and USB interface, Protection LT, ST, INST, include N-protection, (internal N-sensor available), incl. trip alarm switch (1xCO), rear connection vertical, guide frame with shutter and w/o position signalling switch, with internal voltage tap on upper stab of circuit breaker, with voltage tap module VTM680 and power supply of ETU600, able to communication, integrated metering type PMF-3 Advanced Power Monitor., Voltage, Energy, Power, Power factor, Frequency, Unbalance, Temperature, Power quality, Manual operating mechanism with mechanical closing, without Spring charging motor, Ready-to-close signal. switch, Auxiliary switches 2NO+2NC, without Closing coil (CC), manual operating mechanism with mechanical closing, without Remote trip alarm reset coil (RR), without 2nd shunt trip, without 1st Shunt trip | 1017100 | 1 | Z\ | 1
3WA1363-6NF01-0AA0 |  | Fixed-mounted circuit breaker IEC 60947-2, frame size 3, 3-poles, In=6300A up to 690V AC 50/60Hz, breaking capacity C Icu=150kA at 690V, Trip unit ETU600 LSIG upgrade ready , colordisplay, bluetooth and USB interface, Protection LT, ST, INST, GFx, N-protection required an external N-sensor, incl. trip alarm switch (1xCO), rear connection vertical, with internal voltage tap on upper stab of circuit breaker, with voltage tap module VTM680 and power supply of ETU600, able to communication, integrated metering type PMF-3 Advanced Power Monitor., Voltage, Energy, Power, Power factor, Frequency, Unbalance, Temperature, Power quality, Manual operating mechanism with mechanical closing, without Spring charging motor, Ready-to-close signal. switch, Auxiliary switches 2NO+2NC, without Closing coil (CC), manual operating mechanism with mechanical closing, without Remote trip alarm reset coil (RR), without 2nd shunt trip, without 1st Shunt trip | 673100 | 1 | Z\ | 1
3WA1363-6NF11-0AA0 |  | Fixed-mounted circuit breaker IEC 60947-2, frame size 3, 4-poles, N-pole left, In=6300A up to 690V AC 50/60Hz, breaking capacity C Icu=130kA at 690V, Trip unit ETU600 LSIG upgrade ready , colordisplay, bluetooth and USB interface, Protection LT, ST, INST, GFx, include N-protection, (internal N-sensor available), incl. trip alarm switch (1xCO), rear connection vertical, with internal voltage tap on upper stab of circuit breaker, with voltage tap module VTM680 and power supply of ETU600, able to communication, integrated metering type PMF-3 Advanced Power Monitor., Voltage, Energy, Power, Power factor, Frequency, Unbalance, Temperature, Power quality, Manual operating mechanism with mechanical closing, without Spring charging motor, Ready-to-close signal. switch, Auxiliary switches 2NO+2NC, without Closing coil (CC), manual operating mechanism with mechanical closing, without Remote trip alarm reset coil (RR), without 2nd shunt trip, without 1st Shunt trip | 877100 | 1 | Z\ | 1
3WA1363-6NF21-0AA0 |  | fixed-mounted circuit breaker, IEC 60947-2, size 3, 4-pole, N pole on right, In=6300 A up to 690 V AC 50/60 Hz, breaking capacity C Icu=130 kA at 690 V, tripping unit ETU600 LSIG upgradeable, color display, Bluetooth, USB interface, basic protection LT, ST, INST, GFx, including protection of the N conductor (internal neutral point sensor available), trip alarm switch (1 x CO), connection at rear vertical, with internal voltage tap on upper stab of circuit breaker, with voltage tap module VTM680 and power supply of ETU600, able to communication, integrated metering type PMF-3 Advanced Power Monitor., Voltage, Energy, Power, Power factor, Frequency, Unbalance, Temperature, Power quality, Manual operating mechanism with mechanical closing, without Spring charging motor, Ready-to-close signal. switch, Auxiliary switches 2NO+2NC, without Closing coil (CC), manual operating mechanism with mechanical closing, without Remote trip alarm reset coil (RR), without 2nd shunt trip, without 1st Shunt trip | 877100 | 1 | Z\ | 1
3WA1363-6NF31-0AA0 |  | Withdrawable circuit breaker with guide frame, IEC 60947-2, frame size 3, 3-poles, In=6300A up to 690V AC 50/60Hz, breaking capacity C Icu=150kA at 690V, Trip unit ETU600 LSIG upgrade ready , colordisplay, bluetooth and USB interface, Protection LT, ST, INST, GFx, N-protection required an external N-sensor, incl. trip alarm switch (1xCO), rear connection vertical, guide frame with shutter and w/o position signalling switch, with internal voltage tap on upper stab of circuit breaker, with voltage tap module VTM680 and power supply of ETU600, able to communication, integrated metering type PMF-3 Advanced Power Monitor., Voltage, Energy, Power, Power factor, Frequency, Unbalance, Temperature, Power quality, Manual operating mechanism with mechanical closing, without Spring charging motor, Ready-to-close signal. switch, Auxiliary switches 2NO+2NC, without Closing coil (CC), manual operating mechanism with mechanical closing, without Remote trip alarm reset coil (RR), without 2nd shunt trip, without 1st Shunt trip | 787100 | 1 | Z\ | 1
3WA1363-6NF41-0AA0 |  | Withdrawable circuit breaker with guide frame, IEC 60947-2, frame size 3, 4-poles, N-pole left, In=6300A up to 690V AC 50/60Hz, breaking capacity C Icu=130kA at 690V, Trip unit ETU600 LSIG upgrade ready , colordisplay, bluetooth and USB interface, Protection LT, ST, INST, GFx, include N-protection, (internal N-sensor available), incl. trip alarm switch (1xCO), rear connection vertical, guide frame with shutter and w/o position signalling switch, with internal voltage tap on upper stab of circuit breaker, with voltage tap module VTM680 and power supply of ETU600, able to communication, integrated metering type PMF-3 Advanced Power Monitor., Voltage, Energy, Power, Power factor, Frequency, Unbalance, Temperature, Power quality, Manual operating mechanism with mechanical closing, without Spring charging motor, Ready-to-close signal. switch, Auxiliary switches 2NO+2NC, without Closing coil (CC), manual operating mechanism with mechanical closing, without Remote trip alarm reset coil (RR), without 2nd shunt trip, without 1st Shunt trip | 1024100 | 1 | Z\ | 1
3WA1363-6NG01-0AA0 |  | Fixed-mounted circuit breaker IEC 60947-2, frame size 3, 3-poles, In=6300A up to 690V AC 50/60Hz, breaking capacity C Icu=150kA at 690V, Trip unit ETU600 LSIG Hi-Z upgrade ready , colordisplay, bluetooth and USB interface, Protection LT, ST, INST, GFx, with GF highimpedance-input N-protection required an external N-sensor, incl. trip alarm switch (1xCO), rear connection vertical, with internal voltage tap on upper stab of circuit breaker, with voltage tap module VTM680 and power supply of ETU600, able to communication, integrated metering type PMF-3 Advanced Power Monitor., Voltage, Energy, Power, Power factor, Frequency, Unbalance, Temperature, Power quality, Manual operating mechanism with mechanical closing, without Spring charging motor, Ready-to-close signal. switch, Auxiliary switches 2NO+2NC, without Closing coil (CC), manual operating mechanism with mechanical closing, without Remote trip alarm reset coil (RR), without 2nd shunt trip, without 1st Shunt trip | 694100 | 1 | Z\ | 1
3WA1363-6NG11-0AA0 |  | Fixed-mounted circuit breaker IEC 60947-2, frame size 3, 4-poles, N-pole left, In=6300A up to 690V AC 50/60Hz, breaking capacity C Icu=130kA at 690V, Trip unit ETU600 LSIG Hi-Z upgrade ready , colordisplay, bluetooth and USB interface, Protection LT, ST, INST, GFx, with GF highimpedance-input include N-protection, (internal N-sensor available), incl. trip alarm switch (1xCO), rear connection vertical, with internal voltage tap on upper stab of circuit breaker, with voltage tap module VTM680 and power supply of ETU600, able to communication, integrated metering type PMF-3 Advanced Power Monitor., Voltage, Energy, Power, Power factor, Frequency, Unbalance, Temperature, Power quality, Manual operating mechanism with mechanical closing, without Spring charging motor, Ready-to-close signal. switch, Auxiliary switches 2NO+2NC, without Closing coil (CC), manual operating mechanism with mechanical closing, without Remote trip alarm reset coil (RR), without 2nd shunt trip, without 1st Shunt trip | 899100 | 1 | Z\ | 1
3WA1363-6NG21-0AA0 |  | fixed-mounted circuit breaker, IEC 60947-2, size 3, 4-pole, N pole on right, In=6300 A up to 690 V AC 50/60 Hz, breaking capacity C Icu=130 kA at 690 V, tripping unit ETU600 LSIG Hi-Z upgradeable, color display, Bluetooth, USB interface, basic protection LT, ST, INST, GFx, with GF high-impedance input, including protection of the N conductor (internal neutral point sensor available), trip alarm switch (1 x CO), connection at rear vertical, with internal voltage tap on upper stab of circuit breaker, with voltage tap module VTM680 and power supply of ETU600, able to communication, integrated metering type PMF-3 Advanced Power Monitor., Voltage, Energy, Power, Power factor, Frequency, Unbalance, Temperature, Power quality, Manual operating mechanism with mechanical closing, without Spring charging motor, Ready-to-close signal. switch, Auxiliary switches 2NO+2NC, without Closing coil (CC), manual operating mechanism with mechanical closing, without Remote trip alarm reset coil (RR), without 2nd shunt trip, without 1st Shunt trip | 899100 | 1 | Z\ | 1
3WA1363-6NG31-0AA0 |  | Withdrawable circuit breaker with guide frame, IEC 60947-2, frame size 3, 3-poles, In=6300A up to 690V AC 50/60Hz, breaking capacity C Icu=150kA at 690V, Trip unit ETU600 LSIG Hi-Z upgrade ready , colordisplay, bluetooth and USB interface, Protection LT, ST, INST, GFx, with GF highimpedance-input N-protection required an external N-sensor, incl. trip alarm switch (1xCO), rear connection vertical, guide frame with shutter and w/o position signalling switch, with internal voltage tap on upper stab of circuit breaker, with voltage tap module VTM680 and power supply of ETU600, able to communication, integrated metering type PMF-3 Advanced Power Monitor., Voltage, Energy, Power, Power factor, Frequency, Unbalance, Temperature, Power quality, Manual operating mechanism with mechanical closing, without Spring charging motor, Ready-to-close signal. switch, Auxiliary switches 2NO+2NC, without Closing coil (CC), manual operating mechanism with mechanical closing, without Remote trip alarm reset coil (RR), without 2nd shunt trip, without 1st Shunt trip | 808100 | 1 | Z\ | 1
3WA1363-6NG41-0AA0 |  | Withdrawable circuit breaker with guide frame, IEC 60947-2, frame size 3, 4-poles, N-pole left, In=6300A up to 690V AC 50/60Hz, breaking capacity C Icu=130kA at 690V, Trip unit ETU600 LSIG Hi-Z upgrade ready , colordisplay, bluetooth and USB interface, Protection LT, ST, INST, GFx, with GF highimpedance-input include N-protection, (internal N-sensor available), incl. trip alarm switch (1xCO), rear connection vertical, guide frame with shutter and w/o position signalling switch, with internal voltage tap on upper stab of circuit breaker, with voltage tap module VTM680 and power supply of ETU600, able to communication, integrated metering type PMF-3 Advanced Power Monitor., Voltage, Energy, Power, Power factor, Frequency, Unbalance, Temperature, Power quality, Manual operating mechanism with mechanical closing, without Spring charging motor, Ready-to-close signal. switch, Auxiliary switches 2NO+2NC, without Closing coil (CC), manual operating mechanism with mechanical closing, without Remote trip alarm reset coil (RR), without 2nd shunt trip, without 1st Shunt trip | 1054100 | 1 | Z\ | 1
3WA1363-8AA01-0AA0 |  | Non-automatic circuit breaker Fixed-mounted version, IEC 60947-2, frame size 3, 3-poles, In=6300A to 1150V AC 50/60Hz, breaking capacity E Icc=150/125kA at 690/1000V, without electr. trip unit ETU, rear connection vertical, without Com & metering function Manual operating mechanism with mechanical closing, without Spring charging motor, Ready-to-close signal. switch, Auxiliary switches 2NO+2NC, without Closing coil (CC), manual operating mechanism with mechanical closing, without Remote trip alarm reset coil (RR), without 2nd shunt trip, without 1st Shunt trip | 636000 | 1 | Z\ | 1
3WA1363-8AA11-0AA0 |  | Non-automatic circuit breaker Fixed-mounted version, IEC 60947-2, frame size 3, 4-poles, N-pole left, In=6300A to 1150V AC 50/60Hz, breaking capacity E Icc=130/125kA at 690/1000V, without electr. trip unit ETU, rear connection vertical, without Com & metering function Manual operating mechanism with mechanical closing, without Spring charging motor, Ready-to-close signal. switch, Auxiliary switches 2NO+2NC, without Closing coil (CC), manual operating mechanism with mechanical closing, without Remote trip alarm reset coil (RR), without 2nd shunt trip, without 1st Shunt trip | 840000 | 1 | Z\ | 1
3WA1363-8AA21-0AA0 |  | AC non-automatic air circuit breaker 3WA, fixed-mounted version, IEC 60947-2, size 3, 4-pole, N pole on right, In=6300 A up to 1150 V AC 50/60 Hz, breaking capacity E, Icc=120/70 kA at 1000/1150 V, without electronic trip unit ETU, connection at rear vertical, without Com & metering function Manual operating mechanism with mechanical closing, without Spring charging motor, Ready-to-close signal. switch, Auxiliary switches 2NO+2NC, without Closing coil (CC), manual operating mechanism with mechanical closing, without Remote trip alarm reset coil (RR), without 2nd shunt trip, without 1st Shunt trip | 840000 | 1 | Z\ | 1
3WA1363-8AA31-0AA0 |  | Non-automatic circuit breaker withdrawable version, with guide frame, IEC 60947-2, frame size 3, 3-poles, In=6300A to 1150V AC 50/60Hz, breaking capacity E Icc=150/125kA at 690/1000V, without electr. trip unit ETU, rear connection vertical, guide frame with shutter and w/o position signalling switch, without Com & metering function Manual operating mechanism with mechanical closing, without Spring charging motor, Ready-to-close signal. switch, Auxiliary switches 2NO+2NC, without Closing coil (CC), manual operating mechanism with mechanical closing, without Remote trip alarm reset coil (RR), without 2nd shunt trip, without 1st Shunt trip | 750000 | 1 | Z\ | 1
3WA1363-8AA41-0AA0 |  | Non-automatic circuit breaker withdrawable version, with guide frame, IEC 60947-2, frame size 3, 4-poles, N-pole left, In=6300A to 1150V AC 50/60Hz, breaking capacity E Icc=130/125kA at 690/1000V, without electr. trip unit ETU, rear connection vertical, guide frame with shutter and w/o position signalling switch, without Com & metering function Manual operating mechanism with mechanical closing, without Spring charging motor, Ready-to-close signal. switch, Auxiliary switches 2NO+2NC, without Closing coil (CC), manual operating mechanism with mechanical closing, without Remote trip alarm reset coil (RR), without 2nd shunt trip, without 1st Shunt trip | 990000 | 1 | Z\ | 1
3WA1363-8AB01-0AA0 |  | Fixed-mounted circuit breaker IEC 60947-2, frame size 3, 3-poles, In=6300A, breaking capacity E, without internal voltage tap up to 1150V, 70kA, AC 50/60Hz, Icu=150/125kA at 690/1000V, Trip unit ETU300 LSI optimized for standard applica- tions, without display Protection LT, ST, INST, N-protection required an external N-sensor, incl. trip alarm switch (1xCO), rear connection vertical, without Com & metering function Manual operating mechanism with mechanical closing, without Spring charging motor, Ready-to-close signal. switch, Auxiliary switches 2NO+2NC, without Closing coil (CC), manual operating mechanism with mechanical closing, without Remote trip alarm reset coil (RR), without 2nd shunt trip, without 1st Shunt trip | 652000 | 1 | Z\ | 1
3WA1363-8AB11-0AA0 |  | Fixed-mounted circuit breaker IEC 60947-2, frame size 3, 4-poles, N-pole left, In=6300A, breaking capacity E, without internal voltage tap up to 1150V, 70kA, AC 50/60Hz, Icu=130/125kA at 690/1000V, Trip unit ETU300 LSI optimized for standard applica- tions, without display Protection LT, ST, INST, include N-protection, (internal N-sensor available), incl. trip alarm switch (1xCO), rear connection vertical, without Com & metering function Manual operating mechanism with mechanical closing, without Spring charging motor, Ready-to-close signal. switch, Auxiliary switches 2NO+2NC, without Closing coil (CC), manual operating mechanism with mechanical closing, without Remote trip alarm reset coil (RR), without 2nd shunt trip, without 1st Shunt trip | 862000 | 1 | Z\ | 1
3WA1363-8AB21-0AA0 |  | fixed-mounted circuit breaker, IEC 60947-2, size 1, 4-pole, N pole on right, In=6300 A, breaking capacity E, without internal voltage tap up to 1150 V, 70 kA, AC 50/60 Hz, Icu=130/125 kA at 690/1000 V, tripping unit ETU300 LSI optimized for standard applications, without display, basic protection LT, ST, INST, including protection of the N conductor (internal neutral point sensor available) trip alarm switch (1 x CO), connection at rear vertical, without Com & metering function Manual operating mechanism with mechanical closing, without Spring charging motor, Ready-to-close signal. switch, Auxiliary switches 2NO+2NC, without Closing coil (CC), manual operating mechanism with mechanical closing, without Remote trip alarm reset coil (RR), without 2nd shunt trip, without 1st Shunt trip | 862000 | 1 | Z\ | 1
3WA1363-8AB31-0AA0 |  | Withdrawable circuit breaker with guide frame, IEC 60947-2, frame size 3, 3-poles, In=6300A, breaking capacity E, without internal voltage tap up to 1150V, 70kA, AC 50/60Hz, Icu=150/125kA at 690/1000V, Trip unit ETU300 LSI optimized for standard applica- tions, without display Protection LT, ST, INST, N-protection required an external N-sensor, incl. trip alarm switch (1xCO), rear connection vertical, guide frame with shutter and w/o position signalling switch, without Com & metering function Manual operating mechanism with mechanical closing, without Spring charging motor, Ready-to-close signal. switch, Auxiliary switches 2NO+2NC, without Closing coil (CC), manual operating mechanism with mechanical closing, without Remote trip alarm reset coil (RR), without 2nd shunt trip, without 1st Shunt trip | 770000 | 1 | Z\ | 1
3WA1363-8AB41-0AA0 |  | Withdrawable circuit breaker with guide frame, IEC 60947-2, frame size 3, 4-poles, N-pole left, In=6300A, breaking capacity E, without internal voltage tap up to 1150V, 70kA, AC 50/60Hz, Icu=130/125kA at 690/1000V, Trip unit ETU300 LSI optimized for standard applica- tions, without display Protection LT, ST, INST, include N-protection, (internal N-sensor available), incl. trip alarm switch (1xCO), rear connection vertical, guide frame with shutter and w/o position signalling switch, without Com & metering function Manual operating mechanism with mechanical closing, without Spring charging motor, Ready-to-close signal. switch, Auxiliary switches 2NO+2NC, without Closing coil (CC), manual operating mechanism with mechanical closing, without Remote trip alarm reset coil (RR), without 2nd shunt trip, without 1st Shunt trip | 1020000 | 1 | Z\ | 1
3WA1363-8AC01-0AA0 |  | Fixed-mounted circuit breaker IEC 60947-2, frame size 3, 3-poles, In=6300A, breaking capacity E, without internal voltage tap up to 1150V, 70kA, AC 50/60Hz, Icu=150/125kA at 690/1000V, Trip unit ETU300 LSIG optimized for standard applica- tions, without display Protection LT, ST, INST, GF, N-protection required an external N-sensor, incl. trip alarm switch (1xCO), rear connection vertical, without Com & metering function Manual operating mechanism with mechanical closing, without Spring charging motor, Ready-to-close signal. switch, Auxiliary switches 2NO+2NC, without Closing coil (CC), manual operating mechanism with mechanical closing, without Remote trip alarm reset coil (RR), without 2nd shunt trip, without 1st Shunt trip | 658000 | 1 | Z\ | 1
3WA1363-8AC11-0AA0 |  | Fixed-mounted circuit breaker IEC 60947-2, frame size 3, 4-poles, N-pole left, In=6300A, breaking capacity E, without internal voltage tap up to 1150V, 70kA, AC 50/60Hz, Icu=130/125kA at 690/1000V, Trip unit ETU300 LSIG optimized for standard applica- tions, without display Protection LT, ST, INST, GF, include N-protection, (internal N-sensor available), incl. trip alarm switch (1xCO), rear connection vertical, without Com & metering function Manual operating mechanism with mechanical closing, without Spring charging motor, Ready-to-close signal. switch, Auxiliary switches 2NO+2NC, without Closing coil (CC), manual operating mechanism with mechanical closing, without Remote trip alarm reset coil (RR), without 2nd shunt trip, without 1st Shunt trip | 868000 | 1 | Z\ | 1
3WA1363-8AC21-0AA0 |  | fixed-mounted circuit breaker, IEC 60947-2, size 1, 4-pole, N pole on right, In=6300 A, breaking capacity E, without internal voltage tap up to 1150 V, 70 kA, AC 50/60 Hz, Icu=130/125 kA at 690/1000 V, tripping unit ETU300 LSI G optimized for standard applications, without display, basic protection LT, ST, INST, GF, including protection of the N conductor (internal neutral point sensor available), trip alarm switch (1 x CO), connection at rear vertical, without Com & metering function Manual operating mechanism with mechanical closing, without Spring charging motor, Ready-to-close signal. switch, Auxiliary switches 2NO+2NC, without Closing coil (CC), manual operating mechanism with mechanical closing, without Remote trip alarm reset coil (RR), without 2nd shunt trip, without 1st Shunt trip | 868000 | 1 | Z\ | 1
3WA1363-8AC31-0AA0 |  | Withdrawable circuit breaker with guide frame, IEC 60947-2, frame size 3, 3-poles, In=6300A, breaking capacity E, without internal voltage tap up to 1150V, 70kA, AC 50/60Hz, Icu=150/125kA at 690/1000V, Trip unit ETU300 LSIG optimized for standard applica- tions, without display Protection LT, ST, INST, GF, N-protection required an external N-sensor, incl. trip alarm switch (1xCO), rear connection vertical, guide frame with shutter and w/o position signalling switch, without Com & metering function Manual operating mechanism with mechanical closing, without Spring charging motor, Ready-to-close signal. switch, Auxiliary switches 2NO+2NC, without Closing coil (CC), manual operating mechanism with mechanical closing, without Remote trip alarm reset coil (RR), without 2nd shunt trip, without 1st Shunt trip | 776000 | 1 | Z\ | 1
3WA1363-8AC41-0AA0 |  | Withdrawable circuit breaker with guide frame, IEC 60947-2, frame size 3, 4-poles, N-pole left, In=6300A, breaking capacity E, without internal voltage tap up to 1150V, 70kA, AC 50/60Hz, Icu=130/125kA at 690/1000V, Trip unit ETU300 LSIG optimized for standard applica- tions, without display Protection LT, ST, INST, GF, include N-protection, (internal N-sensor available), incl. trip alarm switch (1xCO), rear connection vertical, guide frame with shutter and w/o position signalling switch, without Com & metering function Manual operating mechanism with mechanical closing, without Spring charging motor, Ready-to-close signal. switch, Auxiliary switches 2NO+2NC, without Closing coil (CC), manual operating mechanism with mechanical closing, without Remote trip alarm reset coil (RR), without 2nd shunt trip, without 1st Shunt trip | 1020000 | 1 | Z\ | 1
3WA1363-8AE01-0AA0 |  | Fixed-mounted circuit breaker IEC 60947-2, frame size 3, 3-poles, In=6300A, breaking capacity E, without internal voltage tap up to 1150V, 70kA, AC 50/60Hz, Icu=150/125kA at 690/1000V, Trip unit ETU600 LSI upgrade ready , colordisplay, bluetooth and USB interface, Protection LT, ST, INST, N-protection required an external N-sensor, incl. trip alarm switch (1xCO), rear connection vertical, without Com & metering function Manual operating mechanism with mechanical closing, without Spring charging motor, Ready-to-close signal. switch, Auxiliary switches 2NO+2NC, without Closing coil (CC), manual operating mechanism with mechanical closing, without Remote trip alarm reset coil (RR), without 2nd shunt trip, without 1st Shunt trip | 657000 | 1 | Z\ | 1
3WA1363-8AE11-0AA0 |  | Fixed-mounted circuit breaker IEC 60947-2, frame size 3, 4-poles, N-pole left, In=6300A, breaking capacity E, without internal voltage tap up to 1150V, 70kA, AC 50/60Hz, Icu=130/125kA at 690/1000V, Trip unit ETU600 LSI upgrade ready , colordisplay, bluetooth and USB interface, Protection LT, ST, INST, include N-protection, (internal N-sensor available), incl. trip alarm switch (1xCO), rear connection vertical, without Com & metering function Manual operating mechanism with mechanical closing, without Spring charging motor, Ready-to-close signal. switch, Auxiliary switches 2NO+2NC, without Closing coil (CC), manual operating mechanism with mechanical closing, without Remote trip alarm reset coil (RR), without 2nd shunt trip, without 1st Shunt trip | 867000 | 1 | Z\ | 1
3WA1363-8AE21-0AA0 |  | fixed-mounted circuit breaker, IEC 60947-2, size 3, 4-pole, N pole on right, In=6300 A, breaking capacity E, without internal voltage tap up to 1150 V, 70 kA, AC 50/60 Hz, Icu=130/125 kA at 690/1000 V, tripping unit ETU600 LSI upgradeable, color display, Bluetooth, USB interface, basic protection LT, ST, INST, including protection of the N conductor (internal neutral point sensor available), trip alarm switch (1 x CO), connection at rear vertical, without Com & metering function Manual operating mechanism with mechanical closing, without Spring charging motor, Ready-to-close signal. switch, Auxiliary switches 2NO+2NC, without Closing coil (CC), manual operating mechanism with mechanical closing, without Remote trip alarm reset coil (RR), without 2nd shunt trip, without 1st Shunt trip | 867000 | 1 | Z\ | 1
3WA1363-8AE31-0AA0 |  | Withdrawable circuit breaker with guide frame, IEC 60947-2, frame size 3, 3-poles, In=6300A, breaking capacity E, without internal voltage tap up to 1150V, 70kA, AC 50/60Hz, Icu=150/125kA at 690/1000V, Trip unit ETU600 LSI upgrade ready , colordisplay, bluetooth and USB interface, Protection LT, ST, INST, N-protection required an external N-sensor, incl. trip alarm switch (1xCO), rear connection vertical, guide frame with shutter and w/o position signalling switch, without Com & metering function Manual operating mechanism with mechanical closing, without Spring charging motor, Ready-to-close signal. switch, Auxiliary switches 2NO+2NC, without Closing coil (CC), manual operating mechanism with mechanical closing, without Remote trip alarm reset coil (RR), without 2nd shunt trip, without 1st Shunt trip | 775000 | 1 | Z\ | 1
3WA1363-8AE41-0AA0 |  | Withdrawable circuit breaker with guide frame, IEC 60947-2, frame size 3, 4-poles, N-pole left, In=6300A, breaking capacity E, without internal voltage tap up to 1150V, 70kA, AC 50/60Hz, Icu=130/125kA at 690/1000V, Trip unit ETU600 LSI upgrade ready , colordisplay, bluetooth and USB interface, Protection LT, ST, INST, include N-protection, (internal N-sensor available), incl. trip alarm switch (1xCO), rear connection vertical, guide frame with shutter and w/o position signalling switch, without Com & metering function Manual operating mechanism with mechanical closing, without Spring charging motor, Ready-to-close signal. switch, Auxiliary switches 2NO+2NC, without Closing coil (CC), manual operating mechanism with mechanical closing, without Remote trip alarm reset coil (RR), without 2nd shunt trip, without 1st Shunt trip | 1020000 | 1 | Z\ | 1
3WA1363-8AF01-0AA0 |  | Fixed-mounted circuit breaker IEC 60947-2, frame size 3, 3-poles, In=6300A, breaking capacity E, without internal voltage tap up to 1150V, 70kA, AC 50/60Hz, Icu=150/125kA at 690/1000V, Trip unit ETU600 LSIG upgrade ready , colordisplay, bluetooth and USB interface, Protection LT, ST, INST, GFx, N-protection required an external N-sensor, incl. trip alarm switch (1xCO), rear connection vertical, without Com & metering function Manual operating mechanism with mechanical closing, without Spring charging motor, Ready-to-close signal. switch, Auxiliary switches 2NO+2NC, without Closing coil (CC), manual operating mechanism with mechanical closing, without Remote trip alarm reset coil (RR), without 2nd shunt trip, without 1st Shunt trip | 668000 | 1 | Z\ | 1
3WA1363-8AF11-0AA0 |  | Fixed-mounted circuit breaker IEC 60947-2, frame size 3, 4-poles, N-pole left, In=6300A, breaking capacity E, without internal voltage tap up to 1150V, 70kA, AC 50/60Hz, Icu=130/125kA at 690/1000V, Trip unit ETU600 LSIG upgrade ready , colordisplay, bluetooth and USB interface, Protection LT, ST, INST, GFx, include N-protection, (internal N-sensor available), incl. trip alarm switch (1xCO), rear connection vertical, without Com & metering function Manual operating mechanism with mechanical closing, without Spring charging motor, Ready-to-close signal. switch, Auxiliary switches 2NO+2NC, without Closing coil (CC), manual operating mechanism with mechanical closing, without Remote trip alarm reset coil (RR), without 2nd shunt trip, without 1st Shunt trip | 878000 | 1 | Z\ | 1
3WA1363-8AF21-0AA0 |  | fixed-mounted circuit breaker, IEC 60947-2, size 3, 4-pole, N pole on right, In=6300 A, breaking capacity E, without internal voltage tap up to 1150 V, 70 kA, AC 50/60 Hz, Icu=130/125 kA at 690/1000 V, tripping unit ETU600 LSIG upgradeable, color display, Bluetooth, USB interface, basic protection LT, ST, INST, GFx, including protection of the N conductor (internal neutral point sensor available), trip alarm switch (1 x CO), connection at rear vertical, without Com & metering function Manual operating mechanism with mechanical closing, without Spring charging motor, Ready-to-close signal. switch, Auxiliary switches 2NO+2NC, without Closing coil (CC), manual operating mechanism with mechanical closing, without Remote trip alarm reset coil (RR), without 2nd shunt trip, without 1st Shunt trip | 878000 | 1 | Z\ | 1
3WA1363-8AF31-0AA0 |  | Withdrawable circuit breaker with guide frame, IEC 60947-2, frame size 3, 3-poles, In=6300A, breaking capacity E, without internal voltage tap up to 1150V, 70kA, AC 50/60Hz, Icu=150/125kA at 690/1000V, Trip unit ETU600 LSIG upgrade ready , colordisplay, bluetooth and USB interface, Protection LT, ST, INST, GFx, N-protection required an external N-sensor, incl. trip alarm switch (1xCO), rear connection vertical, guide frame with shutter and w/o position signalling switch, without Com & metering function Manual operating mechanism with mechanical closing, without Spring charging motor, Ready-to-close signal. switch, Auxiliary switches 2NO+2NC, without Closing coil (CC), manual operating mechanism with mechanical closing, without Remote trip alarm reset coil (RR), without 2nd shunt trip, without 1st Shunt trip | 785000 | 1 | Z\ | 1
3WA1363-8AF41-0AA0 |  | Withdrawable circuit breaker with guide frame, IEC 60947-2, frame size 3, 4-poles, N-pole left, In=6300A, breaking capacity E, without internal voltage tap up to 1150V, 70kA, AC 50/60Hz, Icu=130/125kA at 690/1000V, Trip unit ETU600 LSIG upgrade ready , colordisplay, bluetooth and USB interface, Protection LT, ST, INST, GFx, include N-protection, (internal N-sensor available), incl. trip alarm switch (1xCO), rear connection vertical, guide frame with shutter and w/o position signalling switch, without Com & metering function Manual operating mechanism with mechanical closing, without Spring charging motor, Ready-to-close signal. switch, Auxiliary switches 2NO+2NC, without Closing coil (CC), manual operating mechanism with mechanical closing, without Remote trip alarm reset coil (RR), without 2nd shunt trip, without 1st Shunt trip | 1030000 | 1 | Z\ | 1
3WA1363-8AG01-0AA0 |  | Fixed-mounted circuit breaker IEC 60947-2, frame size 3, 3-poles, In=6300A, breaking capacity E, without internal voltage tap up to 1150V, 70kA, AC 50/60Hz, Icu=150/125kA at 690/1000V, Trip unit ETU600 LSIG Hi-Z upgrade ready , colordisplay, bluetooth and USB interface, Protection LT, ST, INST, GFx, with GF highimpedance-input N-protection required an external N-sensor, incl. trip alarm switch (1xCO), rear connection vertical, without Com & metering function Manual operating mechanism with mechanical closing, without Spring charging motor, Ready-to-close signal. switch, Auxiliary switches 2NO+2NC, without Closing coil (CC), manual operating mechanism with mechanical closing, without Remote trip alarm reset coil (RR), without 2nd shunt trip, without 1st Shunt trip | 689000 | 1 | Z\ | 1
3WA1363-8AG11-0AA0 |  | Fixed-mounted circuit breaker IEC 60947-2, frame size 3, 4-poles, N-pole left, In=6300A, breaking capacity E, without internal voltage tap up to 1150V, 70kA, AC 50/60Hz, Icu=130/125kA at 690/1000V, Trip unit ETU600 LSIG Hi-Z upgrade ready , colordisplay, bluetooth and USB interface, Protection LT, ST, INST, GFx, with GF highimpedance-input include N-protection, (internal N-sensor available), incl. trip alarm switch (1xCO), rear connection vertical, without Com & metering function Manual operating mechanism with mechanical closing, without Spring charging motor, Ready-to-close signal. switch, Auxiliary switches 2NO+2NC, without Closing coil (CC), manual operating mechanism with mechanical closing, without Remote trip alarm reset coil (RR), without 2nd shunt trip, without 1st Shunt trip | 899000 | 1 | Z\ | 1
3WA1363-8AG21-0AA0 |  | fixed-mounted circuit breaker, IEC 60947-2, size 3, 4-pole, N pole on right, In=6300 A, breaking capacity E, without internal voltage tap up to 1150 V, 70 kA, AC 50/60 Hz, Icu=130/125 kA at 690/1000 V, tripping unit ETU600 LSIG Hi-Z upgradeable, color display, Bluetooth, USB interface, basic protection LT, ST, INST, GFx, with GF high-impedance input, including protection of the N conductor (internal neutral point sensor available), trip alarm switch (1 x CO), connection at rear vertical, without Com & metering function Manual operating mechanism with mechanical closing, without Spring charging motor, Ready-to-close signal. switch, Auxiliary switches 2NO+2NC, without Closing coil (CC), manual operating mechanism with mechanical closing, without Remote trip alarm reset coil (RR), without 2nd shunt trip, without 1st Shunt trip | 899000 | 1 | Z\ | 1
3WA1363-8AG31-0AA0 |  | Withdrawable circuit breaker with guide frame, IEC 60947-2, frame size 3, 3-poles, In=6300A, breaking capacity E, without internal voltage tap up to 1150V, 70kA, AC 50/60Hz, Icu=150/125kA at 690/1000V, Trip unit ETU600 LSIG Hi-Z upgrade ready , colordisplay, bluetooth and USB interface, Protection LT, ST, INST, GFx, with GF highimpedance-input N-protection required an external N-sensor, incl. trip alarm switch (1xCO), rear connection vertical, guide frame with shutter and w/o position signalling switch, without Com & metering function Manual operating mechanism with mechanical closing, without Spring charging motor, Ready-to-close signal. switch, Auxiliary switches 2NO+2NC, without Closing coil (CC), manual operating mechanism with mechanical closing, without Remote trip alarm reset coil (RR), without 2nd shunt trip, without 1st Shunt trip | 807000 | 1 | Z\ | 1
3WA1363-8AG41-0AA0 |  | Withdrawable circuit breaker with guide frame, IEC 60947-2, frame size 3, 4-poles, N-pole left, In=6300A, breaking capacity E, without internal voltage tap up to 1150V, 70kA, AC 50/60Hz, Icu=130/125kA at 690/1000V, Trip unit ETU600 LSIG Hi-Z upgrade ready , colordisplay, bluetooth and USB interface, Protection LT, ST, INST, GFx, with GF highimpedance-input include N-protection, (internal N-sensor available), incl. trip alarm switch (1xCO), rear connection vertical, guide frame with shutter and w/o position signalling switch, without Com & metering function Manual operating mechanism with mechanical closing, without Spring charging motor, Ready-to-close signal. switch, Auxiliary switches 2NO+2NC, without Closing coil (CC), manual operating mechanism with mechanical closing, without Remote trip alarm reset coil (RR), without 2nd shunt trip, without 1st Shunt trip | 1050000 | 1 | Z\ | 1
3WA1363-8CA01-0AA0 |  | Non-automatic circuit breaker Fixed-mounted version, IEC 60947-2, frame size 3, 3-poles, In=6300A to 1150V AC 50/60Hz, breaking capacity E Icc=150/125kA at 690/1000V, without electr. trip unit ETU, rear connection vertical, able to communication, Manual operating mechanism with mechanical closing, without Spring charging motor, Ready-to-close signal. switch, Auxiliary switches 2NO+2NC, without Closing coil (CC), manual operating mechanism with mechanical closing, without Remote trip alarm reset coil (RR), without 2nd shunt trip, without 1st Shunt trip | 640430 | 1 | Z\ | 1
3WA1363-8CA11-0AA0 |  | Non-automatic circuit breaker Fixed-mounted version, IEC 60947-2, frame size 3, 4-poles, N-pole left, In=6300A to 1150V AC 50/60Hz, breaking capacity E Icc=130/125kA at 690/1000V, without electr. trip unit ETU, rear connection vertical, able to communication, Manual operating mechanism with mechanical closing, without Spring charging motor, Ready-to-close signal. switch, Auxiliary switches 2NO+2NC, without Closing coil (CC), manual operating mechanism with mechanical closing, without Remote trip alarm reset coil (RR), without 2nd shunt trip, without 1st Shunt trip | 844430 | 1 | Z\ | 1
3WA1363-8CA21-0AA0 |  | AC non-automatic air circuit breaker 3WA, fixed-mounted version, IEC 60947-2, size 3, 4-pole, N pole on right, In=6300 A up to 1150 V AC 50/60 Hz, breaking capacity E, Icc=120/70 kA at 1000/1150 V, without electronic trip unit ETU, connection at rear vertical, able to communication, Manual operating mechanism with mechanical closing, without Spring charging motor, Ready-to-close signal. switch, Auxiliary switches 2NO+2NC, without Closing coil (CC), manual operating mechanism with mechanical closing, without Remote trip alarm reset coil (RR), without 2nd shunt trip, without 1st Shunt trip | 844430 | 1 | Z\ | 1
3WA1363-8CA31-0AA0 |  | Non-automatic circuit breaker withdrawable version, with guide frame, IEC 60947-2, frame size 3, 3-poles, In=6300A to 1150V AC 50/60Hz, breaking capacity E Icc=150/125kA at 690/1000V, without electr. trip unit ETU, rear connection vertical, guide frame with shutter and w/o position signalling switch, able to communication, Manual operating mechanism with mechanical closing, without Spring charging motor, Ready-to-close signal. switch, Auxiliary switches 2NO+2NC, without Closing coil (CC), manual operating mechanism with mechanical closing, without Remote trip alarm reset coil (RR), without 2nd shunt trip, without 1st Shunt trip | 754430 | 1 | Z\ | 1
3WA1363-8CA41-0AA0 |  | Non-automatic circuit breaker withdrawable version, with guide frame, IEC 60947-2, frame size 3, 4-poles, N-pole left, In=6300A to 1150V AC 50/60Hz, breaking capacity E Icc=130/125kA at 690/1000V, without electr. trip unit ETU, rear connection vertical, guide frame with shutter and w/o position signalling switch, able to communication, Manual operating mechanism with mechanical closing, without Spring charging motor, Ready-to-close signal. switch, Auxiliary switches 2NO+2NC, without Closing coil (CC), manual operating mechanism with mechanical closing, without Remote trip alarm reset coil (RR), without 2nd shunt trip, without 1st Shunt trip | 994430 | 1 | Z\ | 1
3WA9111-0AA21 |  | Accessory circuit breaker 3WA, External metering current sensor for N conductor, frame size 1, window type, (without copper bar) | 5820 | 1 | Z\ | 1
3WA9111-0AA22 |  | Accessory circuit breaker 3WA, External metering current sensor for N conductor, frame size 2, window type, (without copper bar) | 6770 | 1 | Z\ | 1
3WA9111-0AA23 |  | Accessory circuit breaker 3WA, External metering current sensor for N conductor, frame size 3, window type, (without copper bar) | 8680 | 1 | Z\ | 1
3WA9111-0AA31 |  | Accessory circuit breaker 3WA, External metering current sensor for N conductor, frame size 1, for bus bar connection (include copper bar) | 7030 | 1 | Z\ | 1
3WA9111-0AA32 |  | Accessory circuit breaker 3WA, External metering current sensor for N conductor, frame size 2, for bus bar connection (include copper bar) | 8870 | 1 | Z\ | 1
3WA9111-0AA33 |  | Accessory circuit breaker 3WA, External metering current sensor for N conductor, frame size 3, for bus bar connection (include copper bar) | 11200 | 1 | Z\ | 1
3WA9111-0AB01 |  | Accessory 3WA/3WL Base part for secondary disconnect terminals | 1170 | 1 | Z\ | 1
3WA9111-0AB02 |  | Accessory 3WA/3WL Extension for secondary disconnect terminals for breaking capacity E and C | 778 | 1 | Z\ | 1
3WA9111-0AB03 |  | Accessory 3WA/3WL Secondary disconnect terminals SIGUT compressions screw terminals | 1260 | 1 | Z\ | 1
3WA9111-0AB04 |  | Accessory 3WA/3WL Secondary disconnect terminals Push-in connection terminals | 974 | 1 | Z\ | 1
3WA9111-0AB05 |  | Accessory 3WA/3WL Secondary disconnect terminals, Ring lug connection terminals | 974 | 1 | Z\ | 1
3WA9111-0AB07 |  | Accessory 3WA/3WL Coding kit for secondary disconnect terminals | 778 | 1 | Z\ | 1
3WA9111-0AB08 |  | Accessory 3WA/3WL Sliding disconnect secondary contact modules only for withdrawable design | 1170 | 1 | Z\ | 1
3WA9111-0AB12 |  | Accessory 3WA/3WL Dummy block for secondary disconnect | 291 | 1 | Z\ | 1
3WA9111-0AD02 |  | Accessory 3WA/3WL Closing coil (CC) / Shunt trip (ST), 100% OP 24-30 V DC for continuous duty | 3090 | 1 | Z\ | 1
3WA9111-0AD04 |  | Accessory 3WA/3WL Closing coil (CC) / Shunt trip (ST), 100% OP 48-60 V DC for continuous duty | 3090 | 1 | Z\ | 1
3WA9111-0AD05 |  | Accessory 3WA/3WL Closing coil (CC) / Shunt trip (ST), 100% OP 110-127 V AC / 110-125 V DC for continuous duty | 3090 | 1 | Z\ | 1
3WA9111-0AD06 |  | Accessory 3WA/3WL Closing coil (CC) / Shunt trip (ST), 100% OP 208-240 V AC / 220-250 V DC for continuous duty | 3090 | 1 | Z\ | 1
3WA9111-0AD12 |  | Accessory 3WA/3WL Closing coil (CC) 5% OP, 24-30 V DC momentary duty, with cut-off switch, not for continuous duty | 3090 | 1 | Z\ | 1
3WA9111-0AD14 |  | Accessory 3WA/3WL Closing coil (CC) 5% OP, 48-60 V DC momentary duty, with cut-off switch, not for continuous duty | 3090 | 1 | Z\ | 1
3WA9111-0AD15 |  | Accessory 3WA/3WL Closing coil (CC) 5% OP, 110-127 V AC / 110-125 V DC momentary duty, with cut-off switch, not for continuous duty | 3090 | 1 | Z\ | 1
3WA9111-0AD16 |  | Accessory 3WA/3WL Closing coil (CC) 5% OP, 208-240 V AC / 220-250 V DC momentary duty, with cut-off switch, not for continuous duty | 3090 | 1 | Z\ | 1
3WA9111-0AD22 |  | Accessory 3WA/3WL Shunt trip (ST) 5% OP, 24-30 V DC momentary duty, with cut-off switch, not for continuous duty | 3090 | 1 | Z\ | 1
3WA9111-0AD24 |  | Accessory 3WA/3WL Shunt trip (ST) 5% OP, 48-60 V DC momentary duty, with cut-off switch, not for continuous duty | 3090 | 1 | Z\ | 1
3WA9111-0AD25 |  | Accessory 3WA/3WL Shunt trip (ST) 5% OP, 110-127 V AC / 110-125 V DC momentary duty, with cut-off switch, not for continuous duty | 3090 | 1 | Z\ | 1
3WA9111-0AD26 |  | Accessory 3WA/3WL Shunt trip (ST) 5% OP, 208-240 V AC / 220-250 V DC momentary duty, with cut-off switch, not for continuous duty | 3090 | 1 | Z\ | 1
3WA9111-0AD32 |  | accessories for circuit breaker 3WA, closing coil (CC-COM) / shunt release (ST-COM), 100% OP 24-30 V DC, communication-capable, Ready4COM, suitable for continuous duty | 3090 | 1 | Z\ | 1
3WA9111-0AD34 |  | accessories for circuit breaker 3WA, closing coil (CC-COM) / shunt release (ST-COM), 100% OP 48-60 V DC, communication-capable, Ready4COM, suitable for continuous duty | 3090 | 1 | Z\ | 1
3WA9111-0AD35 |  | accessories for circuit breaker 3WA, closing coil (CC-COM) / shunt release (ST-COM), 100% OP 110-127 V AC / 110-125 V DC, communication-capable, Ready4COM, suitable for continuous duty | 3090 | 1 | Z\ | 1
3WA9111-0AD36 |  | accessories for circuit breaker 3WA, closing coil (CC-COM) / shunt release (ST-COM), 100% OP 208-240 V AC / 220-250 V DC, communication-capable, Ready4COM, suitable for continuous duty | 3090 | 1 | Z\ | 1
3WA9111-0AD81 |  | Accessory for 3WA; Capacitor trip device for shunt trip; rated control voltage AC 50/60Hz 220 ... 240V; DC 220...250V; can also be used for 3WL, 3VL and 3VA. | 11000 | 1 | Z\ | 1
3WA9111-0AE02 |  | Accessory 3WA/3WL Undervoltage release (UVR) Instantaneous (0,08 s) and short-delay (0,2 s), 24-30 V DC, | 3670 | 1 | Z\ | 1
3WA9111-0AE04 |  | Accessory 3WA/3WL Undervoltage release (UVR) Instantaneous (0,08 s) and short-delay (0,2 s), 48-60 V DC | 3670 | 1 | Z\ | 1
3WA9111-0AE05 |  | Accessory 3WA/3WL Undervoltage release (UVR) Instantaneous (0,08 s) and short-delay (0,2 s), 110-127 V AC / 110-125 V DC, | 3670 | 1 | Z\ | 1
3WA9111-0AE06 |  | Accessory 3WA/3WL Undervoltage release (UVR) Instantaneous (0,08 s) and short-delay (0,2 s), 208-240 V AC / 220-250 V DC, | 3670 | 1 | Z\ | 1
3WA9111-0AE07 |  | Accessory 3WA/3WL Undervoltage release (UVR) Instantaneous (0,08 s) and short-delay (0,2 s), 380-415 V AC, | 3670 | 1 | Z\ | 1
3WA9111-0AE13 |  | accessories 3WA / 3WL undervoltage release (UVR-t), long-time delayed 0.2-3.2 s 48 V DC (version 1) emergency shutdown loop max. 100 m cable length or 50 m cable length | 8960 | 1 | Z\ | 1
3WA9111-0AE14 |  | accessories 3WA / 3WL undervoltage release (UVR-t), long-time delayed 0.2-3.2 s 60 V DC (version 1) emergency shutdown loop max. 100 m cable length or 50 m cable length | 8960 | 1 | Z\ | 1
3WA9111-0AE15 |  | accessories 3WA / 3WL undervoltage release (UVR-t), long-time delayed 0.2-3.2 s 110-127 V AC / 110-125 V DC (version 1) emergency shutdown loop max. 100 m cable length or 50 m cable length | 8960 | 1 | Z\ | 1
3WA9111-0AE16 |  | accessories 3WA / 3WL undervoltage release (UVR-t), long-time delayed 0.2-3.2 s 208-240 V AC / 220-250 V DC (version 1) emergency shutdown loop max. 100 m cable length or 50 m cable length | 8960 | 1 | Z\ | 1
3WA9111-0AE17 |  | accessories 3WA / 3WL undervoltage release (UVR-t), long-time delayed 0.2-3.2 s 380-415 V AC (version 1) emergency shutdown loop max. 100 m cable length or 50 m cable length | 8960 | 1 | Z\ | 1
3WA9111-0AF02 |  | Accessory 3WA/3WL Charging Motor (M) 24-30 V DC | 14300 | 1 | Z\ | 1
3WA9111-0AF04 |  | Accessory 3WA/3WL Charging Motor (M) 48-60 V DC | 14300 | 1 | Z\ | 1
3WA9111-0AF05 |  | Accessory 3WA/3WL Charging Motor (M) 110-127 V AC / 110-125 V DC | 14300 | 1 | Z\ | 1
3WA9111-0AF06 |  | Accessory 3WA/3WL Charging Motor (M) 208-240 V AC / 220-250 V DC | 14300 | 1 | Z\ | 1
3WA9111-0AG01 |  | accessories for circuit breaker 3WA, auxiliary switch block (AUX) 2 NO+2 NC | 3180 | 1 | Z\ | 1
3WA9111-0AG02 |  | accessories for circuit breaker 3WA, auxiliary switch block (AUX) 2 NO+0 NC | 1580 | 1 | Z\ | 1
3WA9111-0AG03 |  | accessories for circuit breaker 3WA, auxiliary switch block (AUX) 1 NO+1 NC | 1580 | 1 | Z\ | 1
3WA9111-0AH01 |  | Accessory Circuit breaker 3WA, Ready-to-close signaling switch S20 | 1750 | 1 | Z\ | 1
3WA9111-0AH02 |  | Accessory Circuit breaker 3WA, 1st Trip alarm switch 1 CO contact (S24) | 1180 | 1 | Z\ | 1
3WA9111-0AH03 |  | Accessory Circuit breaker 3WA, 2nd Trip alarm switch 1 NO contact (S25) | 1180 | 1 | Z\ | 1
3WA9111-0AH04 |  | Accessory Circuit breaker 3WA, Operations counter for manually operated circuit breaker | 3780 | 1 | Z\ | 1
3WA9111-0AH05 |  | Accessory Circuit breaker 3WA, Operations counter for electrically operated circuit breaker | 3780 | 1 | Z\ | 1
3WA9111-0AH06 |  | Accessory Circuit breaker 3WA, Springs charged indicator 1 NO contact (S21) | 806 | 1 | Z\ | 1
3WA9111-0AH11 |  | Position signalling switch PSS321, module 3x connected, 2x test, 1x disconnected | 5090 | 1 | Z\ | 1
3WA9111-0AH12 |  | Position signalling switch PSS111-COM, module for connection to communication module, 1 x connected, 1x test, 1 x disconnected includes COM connection (disconnected and absent) | 5090 | 1 | Z\ | 1
3WA9111-0AH21 |  | Accessory Circuit breaker 3WA, Local electric close with sealing cover | 675 | 1 | Z\ | 1
3WA9111-0AH22 |  | Accessory Circuit breaker 3WA, Local electric close with CES lock | 2330 | 1 | Z\ | 1
3WA9111-0AH23 |  | Accessory Circuit breaker 3WA, Local electric close with IKON lock | 2330 | 1 | Z\ | 1
3WA9111-0AH24 |  | Accessory Circuit breaker 3WA, Motor disconnect switch (S12) | 3670 | 1 | Z\ | 1
3WA9111-0AH25 |  | Accessory Circuit breaker 3WA, Emergency OPEN button Mushroom pushbutton | 3510 | 1 | Z\ | 1
3WA9111-0AL11 |  | Accessory Circuit breaker 3WA, Front connection DIN 43673 double hole, top, 1 piece for frame size 1 - up to 1000 A for circuit breaker in fixed mounted design | 914 | 1 | Z\ | 1
3WA9111-0AL12 |  | accessories for 3WA circuit breaker, front connection DIN 43673 double hole, top, 1 unit for frame size 1: 3WA1 breaking capacity class N/S, 1250-2000 A / breaking capacity class M/E, <=2000 A. 3WA3 breaking capacity class N/S <= 1200A - for fixed-mounted circuit breaker | 1440 | 1 | Z\ | 1
3WA9111-0AL13 |  | Accessory Circuit breaker 3WA, Front connection DIN 43679 double hole, bottom, 1 piece frame size 1 - up to 1000 A for circuit breaker in fixed mounted design | 914 | 1 | Z\ | 1
3WA9111-0AL14 |  | accessories for 3WA circuit breaker, front connection DIN 43673 double hole, bottom, 1 unit for frame size 1: 3WA1 breaking capacity class N/S, 1250-2000 A / breaking capacity class M/E, <=2000 A. 3WA3 breaking capacity class N/S <= 1200A - for fixed-mounted circuit breaker. | 1440 | 1 | Z\ | 1
3WA9111-0AL21 |  | Accessory Circuit breaker 3WA, Front connection DIN 43675 double hole, top, 1 piece for frame size 2 - up to 2000 A AC and for 1000A and 2000A DC, for circuit breaker in fixed mounted design | 1550 | 1 | Z\ | 1
3WA9111-0AL22 |  | Accessory Circuit breaker 3WA, Front connection DIN 43676 double hole, top, 1 piece for frame size 2 - 2500 A for circuit breaker in fixed mounted design | 1970 | 1 | Z\ | 1
3WA9111-0AL23 |  | Accessory Circuit breaker 3WA, Front connection DIN 43677 double hole, top, 1 piece for frame size 2 - 3200 A AC and 4000A DC for circuit breaker in fixed mounted design | 2270 | 1 | Z\ | 1
3WA9111-0AL24 |  | Accessory Circuit breaker 3WA, Front connection DIN 43681 double hole, bottom, 1 piece frame size 2 - up to 2000 A AC and for 1000A and 2000A DC, for circuit breaker in fixed mounted design | 1550 | 1 | Z\ | 1
3WA9111-0AL25 |  | Accessory Circuit breaker 3WA, Front connection DIN 43682 double hole, bottom, 1 piece frame size 2 - 2500 A for circuit breaker in fixed mounted design | 1970 | 1 | Z\ | 1
3WA9111-0AL26 |  | Accessory Circuit breaker 3WA, Front connection DIN 43683 double hole, bottom, 1 piece frame size 2 - 3200 A AC and 4000A DC for circuit breaker in fixed mounted design | 2270 | 1 | Z\ | 1
3WA9111-0AL31 |  | Accessory Circuit breaker 3WA, Front connection DIN 43678 double hole, top, 1 piece for frame size 3 - up to 4000 A for circuit breaker in fixed mounted design | 3530 | 1 | Z\ | 1
3WA9111-0AL32 |  | Accessory Circuit breaker 3WA, Front connection DIN 43684 double hole, bottom, 1 piece frame size 3 - up to 4000 A for circuit breaker in fixed mounted design | 3530 | 1 | Z\ | 1
3WA9111-0AM11 |  | Accessory Circuit breaker 3WA, Vertical main connections top or bottom, 1 piece for frame size 1 - up to 2000 A for circuit breaker in fixed mounted design | 243 | 1 | Z\ | 1
3WA9111-0AM12 |  | Accessory Circuit breaker 3WA, Vertical main connections top or bottom, 1 piece for frame size 1 - 2500 A for circuit breaker in fixed mounted design | 738 | 1 | Z\ | 1
3WA9111-0AM21 |  | Accessory Circuit breaker 3WA, Vertical main connections top or bottom, 1 piece for frame size 2 - bis 3200 A AC and up to 4000A DC, for circuit breaker in fixed mounted design | 428 | 1 | Z\ | 1
3WA9111-0AM22 |  | Accessory Circuit breaker 3WA, Rear vertical main- connection, TOP or BOTTOM, frame size 2 - 4000 A, 3pole, for breaking capacity S, M, H or E; for circuit breaker fixed mounted, 1set 3pole. Dimensions different to 3WL1 | 3510 | 1 | Z\ | 1
3WA9111-0AM23 |  | Accessory Circuit breaker 3WA, Rear vertical main- connection, TOP or BOTTOM, frame size 2 - 4000 A, 3pole, for breaking capacity S, M, H or E; for circuit breaker in fixed mounted, 1set 3pole. connection offset; same dimensions as 3WL1 | 5320 | 1 | Z\ | 1
3WA9111-0AM24 |  | Accessory Circuit breaker 3WA, Rear vertical main- connection, TOP or BOTTOM, frame size 2 - 4000 A, 4pole, for breaking capacity S, M, H or E; for circuit breaker in fixed mounted, 1set 4pole. Dimensions different to 3WL1 | 4690 | 1 | Z\ | 1
3WA9111-0AM25 |  | Accessory Circuit breaker 3WA, Rear vertical main- connection, TOP or BOTTOM, frame size 2 - 4000 A, 4pole, for breaking capacity S, M, H or E; for circuit breaker in fixed mounted, 1set 4pole. connection offset; same dimensions as 3WL1 | 7100 | 1 | Z\ | 1
3WA9111-0AM33 |  | Accessory Circuit breaker 3WA, Vertical main connections top or bottom, 1 piece for frame size 3 - up to 6300 A for circuit breaker in fixed mounted design | 2150 | 1 | Z\ | 1
3WA9111-0AN11 |  | Accessory Circuit breaker 3WA, Front connection DIN 43673 double hole, top or bottom frame size 1 - up to 1000 A for circuit breaker in withdrawable design, 1 piece | 914 | 1 | Z\ | 1
3WA9111-0AN12 |  | accessories for 3WA circuit breaker, front connection DIN 43673 double hole, top or bottom, frame size 1: breaking capacity class N/S, 1250-2000 A breaking capacity class M/E, <=2000 A for circuit breaker in withdrawable version, 1 unit. | 1440 | 1 | Z\ | 1
3WA9111-0AN21 |  | Accessory Circuit breaker 3WA, Front connection DIN 43675 double hole, top or bottom frame size 2 - up to 2000 A AC and for 1000A and 2000A DC, for circuit breaker in withdrawable design, 1 piece | 1550 | 1 | Z\ | 1
3WA9111-0AN22 |  | Accessory Circuit breaker 3WA, Front connection DIN 43676 double hole, top or bottom frame size 2 - 2500 A for circuit breaker in withdrawable design, 1 piece | 1970 | 1 | Z\ | 1
3WA9111-0AN23 |  | Accessory Circuit breaker 3WA, Front connection DIN 43677 double hole, top or bottom frame size 2 - 3200 A AC and 4000A DC for circuit breaker in withdrawable design, 1 piece | 2270 | 1 | Z\ | 1
3WA9111-0AN31 |  | Accessory Circuit breaker 3WA, Front connection DIN 43679 double hole, top or bottom frame size 3 - up to 4000 A for circuit breaker in withdrawable design, 1 piece | 3530 | 1 | Z\ | 1
3WA9111-0AN81 |  | Accessory Circuit breaker 3WA, Supports for DIN 43673 Front connection frame size 1, set for 3 pole | 2240 | 1 | Z\ | 1
3WA9111-0AN82 |  | Accessory Circuit breaker 3WA, Supports for DIN 43674 Front connection frame size 2, set for 3 pole | 3090 | 1 | Z\ | 1
3WA9111-0AN83 |  | Accessory Circuit breaker 3WA, Supports for DIN 43675 Front connection frame size 3, set for 3 pole | 4010 | 1 | Z\ | 1
3WA9111-0AN84 |  | Accessory Circuit breaker 3WA, Supports for DIN 43676 Front connection frame size 1, set for 3 pole+N | 2680 | 1 | Z\ | 1
3WA9111-0AN85 |  | Accessory Circuit breaker 3WA, Supports for DIN 43677 Front connection frame size 2, set for 3 pole+N | 3550 | 1 | Z\ | 1
3WA9111-0AN86 |  | Accessory Circuit breaker 3WA, Supports for DIN 43678 Front connection frame size 3, set for 3 pole+N | 4140 | 1 | Z\ | 1
3WA9111-0AP01 |  | Accessory Circuit breaker 3WA, door sealing frame IP41 Spare part for Z-option T40 | 2640 | 1 | Z\ | 1
3WA9111-0AP03 |  | Accessory Circuit breaker 3WA, protective cover IP55 not possible in combination with door sealing frame | 6070 | 1 | Z\ | 1
3WA9111-0AP04 |  | accessories for circuit breaker 3WA, shutter, size 1, 3-pole. Shutter is installed as standard for guide frames. | 3670 | 1 | Z\ | 1
3WA9111-0AP06 |  | accessories for circuit breaker 3WA, shutter, size 2, 3-pole. Not for breaking capacity C. Shutter is installed as standard for guide frames. | 4150 | 1 | Z\ | 1
3WA9111-0AP07 |  | accessories for circuit breaker 3WA, shutter, size 3, 3-pole. Shutter is installed as standard for guide frames. | 7190 | 1 | Z\ | 1
3WA9111-0AP08 |  | accessories for circuit breaker 3WA, shutter, size 1, 4-pole. Shutter is installed as standard for guide frames. | 4260 | 1 | Z\ | 1
3WA9111-0AP11 |  | accessories for circuit breaker 3WA, shutter, size 2, 4-pole. Not for breaking capacity C. Shutter is installed as standard for guide frames. | 5100 | 1 | Z\ | 1
3WA9111-0AP12 |  | accessories for circuit breaker 3WA, shutter, size 3, 4-pole. Shutter is installed as standard for guide frames. | 8610 | 1 | Z\ | 1
3WA9111-0AP43 |  | accessories for circuit breaker 3WA, shutter, size 2, 3-pole. Only for breaking capacity C. Shutter is installed as standard for guide frames. | 4150 | 1 | Z\ | 1
3WA9111-0AP44 |  | accessories for circuit breaker 3WA, shutter, size 2, 4-pole. Only for breaking capacity C. Shutter is installed as standard for guide frames. | 5100 | 1 | Z\ | 1
3WA9111-0AQ01 |  | Accessory Circuit breaker 3WA, Main contact system 3 pcs. for 3 pole breakers, frame size 1, breaking capacity N, =1000 A | 22000 | 1 | Z\ | 1
3WA9111-0AQ02 |  | Accessory Circuit breaker 3WA, Main contact system 3 pcs. for 3 pole breakers, frame size 1, breaking capacity N, 1250 A | 24300 | 1 | Z\ | 1
3WA9111-0AQ03 |  | Accessory Circuit breaker 3WA, Main contact system 3 pcs. for 3 pole breakers, frame size 1, breaking capacity S, =1000 A | 23300 | 1 | Z\ | 1
3WA9111-0AQ04 |  | Accessory Circuit breaker 3WA, Main contact system 3 pcs. for 3 pole breakers, frame size 1, breaking capacity N, 1600 A and breaking capacity S, 1250-1600A | 37100 | 1 | Z\ | 1
3WA9111-0AQ08 |  | Accessory Circuit breaker 3WA, Main contact system 3 pcs. for 3 pole breakers, frame size 2, breaking capacity S, E, 2000 A | 48700 | 1 | Z\ | 1
3WA9111-0AQ11 |  | Accessory Circuit breaker 3WA, Main contact system 3 pcs. for 3 pole breakers, frame size 2, breaking capacity S, M, 2500 A | 64800 | 1 | Z\ | 1
3WA9111-0AQ13 |  | Accessory Circuit breaker 3WA, Main contact system 3 pcs. for 3 pole breakers, frame size 2, breaking capacity S, M, 3200 A | 75500 | 1 | Z\ | 1
3WA9111-0AQ15 |  | Accessory Circuit breaker 3WA, Main contact system 3 pcs. for 3 pole breakers, frame size 2, breaking capacity S, M, H, E 4000A | 104000 | 1 | Z\ | 1
3WA9111-0AQ17 |  | Accessory Circuit breaker 3WA, Main contact system 3 pcs. for 3 pole breakers, frame size 2, DC, 1000A/2000A | 48700 | 1 | Z\ | 1
3WA9111-0AQ18 |  | Accessory Circuit breaker 3WA, Main contact system 3 pcs. for 3 pole breakers, frame size 2, DC, 4000 A | 104000 | 1 | Z\ | 1
3WA9111-0AQ20 |  | Accessory Circuit breaker 3WA, Main contact system 3 pcs. for 3 pole breakers, frame size 3, breaking capacity H, 4000 A | 117000 | 1 | Z\ | 1
3WA9111-0AQ22 |  | Accessory Circuit breaker 3WA, Main contact system 3 pcs. for 3 pole breakers, frame size 3, breaking capacity H, 5000-6300A | 184000 | 1 | Z\ | 1
3WA9111-0AQ51 |  | Accessory Circuit breaker 3WA, Main contact system 4 pcs. for 4 pole breakers, frame size 1, breaking capacity N, =1000 A | 29300 | 1 | Z\ | 1
3WA9111-0AQ52 |  | Accessory Circuit breaker 3WA, Main contact system 4 pcs. for 4 pole breakers, frame size 1, breaking capacity N, 1250 A | 32100 | 1 | Z\ | 1
3WA9111-0AQ53 |  | Accessory Circuit breaker 3WA, Main contact system 4 pcs. for 4 pole breakers, frame size 1, breaking capacity S, =1000 A | 31100 | 1 | Z\ | 1
3WA9111-0AQ54 |  | Accessory Circuit breaker 3WA, Main contact system 4 pcs. for 4 pole breakers, frame size 1, breaking capacity N, 1600 A and breaking capacity S, 1250-1600A | 49500 | 1 | Z\ | 1
3WA9111-0AQ58 |  | Accessory Circuit breaker 3WA, Main contact system 4 pcs. for 4 pole breakers, frame size 2, breaking capacity S, M, 2000 A | 64700 | 1 | Z\ | 1
3WA9111-0AQ61 |  | Accessory Circuit breaker 3WA, Main contact system 4 pcs. for 4 pole breakers, frame size 2, breaking capacity S, M, 2000 A | 86400 | 1 | Z\ | 1
3WA9111-0AQ63 |  | Accessory Circuit breaker 3WA, Main contact system 4 pcs. for 4 pole breakers, frame size 2, breaking capacity S, M, 2000 A | 101000 | 1 | Z\ | 1
3WA9111-0AQ65 |  | Accessory Circuit breaker 3WA, Main contact system 4 pcs. for 4 pole breakers, frame size 2, breaking capacity S, M, H, E 4000A | 137000 | 1 | Z\ | 1
3WA9111-0AQ67 |  | Accessory Circuit breaker 3WA, Main contact system 4 pcs. for 4 pole breakers, frame size 2, DC, 1000A/2000A | 64700 | 1 | Z\ | 1
3WA9111-0AQ68 |  | Accessory Circuit breaker 3WA, Main contact system 4 pcs. for 4 pole breakers, frame size 2, DC, 4000 A | 137000 | 1 | Z\ | 1
3WA9111-0AQ70 |  | Accessory Circuit breaker 3WA, Main contact system 4 pcs. for 4 pole breakers, frame size 3, breaking capacity H, 4000 A | 155000 | 1 | Z\ | 1
3WA9111-0AQ72 |  | Accessory Circuit breaker 3WA, Main contact system 4 pcs. for 4 pole breakers, frame size 3, breaking capacity H, 5000-6300A | 245000 | 1 | Z\ | 1
3WA9111-0AR11 |  | Accessory Circuit breaker 3WA, frame size 1 and 2, for 36 coding variants | 1520 | 1 | Z\ | 1
3WA9111-0AR12 |  | Accessory Circuit breaker 3WA, frame size 3 for 36 coding variants | 1520 | 1 | Z\ | 1
3WA9111-0AS01 |  | Accessory Circuit breaker 3WA, Arc chute, AC 690 V frame size 1 | 974 | 1 | Z\ | 1
3WA9111-0AS02 |  | Accessory Circuit breaker 3WA, Arc chute, AC 690 V frame size 1 | 974 | 1 | Z\ | 1
3WA9111-0AS04 |  | Accessory Circuit breaker 3WA, Arc chute, AC 1000 V frame size 1 only for fixed-mounted design height extension included in delivery package. | 1240 | 1 | Z\ | 1
3WA9111-0AS05 |  | Accessory Circuit breaker 3WA, Arc chute, AC 1000 V frame size 1 only for withdrawable design height extension included in delivery package. | 1240 | 1 | Z\ | 1
3WA9111-0AS10 |  | Accessory Circuit breaker 3WA, Arc chute, AC 690 V frame size 2 | 1170 | 1 | Z\ | 1
3WA9111-0AS11 |  | Accessory Circuit breaker 3WA, Arc chute, AC 690 V frame size 2 | 1490 | 1 | Z\ | 1
3WA9111-0AS12 |  | Accessory Circuit breaker 3WA, Arc chute, AC 690 V frame size 2 height extension included in delivery package. | 2690 | 1 | Z\ | 1
3WA9111-0AS13 |  | Accessory Circuit breaker 3WA, Arc chute, AC 600 V frame size 2, for 600V DC non-automatic breaker | 1490 | 1 | Z\ | 1
3WA9111-0AS14 |  | Accessory Circuit breaker 3WA, Arc chute, AC 1000 V frame size 2, for 1000V DC non-automatic breaker height extension included in delivery package. | 2690 | 1 | Z\ | 1
3WA9111-0AS17 |  | Accessory Circuit breaker 3WA, Arc chute, AC 690 V frame size 3, | 1930 | 1 | Z\ | 1
3WA9111-0AS18 |  | Accessory Circuit breaker 3WA, Arc chute, AC frame size 3, increase included in delivery | 3300 | 1 | Z\ | 1
3WA9111-0AS31 |  | Accessory Circuit breaker 3WA, Arc chute cover frame size 1, 3 poles cannot be used with breaking capacity D, E Spare part for Z-option R10 | 3090 | 1 | Z\ | 1
3WA9111-0AS32 |  | Accessory Circuit breaker 3WA, Arc chute cover frame size 2, 3 poles cannot be used with breaking capacity D,C,E and 3WA frame size 2, 4000A Spare part for Z-option R10 | 3670 | 1 | Z\ | 1
3WA9111-0AS33 |  | Accessory Circuit breaker 3WA, Arc chute cover frame size 3, 3 poles cannot be used with breaking capacity C, E Spare part for Z-option R10 | 4670 | 1 | Z\ | 1
3WA9111-0AS41 |  | Accessory Circuit breaker 3WA, Arc chute cover frame size 1, 4 poles cannot be used with breaking capacity D, E Spare part for Z-option R10 | 3670 | 1 | Z\ | 1
3WA9111-0AS42 |  | Accessory Circuit breaker 3WA, Arc chute cover frame size 2, 4 poles cannot be used with breaking capacity D,C,E and 3WA frame size 2, 4000A Spare part for Z-option R10 | 4260 | 1 | Z\ | 1
3WA9111-0AS43 |  | Accessory Circuit breaker 3WA, Arc chute cover frame size 3, 4 poles cannot be used with breaking capacity C, E Spare part for Z-option R10 | 5230 | 1 | Z\ | 1
3WA9111-0AT50 |  | Front cover with all labels, pictogram and stickers. Circuit breaker ID number necessary for ordering. | 5070 | 1 | Z\ | 1
3WA9111-0AV11 |  | Accessory Circuit breaker 3WA, Rear vertical main- connection, top or bottom, frame size 1 - up to 1000 A for circuit breaker in withdrawable design, 1 piece | 301 | 1 | Z\ | 1
3WA9111-0AV12 |  | accessories for circuit breaker 3WA, rear vertical main connections, top or bottom, size 1, switching capacity class N/S In = 1250-2000 A for circuit breaker in withdrawable version, 1 unit. | 480 | 1 | Z\ | 1
3WA9111-0AV13 |  | Accessory Circuit breaker 3WA, Rear vertical main- connection, top or bottom, frame size 1 - 2500 A for circuit breaker in withdrawable design, 1 piece | 738 | 1 | Z\ | 1
3WA9111-0AV21 |  | Accessory Circuit breaker 3WA, Rear vertical main- connection, top or bottom, frame size 2 - up to 2000 A AC and for 1000A and 2000A DC, not for breaking capacity C for withdrawable design, 1 piece | 580 | 1 | Z\ | 1
3WA9111-0AV22 |  | Accessory Circuit breaker 3WA, Rear vertical main- connection, top or bottom, frame size 2 - 2500 A not for breaking capacity C for withdrawable design, 1 piece | 738 | 1 | Z\ | 1
3WA9111-0AV23 |  | Accessory Circuit breaker 3WA, Rear vertical main- connection, top or bottom, frame size 2 - 3200 A AC and for 4000A DC, not for breaking capacity C for withdrawable design, 1 piece | 856 | 1 | Z\ | 1
3WA9111-0AV25 |  | Accessory Circuit breaker 3WA, Rear vertical main- connection, TOP or BOTTOM, frame size 2 - 4000 A, 3pole, for breaking capacity S, M, H or E; for circuit breaker in withdrawable design, 1set 3pole Dimensions different to 3WL1 | 3510 | 1 | Z\ | 1
3WA9111-0AV26 |  | accessories for circuit breaker 3WA, rear vertical main connections, top or bottom, size 2 - 4000 A, 3-pole, for breaking capacity S, M, H, E for circuit breaker in withdrawable version, 1 set 3-pole, broadened connectors, same dimensions as 3WL1, | 5320 | 1 | Z\ | 1
3WA9111-0AV27 |  | accessories for circuit breaker 3WA, rear vertical main connections, top or bottom, size 2 - 4000 A, 4-pole, for breaking capacity S, M, H, E for circuit breaker in withdrawable version, 1 set 4-pole, broadened connectors, same dimensions as 3WL1, | 7100 | 1 | Z\ | 1
3WA9111-0AV28 |  | Accessory Circuit breaker 3WA, Rear vertical main- connection, TOP or BOTTOM, frame size 2 - 4000 A, 4pole, for breaking capacity S, M, H or E; for circuit breaker in withdrawable design, 1set 4pole Dimensions different to 3WL1 | 4690 | 1 | Z\ | 1
3WA9111-0AV31 |  | Accessory Circuit breaker 3WA, Rear vertical main- connection, top or bottom, frame size 3 - up to 5000 A for circuit breaker in withdrawable design, 1 piece | 2150 | 1 | Z\ | 1
3WA9111-0AV32 |  | Accessory Circuit breaker 3WA, Rear vertical main- connection, TOP or BOTTOM, frame size 3 - 6300 A for breaking capacity H, C or E for circuit breaker in withdrawable design, 1set 3pole | 8360 | 1 | Z\ | 1
3WA9111-0AV33 |  | Accessory Circuit breaker 3WA, Rear vertical main- connection, TOP, frame size 3 - 6300 A for breaking capacity H, C or E for circuit breaker in withdrawable design, 1set 4pole | 11000 | 1 | Z\ | 1
3WA9111-0AV34 |  | Accessory Circuit breaker 3WA, Rear vertical main- connection, BOTTOM, frame size 3 - 6300 A for breaking capacity H, C or E for circuit breaker in withdrawable design, 1set 4pole | 11000 | 1 | Z\ | 1
3WA9111-0AW11 |  | Accessory Circuit breaker 3WA, Flange main connection top or bottom, for frame size 1 - up to 1000 A for circuit breaker in withdrawable design, 1 piece | 301 | 1 | Z\ | 1
3WA9111-0AW12 |  | accessories for circuit breaker 3WA, flange connection, top or bottom, for size 1, switching capacity class N/S In = 1250-2000 A for circuit breaker in withdrawable version, 1 unit. | 480 | 1 | Z\ | 1
3WA9111-0AW21 |  | Accessory Circuit breaker 3WA, Flange main connection top or bottom, for frame size 2 - up to 2000 A for circuit breaker in withdrawable design, 1 piece | 580 | 1 | Z\ | 1
3WA9111-0AW22 |  | Accessory Circuit breaker 3WA, Flange main connection top or bottom, for frame size 2 - 2500 A for circuit breaker in withdrawable design, 1 piece | 738 | 1 | Z\ | 1
3WA9111-0AW23 |  | Accessory Circuit breaker 3WA, Flange main connection top or bottom, for frame size 2 - 3200 A for circuit breaker in withdrawable design, 1 piece | 856 | 1 | Z\ | 1
3WA9111-0AW31 |  | Accessory Circuit breaker 3WA, Flange main connection top or bottom, for frame size 3 - up to 4000 A for circuit breaker in withdrawable design, 1 piece | 1770 | 1 | Z\ | 1
3WA9111-0AX11 |  | Accessory Circuit breaker 3WA, Rear horizontal main- connection, top or bottom, frame size 1 - up to 1000 A for circuit breaker in withdrawable design, 1 piece | 301 | 1 | Z\ | 1
3WA9111-0AX12 |  | accessories for circuit breaker 3WA, rear horizontal main connections, top or bottom, size 1, switching capacity class N/S In = 1250-2000 A for circuit breaker in withdrawable version, 1 unit. | 480 | 1 | Z\ | 1
3WA9111-0AX21 |  | Accessory Circuit breaker 3WA, Rear horizontal main- connection, top or bottom, frame size 2 - up to 2000 A not for breaking capacity C for withdrawable design, 1 piece | 580 | 1 | Z\ | 1
3WA9111-0AX22 |  | Accessory Circuit breaker 3WA, Rear horizontal main- connection, top or bottom, frame size 2 - 2500 A not for breaking capacity C for withdrawable design, 1 piece | 738 | 1 | Z\ | 1
3WA9111-0AX23 |  | Accessory Circuit breaker 3WA, Rear horizontal main- connection, top or bottom, frame size 2 - 3200 A not for breaking capacity C for withdrawable design, 1 piece | 856 | 1 | Z\ | 1
3WA9111-0AX31 |  | Accessory Circuit breaker 3WA, Rear horizontal main- connection, top or bottom, frame size 3 - up to 5000 A for withdrawable design, 1 piece | 2150 | 1 | Z\ | 1
3WA9111-0BA21 |  | Accessory Circuit breaker 3WA, Interlocking for mechanical Open/Close without lock Set each consisting of 2 transparent covers for sealing or for attaching padlocks + cover with 6.35 mm hole + lock mount for safety lock for key operation (without safety lock) | 2190 | 1 | Z\ | 1
3WA9111-0BA22 |  | Accessory Circuit breaker 3WA, Interlocking for mechanical Open/Close with CES lock Set each consisting of 2 transparent covers for sealing or for attaching padlocks + cover with 6.35 mm hole + lock mount for safety lock for key operation CES lock | 4190 | 1 | Z\ | 1
3WA9111-0BA23 |  | Accessory Circuit breaker 3WA, Interlocking for mechanical Open/Close with IKON lock Set each consisting of 2 transparent covers for sealing or for attaching padlocks + cover with 6.35 mm hole + lock mount for safety lock for key operation IKON lock | 4560 | 1 | Z\ | 1
3WA9111-0BA31 |  | Accessory Circuit breaker 3WA, Locking provision against unauthorized closing Secured Open for FORTRESS OR CASTELL lock FORTRESS OR CASTELL lock the lock must be ordered at the manufacturer spare part for Z-option S05 | 1790 | 1 | Z\ | 1
3WA9111-0BA32 |  | Accessory Circuit breaker 3WA, Locking provision against unauthorized closing Secured Open for RONIS lock the lock must be ordered at the manufacturer | 3000 | 1 | Z\ | 1
3WA9111-0BA33 |  | accessories for circuit breaker 3WA, locking provision against unauthorized closing - safe OFF assembly kit for key operation KIRK-Key lock. Spare part for Z option S06 | 3000 | 1 | Z\ | 1
3WA9111-0BA34 |  | Accessory Circuit breaker 3WA, Locking provision against unauthorized closing Secured Open for with PROFALUX lock Spare part fÃ¼r Z-option S09 | 2910 | 1 | Z\ | 1
3WA9111-0BA35 |  | Accessory Circuit breaker 3WA, Locking provision against unauthorized closing Secured Open for with CES lock Spare part fÃ¼r Z-option S01 | 2690 | 1 | Z\ | 1
3WA9111-0BA36 |  | Accessory Circuit breaker 3WA, Locking provision against unauthorized closing Secured Open for with IKON lock Spare part fÃ¼r Z-option S03 | 3670 | 1 | Z\ | 1
3WA9111-0BA37 |  | Accessory Circuit breaker 3WA, Locking provision against unauthorized closing Secured Open for padlock device Padlocks are not included. | 1260 | 1 | Z\ | 1
3WA9111-0BA43 |  | Accessory Circuit breaker 3WA, Key interlocking system against paralleling unsynchronized sources for 3 circuit breakers with CES lock. Interlocking in OFF position mounted to front cover 2 identical keys for 3 circuit breakers max. 2 circuit breakers closed | 7480 | 1 | Z\ | 1
3WA9111-0BA50 |  | Accessory Circuit breaker 3WA, Locking provision against unauthorized closing for withdrawable circuit breakers with PROFALUX lock Spare part for Z-option R60 | 6970 | 1 | Z\ | 1
3WA9111-0BA51 |  | Accessory Circuit breaker 3WA, Locking provision against unauthorized closing for withdrawable circuit breakers with CES lock. Spare part for Z-option R61 | 5990 | 1 | Z\ | 1
3WA9111-0BA53 |  | Accessory Circuit breaker 3WA, Locking provision against unauthorized closing for withdrawable circuit breakers with IKON lock. | 5990 | 1 | Z\ | 1
3WA9111-0BA57 |  | Accessory Circuit breaker 3WA, Locking provision against unauthorized closing for withdrawable circuit breakers with KIRK-key lock the lock must be ordered at the manufacturer at the manufacturer | 6970 | 1 | Z\ | 1
3WA9111-0BA58 |  | Accessory Circuit breaker 3WA, Locking provision against unauthorized closing for withdrawable circuit breakers with RONIS lock. Spare part for Z-option R68 | 6970 | 1 | Z\ | 1
3WA9111-0BA71 |  | Accessory Circuit breaker 3WA, Locking provision for Padlock device for charging handle padlocks are not included Spare parts for Z-Option S33 | 2120 | 1 | Z\ | 1
3WA9111-0BA73 |  | Accessory Circuit breaker 3WA, Racking handle key-lock with CES lock Spare part for Z-option S71 | 5990 | 1 | Z\ | 1
3WA9111-0BA75 |  | Accessory Circuit breaker 3WA, Locking provision against movement of the withdrawable circuit breakers with IKON lock. | 5990 | 1 | Z\ | 1
3WA9111-0BA76 |  | Accessory Circuit breaker 3WA, Locking provision against movement of the withdrawable circuit breakers with PROFALUX lock Spare part for Z-option S75 | 7540 | 1 | Z\ | 1
3WA9111-0BA77 |  | Accessory Circuit breaker 3WA, Locking provision against movement of the withdrawable circuit breakers with RONIS lock. Spare part for Z-option S76 | 7540 | 1 | Z\ | 1
3WA9111-0BA80 |  | Accessory Circuit breaker 3WA, Locking provision against movement of the withdrawable circuit breakers with KIRK-key lock the lock must be ordered at the manufacturer | 8790 | 1 | Z\ | 1
3WA9111-0BA81 |  | accessories for 3WA circuit breaker, locking provision to prevent movement of withdrawable circuit breaker in disconnected position (Bowden cable and lock in control cabinet door) made by CES. Spare part for Z option R81. | 5990 | 1 | Z\ | 1
3WA9111-0BA82 |  | accessories for 3WA circuit breaker, locking provision to prevent movement of withdrawable circuit breaker in disconnected position (Bowden cable and lock in control cabinet door) made by IKON. | 5990 | 1 | Z\ | 1
3WA9111-0BA83 |  | accessories for 3WA circuit breaker, locking provision to prevent movement of withdrawable circuit breaker in disconnected position (Bowden cable and lock in control cabinet door) made by PROFALUX. Spare part for Z option R85. | 7540 | 1 | Z\ | 1
3WA9111-0BA84 |  | accessories for 3WA circuit breaker, locking provision to prevent movement of withdrawable circuit breaker in disconnected position (Bowden cable and lock in control cabinet door) made by RONIS. Spare part for Z option R86. | 7540 | 1 | Z\ | 1
3WA9111-0BB12 |  | Accessory Circuit breaker 3WA, Mechanical interlock to prevent opening of the circuit breaker compartment door, if ACB is closed for fixed mounted design. Spare-part for Z-option S30 | 2330 | 1 | Z\ | 1
3WA9111-0BB13 |  | Accessory Circuit breaker 3WA, Mechanical interlock to prevent opening of the circuit breaker compartment door, if ACB is closed for withdrawable design. Spare-part for Z-option R30 Not possible in combination with R81, R85, R86 | 2330 | 1 | Z\ | 1
3WA9111-0BB15 |  | Accessory Circuit breaker 3WA, Mechanical interlock to prevent racking of the circuit breaker for withdrawable design, if circuit breaker compartment door is open. Not possible in combination with R81, R85, R86 Spare parts for Z-option S50 | 2330 | 1 | Z\ | 1
3WA9111-0BB21 |  | Accessory Circuit breaker 3WA, Mutual mechanical interlocking with 2 m bowden cable for circuit breakers in fixed- mounted design necessary once for each circuit breaker. Spare-part for Z-option S55 | 8360 | 1 | Z\ | 1
3WA9111-0BB22 |  | Accessory Circuit breaker 3WA, Mutual mechanical interlocking with 2 m bowden cable for circuit breakers in withdraw- able design necessary once for each circuit breaker. Spare-part for Z-option R55 | 8360 | 1 | Z\ | 1
3WA9111-0BB23 |  | Accessory Circuit breaker 3WA, Mutual mechanical interlocking with 2 m bowden cable for guide frame necessary once for each circuit breaker, only usable at separat ordered guide frame Spare part for Z-option R56 | 7300 | 1 | Z\ | 1
3WA9111-0BB24 |  | Accessory Circuit breaker 3WA, Mutual mechanical interlocking with 2 m bowden cable for withdrawable circuit breakers without guide frame only possible for separat ordered circuit breaker without guide frame. Spare part for Z-option R57 | 8360 | 1 | Z\ | 1
3WA9111-0BB25 |  | Accessory Circuit breaker 3WA, Adapter for frame size 3 withdrawable circuit breakers necessary once for each circuit breaker frame size 3. | 767 | 1 | Z\ | 1
3WA9111-0BB31 |  | Accessory Circuit breaker 3WA, Coupling on the circuit breaker for mutual interlocking with bowden cable | 412 | 1 | Z\ | 1
3WA9111-0BB41 |  | Accessory Circuit breaker 3WA, Mutual mechanical interlocking bowden cable 2m | 1910 | 1 | Z\ | 1
3WA9111-0BB42 |  | Accessory Circuit breaker 3WA, Mutual mechanical interlocking bowden cable 3m | 2490 | 1 | Z\ | 1
3WA9111-0BB43 |  | Accessory Circuit breaker 3WA, Mutual mechanical interlocking bowden cable 4.5m | 3460 | 1 | Z\ | 1
3WA9111-0BB50 |  | Accessory Circuit breaker 3WA, support brackets for mounting of a circuit breaker in fixed mounted design vertically only for frame size 1 or 2 contains 2 pieces | 3550 | 1 | Z\ | 1
3WA9111-0BC11 |  | Accessory Circuit breaker 3WA, Conversion set for converting fixed-mounted circuit breakers into withdrawable design frame size 1, 3 pole | 11200 | 1 | Z\ | 1
3WA9111-0BC12 |  | Accessory Circuit breaker 3WA, Conversion set for converting fixed-mounted circuit breakers into withdrawable design frame size 2, 3 pole | 17700 | 1 | Z\ | 1
3WA9111-0BC13 |  | Accessory Circuit breaker 3WA, Conversion set for converting fixed-mounted circuit breakers into withdrawable design frame size 3, 3 pole | 22800 | 1 | Z\ | 1
3WA9111-0BC14 |  | Accessory Circuit breaker 3WA, Conversion set for converting fixed-mounted circuit breakers into withdrawable design frame size 1, 4 pole | 13300 | 1 | Z\ | 1
3WA9111-0BC15 |  | Accessory Circuit breaker 3WA, Conversion set for converting fixed-mounted circuit breakers into withdrawable design frame size 2, 4 pole | 20700 | 1 | Z\ | 1
3WA9111-0BC16 |  | Accessory Circuit breaker 3WA, Conversion set for converting fixed-mounted circuit breakers into withdrawable design frame size 3, 4 pole | 26100 | 1 | Z\ | 1
3WA9111-0BG01 |  | Accessory Circuit breaker 3WA, Grounding connection between guide frame a. circuit breaker. Contacting module for guide frame, frame size 1 and 2 for 30 kA ground short circuit current for 60 kA ground short circuit current order two times not for breaking capacity C and frame size 2, 4000A | 1370 | 1 | Z\ | 1
3WA9111-0BG02 |  | Accessory Circuit breaker 3WA, Grounding connection between guide frame a. circuit breaker. Contacting module for guide frame, frame size 3 for 30 kA ground short circuit current for 60 kA ground short circuit current order two times not for breaking capacity E | 1930 | 1 | Z\ | 1
3WA9111-0BG11 |  | Accessory Circuit breaker 3WA, Grounding connection between guide frame a. circuit breaker. Contacting module for circuit breaker, frame size 1 3 poles | 1100 | 1 | Z\ | 1
3WA9111-0BG12 |  | Accessory Circuit breaker 3WA, Grounding connection between guide frame a. circuit breaker. Contacting module for circuit breaker, frame size 2 3 poles not for breaking capacity C and frame size 2, 4000A | 1370 | 1 | Z\ | 1
3WA9111-0BG13 |  | Accessory Circuit breaker 3WA, Grounding connection between guide frame a. circuit breaker. Contacting module for circuit breaker, frame size 3, 3 poles not for breaking capacity E | 1670 | 1 | Z\ | 1
3WA9111-0BG21 |  | Accessory Circuit breaker 3WA, Grounding connection between guide frame a. circuit breaker. Contacting module for circuit breaker, frame size 1 4 poles | 1250 | 1 | Z\ | 1
3WA9111-0BG22 |  | Accessory Circuit breaker 3WA, Grounding connection between guide frame a. circuit breaker. Contacting module for circuit breaker, frame size 2 4 poles not for breaking capacity C and frame size 2, 4000A | 1490 | 1 | Z\ | 1
3WA9111-0BG23 |  | Accessory Circuit breaker 3WA, Grounding connection between guide frame a. circuit breaker. Contacting module for circuit breaker, frame size 3, 4 poles not for breaking capacity E | 1790 | 1 | Z\ | 1
3WA9111-0EB02 |  | Accessory circuit breaker 3WA, Option Plug LSI 250 A Basic protective function LT, ST and INST, Rated current 250 A | 1700 | 1 | Z\ | 1
3WA9111-0EB03 |  | Accessory circuit breaker 3WA, Option Plug LSI 315 A Basic protective function LT, ST and INST, Rated current 315 A | 1700 | 1 | Z\ | 1
3WA9111-0EB04 |  | Accessory circuit breaker 3WA, Option Plug LSI 400 A Basic protective function LT, ST and INST, Rated current 400 A | 1700 | 1 | Z\ | 1
3WA9111-0EB05 |  | Accessory circuit breaker 3WA, Option Plug LSI 500 A Basic protective function LT, ST and INST, Rated current 500 A | 1700 | 1 | Z\ | 1
3WA9111-0EB06 |  | Accessory circuit breaker 3WA, Option Plug LSI 630 A Basic protective function LT, ST and INST, Rated current 630 A | 1700 | 1 | Z\ | 1
3WA9111-0EB08 |  | Accessory circuit breaker 3WA, Option Plug LSI 800 A Basic protective function LT, ST and INST, Rated current 800 A | 1700 | 1 | Z\ | 1
3WA9111-0EB10 |  | Accessory circuit breaker 3WA, Option Plug LSI 1000 A Basic protective function LT, ST and INST, Rated current 1000 A | 1700 | 1 | Z\ | 1
3WA9111-0EB12 |  | Accessory circuit breaker 3WA, Option Plug LSI 1250 A Basic protective function LT, ST and INST, Rated current 1250 A | 1700 | 1 | Z\ | 1
3WA9111-0EB16 |  | Accessory circuit breaker 3WA, Option Plug LSI 1600 A Basic protective function LT, ST and INST, Rated current 1600 A | 1700 | 1 | Z\ | 1
3WA9111-0EB20 |  | Accessory circuit breaker 3WA, Option Plug LSI 2000 A Basic protective function LT, ST and INST, Rated current 2000 A | 1700 | 1 | Z\ | 1
3WA9111-0EB25 |  | Accessory circuit breaker 3WA, Option Plug LSI 2500 A Basic protective function LT, ST and INST, Rated current 2500 A | 1700 | 1 | Z\ | 1
3WA9111-0EB32 |  | Accessory circuit breaker 3WA, Option Plug LSI 3200 A Basic protective function LT, ST and INST, Rated current 3200 A | 1700 | 1 | Z\ | 1
3WA9111-0EB40 |  | Accessory circuit breaker 3WA, Option Plug LSI 4000 A Basic protective function LT, ST and INST, Rated current 4000 A | 1700 | 1 | Z\ | 1
3WA9111-0EB50 |  | Accessory circuit breaker 3WA, Option Plug LSI 5000 A Basic protective function LT, ST and INST, Rated current 5000 A | 1700 | 1 | Z\ | 1
3WA9111-0EB63 |  | Accessory circuit breaker 3WA, Option Plug LSI 6300 A Basic protective function LT, ST and INST, Rated current 6300 A | 1700 | 1 | Z\ | 1
3WA9111-0EC11 |  | Accessory circuit breaker 3WA, Digital Input/Output module IOM230 (2x IN, 3x OUT), include adapter for secondary disconnect mounting, DIN rail adapter, connection wires and CubicleBUS terminating resistor | 9660 | 1 | Z\ | 1
3WA9111-0EC12 |  | Accessory circuit breaker 3WA, Digital Input/Output module IOM350 (3x IN, 5x OUT), for DIN rail mounting, include connection wires and CubicleBUS terminating resistor | 11500 | 1 | Z\ | 1
3WA9111-0EC13 |  | Accessory circuit breaker 3WA, COM190 COM module PROFINET IO Modbus TCP | 17100 | 1 | Z\ | 1
3WA9111-0EC50 |  | Accessory circuit breaker 3WA, CubicleBUS terminating resistor (two versions, long version for secondary disconnect terminals, short version for CubicleBUS modules) | 253 | 1 | Z\ | 1
3WA9111-0EC60 |  | Accessory circuit breaker 3WA, Adapter for secondary dis- connect mounting of CubicleBUS modules | 332 | 1 | Z\ | 1
3WA9111-0EC61 |  | Accessory circuit breaker 3WA, DIN rail adapter for CubicleBUS modules | 138 | 1 | Z\ | 1
3WA9111-0EE32 |  | Accessory circuit breaker 3WA, Electronic Trip Unit ETU300 LSI / LSIG | 19700 | 1 | Z\ | 1
3WA9111-0EE62 |  | Accessory circuit breaker 3WA, Electronic Trip Unit ETU600 LSI / LSIG | 24900 | 1 | Z\ | 1
3WA9111-0EE63 |  | Accessory circuit breaker 3WA, Electronic Trip Unit ETU600 LSIG Hi-Z | 39300 | 1 | Z\ | 1
3WA9111-0EE81 |  | Accessory circuit breaker 3WA, Replacement battery for ETU600 | 428 | 1 | Z\ | 1
3WA9111-0EK11 |  | Accessory circuit breaker 3WA, Voltage tap conversion: Move V-tap from lower stab to upper stab, all parts for 3-poles breaker, Frame size 1 | 1700 | 1 | Z\ | 1
3WA9111-0EK12 |  | Accessory circuit breaker 3WA, Voltage tap conversion: Move V-tap from lower stab to upper stab, all parts for 3-poles breaker, Frame size 2 | 1700 | 1 | Z\ | 1
3WA9111-0EK13 |  | Accessory circuit breaker 3WA, Voltage tap conversion: Move V-tap from lower stab to upper stab, all parts for 3-poles breaker, Frame size 3 | 1700 | 1 | Z\ | 1
3WA9111-0EK21 |  | Accessory circuit breaker 3WA, Voltage tap conversion: Move V-tap from lower stab to upper stab, all parts for 4-poles breaker, Frame size 1 | 2250 | 1 | Z\ | 1
3WA9111-0EK22 |  | Accessory circuit breaker 3WA, Voltage tap conversion: Move V-tap from lower stab to upper stab, all parts for 4-poles breaker, Frame size 2 | 2250 | 1 | Z\ | 1
3WA9111-0EK23 |  | Accessory circuit breaker 3WA, Voltage tap conversion: Move V-tap from lower stab to upper stab, all parts for 4-poles breaker, Frame size 3 | 2250 | 1 | Z\ | 1
3WA9111-0EK31 |  | Accessory circuit breaker 3WA, Voltage tap conversion: Move V-tap from upper stab to lower stab, all parts for 3-poles breaker, Frame size 1 | 1700 | 1 | Z\ | 1
3WA9111-0EK32 |  | Accessory circuit breaker 3WA, Voltage tap conversion: Move V-tap from upper stab to lower stab, all parts for 3-poles breaker, Frame size 2 | 1700 | 1 | Z\ | 1
3WA9111-0EK33 |  | Accessory circuit breaker 3WA, Voltage tap conversion: Move V-tap from upper stab to lower stab, all parts for 3-poles breaker, Frame size 3 | 1700 | 1 | Z\ | 1
3WA9111-0EK41 |  | Accessory circuit breaker 3WA, Voltage tap conversion: Move V-tap from upper stab to lower stab, all parts for 4-poles breaker, Frame size 1 | 2250 | 1 | Z\ | 1
3WA9111-0EK42 |  | Accessory circuit breaker 3WA, Voltage tap conversion: Move V-tap from upper stab to lower stab, all parts for 4-poles breaker, Frame size 2 | 2250 | 1 | Z\ | 1
3WA9111-0EK43 |  | Accessory circuit breaker 3WA, Voltage Tap Conversion: Move V-tap from upper stab to lower stab, all parts for 4-poles breaker, Frame size 3 | 2250 | 1 | Z\ | 1
3WA9111-0EK51 |  | Accessory circuit breaker 3WA, Voltage tap Retrofit Kit: V-tap for lower stab contact only for 3WA with breaking capacity N, S, M, H, C, not fÃ¼r E, Set for 3-poles Circuit breaker, Frame size 1 | 4430 | 1 | Z\ | 1
3WA9111-0EK52 |  | Accessory circuit breaker 3WA, Voltage tap Retrofit Kit: V-tap for lower stab contact only for 3WA with breaking capacity N, S, M, H, C, not fÃ¼r E, Set for 3-poles Circuit breaker, Frame size 2 | 4430 | 1 | Z\ | 1
3WA9111-0EK53 |  | Accessory circuit breaker 3WA, Voltage tap Retrofit Kit: V-tap for lower stab contact only for 3WA with breaking capacity N, S, M, H, C, not fÃ¼r E, Set for 3-poles Circuit breaker, Frame size 3 | 4430 | 1 | Z\ | 1
3WA9111-0EK55 |  | Accessory circuit breaker 3WA, Voltage tap Retrofit Kit: V-tap for lower stab contact only for 3WA with breaking capacity E, Set fÃ¼r 3-poles Circuit breaker, Frame size 1 | 5310 | 1 | Z\ | 1
3WA9111-0EK56 |  | Accessory circuit breaker 3WA, Voltage tap Retrofit Kit: V-tap for lower stab contact only for 3WA with breaking capacity E, Set fÃ¼r 3-poles Circuit breaker, Frame size 2 | 5310 | 1 | Z\ | 1
3WA9111-0EK57 |  | Accessory circuit breaker 3WA, Voltage tap Retrofit Kit: V-tap for lower stab contact only for 3WA with breaking capacity E, Set fÃ¼r 3-poles Circuit breaker, Frame size 3 | 5310 | 1 | Z\ | 1
3WA9111-0EK61 |  | Accessory circuit breaker 3WA, Voltage tap Retrofit Kit: V-tap for lower stab contact only for 3WA with breaking capacity N, S, M, H, C, not fÃ¼r E, Set for 4-poles Circuit breaker, Frame size 1 | 4430 | 1 | Z\ | 1
3WA9111-0EK62 |  | Accessory circuit breaker 3WA, Voltage tap Retrofit Kit: V-tap for lower stab contact only for 3WA with breaking capacity N, S, M, H, C, not fÃ¼r E, Set for 4-poles Circuit breaker, Frame size 2 | 4430 | 1 | Z\ | 1
3WA9111-0EK63 |  | Accessory circuit breaker 3WA, Voltage tap Retrofit Kit: V-tap for lower stab contact only for 3WA with breaking capacity N, S, M, H, C, not fÃ¼r E, Set for 4-poles Circuit breaker, Frame size 3 | 4430 | 1 | Z\ | 1
3WA9111-0EK65 |  | Accessory circuit breaker 3WA, Voltage tap Retrofit Kit: V-tap for lower stab contact only for 3WA with breaking capacity E, Set fÃ¼r 4-poles Circuit breaker, Frame size 1 | 5310 | 1 | Z\ | 1
3WA9111-0EK66 |  | Accessory circuit breaker 3WA, Voltage tap Retrofit Kit: V-tap for lower stab contact only for 3WA with breaking capacity E, Set fÃ¼r 4-poles Circuit breaker, Frame size 2 | 5310 | 1 | Z\ | 1
3WA9111-0EK67 |  | Accessory circuit breaker 3WA, Voltage tap Retrofit Kit: V-tap for lower stab contact only for 3WA with breaking capacity E, Set fÃ¼r 4-poles Circuit breaker, Frame size 3 | 5310 | 1 | Z\ | 1
3WA9111-0EK81 |  | Accessory circuit breaker 3WA, Retrofit kit to connect an external voltage transformer on the circuit breaker, only possible at Frame sizes 2 and 3 | 4990 | 1 | Z\ | 1
3WA9111-0EM11 |  | Accessory circuit breaker 3WA, Voltage tap module VTM640 | 4730 | 1 | Z\ | 1
3WA9111-0EM12 |  | Accessory circuit breaker 3WA, Voltage tap module VTM680, Rated voltage max. 690 V AC | 3830 | 1 | Z\ | 1
3WA9111-0EM22 |  | Accessory circuit breaker 3WA, Cover for electronic trip unit ETU600 | 527 | 1 | Z\ | 1
3WA9111-0EM31 |  | Accessory circuit breaker 3WA, Automatic reset of the reclosing lockout | 931 | 1 | Z\ | 1
3WA9111-0EM42 |  | Accessory 3WA/3WL Remote trip alarm reset coil (RR), momentary duty 24-30 V DC | 4760 | 1 | Z\ | 1
3WA9111-0EM44 |  | Accessory 3WA/3WL Remote trip alarm reset coil (RR), momentary duty 48-60 V DC | 4760 | 1 | Z\ | 1
3WA9111-0EM45 |  | Accessory 3WA/3WL Remote trip alarm reset coil (RR), momentary duty 110-127 V AC / 110-125 V DC | 4760 | 1 | Z\ | 1
3WA9111-0EM46 |  | Accessory 3WA/3WL Remote trip alarm reset coil (RR), momentary duty 208-240 V AC / 220-250 V DC | 4760 | 1 | Z\ | 1
3WA9111-0EM61 |  | Accessory circuit breaker 3WA, Secondary tripping solenoid (F6) with reclose lockout of circuit breaker for external controll in combination with External Trip Controller ETC600 | 2960 | 1 | Z\ | 1
3WA9111-0EM62 |  | Accessory circuit breaker 3WA, External Trip Controller ETC600 includes mounting kit | 4150 | 1 | Z\ | 1
3WA9111-0EM81 |  | Accessory circuit breaker 3WA, Replacement ETU carrier with trip solenid (F5) and reclosing lockout | 4740 | 1 | Z\ | 1
3WA9111-0ES01 |  | Accessory circuit breaker 3WA, Firmware module for ETU600 Ground fault alarm (GF-alarm) | 1770 | 1 | Z\ | 1
3WA9111-0ES05 |  | Accessory circuit breaker 3WA, Firmware module for ETU600 Upgrade protection: Add Directional Short Time (dST) and Reverse Power (RP), requires optional voltage tap module | 4740 | 1 | Z\ | 1
3WA9111-0ES11 |  | Accessory circuit breaker 3WA, Firmware module for ETU600 Enhanced Protective functions: Full Package: Unbalance, Voltage, Power, Frequency, THD, Phase rotation | 4740 | 1 | Z\ | 1
3WA9111-0ES12 |  | Accessory circuit breaker 3WA, Firmware module for ETU600 Enhanced Protective functions: Phase current unbalance and Phase voltage unbalance | 1770 | 1 | Z\ | 1
3WA9111-0ES13 |  | Accessory circuit breaker 3WA, Firmware module for ETU600 Enhanced Protective functions: Under voltage and Over voltage | 1770 | 1 | Z\ | 1
3WA9111-0ES14 |  | Accessory circuit breaker 3WA, Firmware module for ETU600 Enhanced Protective functions: Foreward power, Reverse power | 1770 | 1 | Z\ | 1
3WA9111-0ES15 |  | Accessory circuit breaker 3WA, Firmware module for ETU600 Enhanced Protective functions: Under frequency, over frequency | 1770 | 1 | Z\ | 1
3WA9111-0ES16 |  | Accessory circuit breaker 3WA, Firmware module for ETU600 Enhanced Protective functions: THD current and THD voltage | 2960 | 1 | Z\ | 1
3WA9111-0ES17 |  | Accessory circuit breaker 3WA, Firmware module for ETU600 Enhanced Protective functions: Phase rotation | 1770 | 1 | Z\ | 1
3WA9111-0ES21 |  | Accessory circuit breaker 3WA, Firmware module for ETU600 2nd Protective parameter set | 2960 | 1 | Z\ | 1
3WA9111-0ES52 |  | Accessory circuit breaker 3WA, Firmware module for ETU600 Upgrade Metering: to type PMF-II Basic Power Monitoring (additional Power, Power factor, Frequency, Unbalance and Temperature) | 5650 | 1 | Z\ | 1
3WA9111-0ES53 |  | Accessory circuit breaker 3WA, Firmware module for ETU600 Upgrade Metering: to type PMF-III Advanced Power Monitoring: Power Quality (contains metering values of PMF-II, plus additional: THD, harmonics) | 11900 | 1 | Z\ | 1
3WA9111-0EX02 |  | Accessory circuit breaker 3WA, Option Plug LSIG GFx 250 A Basic protective function LT, ST, INST and GF, Rated current 250 A (Ground fault protection with extended setting range) | 10600 | 1 | Z\ | 1
3WA9111-0EX03 |  | Accessory circuit breaker 3WA, Option Plug LSIG GFx 315 A Basic protective function LT, ST, INST and GF, Rated current 315 A (Ground fault protection with extended setting range) | 10600 | 1 | Z\ | 1
3WA9111-0EX04 |  | Accessory circuit breaker 3WA, Option Plug LSIG GFx 400 A Basic protective function LT, ST, INST and GF, Rated current 400 A (Ground fault protection with extended setting range) | 10600 | 1 | Z\ | 1
3WA9111-0EX05 |  | Accessory circuit breaker 3WA, Option Plug LSIG GFx 500 A Basic protective function LT, ST, INST and GF, Rated current 500 A (Ground fault protection with extended setting range) | 10600 | 1 | Z\ | 1
3WA9111-0EX06 |  | Accessory circuit breaker 3WA, Option Plug LSIG GFx 630 A Basic protective function LT, ST, INST and GF, Rated current 630 A (Ground fault protection with extended setting range) | 10600 | 1 | Z\ | 1
3WA9111-0EX08 |  | Accessory circuit breaker 3WA, Option Plug LSIG GFx 800 A Basic protective function LT, ST, INST and GF, Rated current 800 A (Ground fault protection with extended setting range) | 10600 | 1 | Z\ | 1
3WA9111-0EX10 |  | Accessory circuit breaker 3WA, Option Plug LSIG GFx 1000 A Basic protective function LT, ST, INST and GF, Rated current 1000 A (Ground fault protection with extended setting range) | 10600 | 1 | Z\ | 1
3WA9111-0EX12 |  | Accessory circuit breaker 3WA, Option Plug LSIG GFx 1250 A Basic protective function LT, ST, INST and GF, Rated current 1250 A (Ground fault protection with extended setting range) | 10600 | 1 | Z\ | 1
3WA9111-0EX16 |  | Accessory circuit breaker 3WA, Option Plug LSIG GFx 1600 A Basic protective function LT, ST, INST and GF, Rated current 1600 A (Ground fault protection with extended setting range) | 10600 | 1 | Z\ | 1
3WA9111-0EX20 |  | Accessory circuit breaker 3WA, Option Plug LSIG GFx 2000 A Basic protective function LT, ST, INST and GF, Rated current 2000 A (Ground fault protection with extended setting range) | 10600 | 1 | Z\ | 1
3WA9111-0EX25 |  | Accessory circuit breaker 3WA, Option Plug LSIG GFx 2500 A Basic protective function LT, ST, INST and GF, Rated current 2500 A (Ground fault protection with extended setting range) | 10600 | 1 | Z\ | 1
3WA9111-0EX32 |  | Accessory circuit breaker 3WA, Option Plug LSIG GFx 3200 A Basic protective function LT, ST, INST and GF, Rated current 3200 A (Ground fault protection with extended setting range) | 10600 | 1 | Z\ | 1
3WA9111-0EX40 |  | Accessory circuit breaker 3WA, Option Plug LSIG GFx 4000 A Basic protective function LT, ST, INST and GF, Rated current 4000 A (Ground fault protection with extended setting range) | 10600 | 1 | Z\ | 1
3WA9111-0EX50 |  | Accessory circuit breaker 3WA, Option Plug LSIG GFx 5000 A Basic protective function LT, ST, INST and GF, Rated current 5000 A (Ground fault protection with extended setting range) | 10600 | 1 | Z\ | 1
3WA9111-0EX63 |  | Accessory circuit breaker 3WA, Option Plug LSIG GFx 6300 A Basic protective function LT, ST, INST and GF, Rated current 6300 A (Ground fault protection with extended setting range) | 10600 | 1 | Z\ | 1
3WJ1108-2AF02-1AA0-Z | F40T40 | Fixed-mounted circuit breaker IEC 60947-2, frame size 1, 3-poles, In=800A up to 440V AC 50/60Hz, breaking capacity S Icu=50kA at 440V, Trip unit ETU360WJ LSIG Protection LT, ST, INST, GF, N-protection require an external N-sensor, rear connection horizontal, . manual operating mechanism, without motorized operating mechanism, signaling switch ready-to-close, auxiliary switch (AUX) 2 NO+2 NC, without Closing coil (CC), manual operating mechanism with mechanical closing, without Remote trip alarm reset coil (RR), without 2nd shunt trip, without 1st Shunt trip Sealing cover for ETU Door sealing frame IP41 | 62236 | 1 | ZF | 1
3WJ1108-2AF12-1AA0-Z | F40T40 | Fixed-mounted circuit breaker IEC 60947-2, frame size 1, 4-poles, N-pole left, In=800A up to 440V AC 50/60Hz, breaking capacity S Icu=50kA at 440V, Trip unit ETU360WJ LSIG Protection LT, ST, INST, GF, include N-protection, Requires internal current sensor for N conductor rear connection horizontal, . manual operating mechanism, without motorized operating mechanism, signaling switch ready-to-close, auxiliary switch (AUX) 2 NO+2 NC, without Closing coil (CC), manual operating mechanism with mechanical closing, without Remote trip alarm reset coil (RR), without 2nd shunt trip, without 1st Shunt trip Sealing cover for ETU Door sealing frame IP41 | 81136 | 1 | ZF | 1
3WJ1108-2AF52-1AA0-Z | F40T40 | Withdrawable circuit breaker with guide frame, IEC 60947-2, frame size 1, 3-poles, In=800A up to 440V AC 50/60Hz, breaking capacity S Icu=50kA at 440V, Trip unit ETU360WJ LSIG Protection LT, ST, INST, GF, N-protection require an external N-sensor, rear connection horizontal, guide frame with shutter, . manual operating mechanism, without motorized operating mechanism, signaling switch ready-to-close, auxiliary switch (AUX) 2 NO+2 NC, without Closing coil (CC), manual operating mechanism with mechanical closing, without Remote trip alarm reset coil (RR), without 2nd shunt trip, without 1st Shunt trip Sealing cover for ETU Door sealing frame IP41 | 75636 | 1 | ZF | 1
3WJ1108-2AF62-1AA0-Z | F40T40 | Withdrawable circuit breaker with guide frame, IEC 60947-2, frame size 1, 4-poles, N-pole left, In=800A up to 440V AC 50/60Hz, breaking capacity S Icu=50kA at 440V, Trip unit ETU360WJ LSIG Protection LT, ST, INST, GF, include N-protection, Requires internal current sensor for N conductor rear connection horizontal, guide frame with shutter, . manual operating mechanism, without motorized operating mechanism, signaling switch ready-to-close, auxiliary switch (AUX) 2 NO+2 NC, without Closing coil (CC), manual operating mechanism with mechanical closing, without Remote trip alarm reset coil (RR), without 2nd shunt trip, without 1st Shunt trip Sealing cover for ETU Door sealing frame IP41 | 103436 | 1 | ZF | 1
3WJ1110-2AF02-1AA0-Z | F40T40 | Fixed-mounted circuit breaker IEC 60947-2, frame size 1, 3-poles, In=1000A up to 440V AC 50/60Hz, breaking capacity S Icu=50kA at 440V, Trip unit ETU360WJ LSIG Protection LT, ST, INST, GF, N-protection require an external N-sensor, rear connection horizontal, . manual operating mechanism, without motorized operating mechanism, signaling switch ready-to-close, auxiliary switch (AUX) 2 NO+2 NC, without Closing coil (CC), manual operating mechanism with mechanical closing, without Remote trip alarm reset coil (RR), without 2nd shunt trip, without 1st Shunt trip Sealing cover for ETU Door sealing frame IP41 | 69036 | 1 | ZF | 1
3WJ1110-2AF12-1AA0-Z | F40T40 | Fixed-mounted circuit breaker IEC 60947-2, frame size 1, 4-poles, N-pole left, In=1000A up to 440V AC 50/60Hz, breaking capacity S Icu=50kA at 440V, Trip unit ETU360WJ LSIG Protection LT, ST, INST, GF, include N-protection, Requires internal current sensor for N conductor rear connection horizontal, . manual operating mechanism, without motorized operating mechanism, signaling switch ready-to-close, auxiliary switch (AUX) 2 NO+2 NC, without Closing coil (CC), manual operating mechanism with mechanical closing, without Remote trip alarm reset coil (RR), without 2nd shunt trip, without 1st Shunt trip Sealing cover for ETU Door sealing frame IP41 | 90236 | 1 | ZF | 1
3WJ1110-2AF52-1AA0-Z | F40T40 | Withdrawable circuit breaker with guide frame, IEC 60947-2, frame size 1, 3-poles, In=1000A up to 440V AC 50/60Hz, breaking capacity S Icu=50kA at 440V, Trip unit ETU360WJ LSIG Protection LT, ST, INST, GF, N-protection require an external N-sensor, rear connection horizontal, guide frame with shutter, . manual operating mechanism, without motorized operating mechanism, signaling switch ready-to-close, auxiliary switch (AUX) 2 NO+2 NC, without Closing coil (CC), manual operating mechanism with mechanical closing, without Remote trip alarm reset coil (RR), without 2nd shunt trip, without 1st Shunt trip Sealing cover for ETU Door sealing frame IP41 | 81136 | 1 | ZF | 1
3WJ1110-2AF62-1AA0-Z | F40T40 | Withdrawable circuit breaker with guide frame, IEC 60947-2, frame size 1, 4-poles, N-pole left, In=1000A up to 440V AC 50/60Hz, breaking capacity S Icu=50kA at 440V, Trip unit ETU360WJ LSIG Protection LT, ST, INST, GF, include N-protection, Requires internal current sensor for N conductor rear connection horizontal, guide frame with shutter, . manual operating mechanism, without motorized operating mechanism, signaling switch ready-to-close, auxiliary switch (AUX) 2 NO+2 NC, without Closing coil (CC), manual operating mechanism with mechanical closing, without Remote trip alarm reset coil (RR), without 2nd shunt trip, without 1st Shunt trip Sealing cover for ETU Door sealing frame IP41 | 110436 | 1 | ZF | 1
3WJ1112-2AF02-1AA0-Z | F40T40 | Fixed-mounted circuit breaker IEC 60947-2, frame size 1, 3-poles, In=1250A up to 440V AC 50/60Hz, breaking capacity S Icu=50kA at 440V, Trip unit ETU360WJ LSIG Protection LT, ST, INST, GF, N-protection require an external N-sensor, rear connection horizontal, . manual operating mechanism, without motorized operating mechanism, signaling switch ready-to-close, auxiliary switch (AUX) 2 NO+2 NC, without Closing coil (CC), manual operating mechanism with mechanical closing, without Remote trip alarm reset coil (RR), without 2nd shunt trip, without 1st Shunt trip Sealing cover for ETU Door sealing frame IP41 | 74136 | 1 | ZF | 1
3WJ1112-2AF12-1AA0-Z | F40T40 | Fixed-mounted circuit breaker IEC 60947-2, frame size 1, 4-poles, N-pole left, In=1250A up to 440V AC 50/60Hz, breaking capacity S Icu=50kA at 440V, Trip unit ETU360WJ LSIG Protection LT, ST, INST, GF, include N-protection, Requires internal current sensor for N conductor rear connection horizontal, . manual operating mechanism, without motorized operating mechanism, signaling switch ready-to-close, auxiliary switch (AUX) 2 NO+2 NC, without Closing coil (CC), manual operating mechanism with mechanical closing, without Remote trip alarm reset coil (RR), without 2nd shunt trip, without 1st Shunt trip Sealing cover for ETU Door sealing frame IP41 | 94036 | 1 | ZF | 1
3WJ1112-2AF52-1AA0-Z | F40T40 | Withdrawable circuit breaker with guide frame, IEC 60947-2, frame size 1, 3-poles, In=1250A up to 440V AC 50/60Hz, breaking capacity S Icu=50kA at 440V, Trip unit ETU360WJ LSIG Protection LT, ST, INST, GF, N-protection require an external N-sensor, rear connection horizontal, guide frame with shutter, . manual operating mechanism, without motorized operating mechanism, signaling switch ready-to-close, auxiliary switch (AUX) 2 NO+2 NC, without Closing coil (CC), manual operating mechanism with mechanical closing, without Remote trip alarm reset coil (RR), without 2nd shunt trip, without 1st Shunt trip Sealing cover for ETU Door sealing frame IP41 | 88036 | 1 | ZF | 1
3WJ1112-2AF62-1AA0-Z | F40T40 | Withdrawable circuit breaker with guide frame, IEC 60947-2, frame size 1, 4-poles, N-pole left, In=1250A up to 440V AC 50/60Hz, breaking capacity S Icu=50kA at 440V, Trip unit ETU360WJ LSIG Protection LT, ST, INST, GF, include N-protection, Requires internal current sensor for N conductor rear connection horizontal, guide frame with shutter, . manual operating mechanism, without motorized operating mechanism, signaling switch ready-to-close, auxiliary switch (AUX) 2 NO+2 NC, without Closing coil (CC), manual operating mechanism with mechanical closing, without Remote trip alarm reset coil (RR), without 2nd shunt trip, without 1st Shunt trip Sealing cover for ETU Door sealing frame IP41 | 119436 | 1 | ZF | 1
3WJ1116-2AF02-1AA0-Z | F40T40 | Fixed-mounted circuit breaker IEC 60947-2, frame size 1, 3-poles, In=1600A up to 440V AC 50/60Hz, breaking capacity S Icu=50kA at 440V, Trip unit ETU360WJ LSIG Protection LT, ST, INST, GF, N-protection require an external N-sensor, rear connection horizontal, . manual operating mechanism, without motorized operating mechanism, signaling switch ready-to-close, auxiliary switch (AUX) 2 NO+2 NC, without Closing coil (CC), manual operating mechanism with mechanical closing, without Remote trip alarm reset coil (RR), without 2nd shunt trip, without 1st Shunt trip Sealing cover for ETU Door sealing frame IP41 | 77036 | 1 | ZF | 1
3WJ1116-2AF12-1AA0-Z | F40T40 | Fixed-mounted circuit breaker IEC 60947-2, frame size 1, 4-poles, N-pole left, In=1600A up to 440V AC 50/60Hz, breaking capacity S Icu=50kA at 440V, Trip unit ETU360WJ LSIG Protection LT, ST, INST, GF, include N-protection, Requires internal current sensor for N conductor rear connection horizontal, . manual operating mechanism, without motorized operating mechanism, signaling switch ready-to-close, auxiliary switch (AUX) 2 NO+2 NC, without Closing coil (CC), manual operating mechanism with mechanical closing, without Remote trip alarm reset coil (RR), without 2nd shunt trip, without 1st Shunt trip Sealing cover for ETU Door sealing frame IP41 | 100136 | 1 | ZF | 1
3WJ1116-2AF62-1AA0-Z | F40T40 | Withdrawable circuit breaker with guide frame, IEC 60947-2, frame size 1, 4-poles, N-pole left, In=1600A up to 440V AC 50/60Hz, breaking capacity S Icu=50kA at 440V, Trip unit ETU360WJ LSIG Protection LT, ST, INST, GF, include N-protection, Requires internal current sensor for N conductor rear connection horizontal, guide frame with shutter, . manual operating mechanism, without motorized operating mechanism, signaling switch ready-to-close, auxiliary switch (AUX) 2 NO+2 NC, without Closing coil (CC), manual operating mechanism with mechanical closing, without Remote trip alarm reset coil (RR), without 2nd shunt trip, without 1st Shunt trip Sealing cover for ETU Door sealing frame IP41 | 122436 | 1 | ZF | 1
3WJ1220-2AF02-1AA0-Z | F40T40 | Fixed-mounted circuit breaker IEC 60947-2, frame size 2, 3-poles, In=2000A up to 440V AC 50/60Hz, breaking capacity S Icu=55kA at 440V, Trip unit ETU360WJ LSIG Protection LT, ST, INST, GF, N-protection require an external N-sensor, rear connection horizontal, . manual operating mechanism, without motorized operating mechanism, signaling switch ready-to-close, auxiliary switch (AUX) 2 NO+2 NC, without Closing coil (CC), manual operating mechanism with mechanical closing, without Remote trip alarm reset coil (RR), without 2nd shunt trip, without 1st Shunt trip Sealing cover for ETU Door sealing frame IP41 | 78136 | 1 | ZF | 1
3WJ1225-2AF02-1AA0-Z | F40T40 | Fixed-mounted circuit breaker IEC 60947-2, frame size 2, 3-poles, In=2500A up to 440V AC 50/60Hz, breaking capacity S Icu=55kA at 440V, Trip unit ETU360WJ LSIG Protection LT, ST, INST, GF, N-protection require an external N-sensor, rear connection horizontal, . manual operating mechanism, without motorized operating mechanism, signaling switch ready-to-close, auxiliary switch (AUX) 2 NO+2 NC, without Closing coil (CC), manual operating mechanism with mechanical closing, without Remote trip alarm reset coil (RR), without 2nd shunt trip, without 1st Shunt trip Sealing cover for ETU Door sealing frame IP41 | 96536 | 1 | ZF | 1
3WJ1225-2AF12-1AA0-Z | F40T40 | Fixed-mounted circuit breaker IEC 60947-2, frame size 2, 4-poles, N-pole left, In=2500A up to 440V AC 50/60Hz, breaking capacity S Icu=55kA at 440V, Trip unit ETU360WJ LSIG Protection LT, ST, INST, GF, include N-protection, Requires internal current sensor for N conductor rear connection horizontal, . manual operating mechanism, without motorized operating mechanism, signaling switch ready-to-close, auxiliary switch (AUX) 2 NO+2 NC, without Closing coil (CC), manual operating mechanism with mechanical closing, without Remote trip alarm reset coil (RR), without 2nd shunt trip, without 1st Shunt trip Sealing cover for ETU Door sealing frame IP41 | 124436 | 1 | ZF | 1
3WJ1225-2AF52-1AA0-Z | F40T40 | Withdrawable circuit breaker with guide frame, IEC 60947-2, frame size 2, 3-poles, In=2500A up to 440V AC 50/60Hz, breaking capacity S Icu=55kA at 440V, Trip unit ETU360WJ LSIG Protection LT, ST, INST, GF, N-protection require an external N-sensor, rear connection horizontal, guide frame with shutter, . manual operating mechanism, without motorized operating mechanism, signaling switch ready-to-close, auxiliary switch (AUX) 2 NO+2 NC, without Closing coil (CC), manual operating mechanism with mechanical closing, without Remote trip alarm reset coil (RR), without 2nd shunt trip, without 1st Shunt trip Sealing cover for ETU Door sealing frame IP41 | 105436 | 1 | ZF | 1
3WJ1225-2AF62-1AA0-Z | F40T40 | Withdrawable circuit breaker with guide frame, IEC 60947-2, frame size 2, 4-poles, N-pole left, In=2500A up to 440V AC 50/60Hz, breaking capacity S Icu=55kA at 440V, Trip unit ETU360WJ LSIG Protection LT, ST, INST, GF, include N-protection, Requires internal current sensor for N conductor rear connection horizontal, guide frame with shutter, . manual operating mechanism, without motorized operating mechanism, signaling switch ready-to-close, auxiliary switch (AUX) 2 NO+2 NC, without Closing coil (CC), manual operating mechanism with mechanical closing, without Remote trip alarm reset coil (RR), without 2nd shunt trip, without 1st Shunt trip Sealing cover for ETU Door sealing frame IP41 | 137436 | 1 | ZF | 1
3WJ1232-2AF02-1AA0-Z | F40T40 | Fixed-mounted circuit breaker IEC 60947-2, frame size 2, 3-poles, In=3200A up to 440V AC 50/60Hz, breaking capacity S Icu=55kA at 440V, Trip unit ETU360WJ LSIG Protection LT, ST, INST, GF, N-protection require an external N-sensor, rear connection horizontal, . manual operating mechanism, without motorized operating mechanism, signaling switch ready-to-close, auxiliary switch (AUX) 2 NO+2 NC, without Closing coil (CC), manual operating mechanism with mechanical closing, without Remote trip alarm reset coil (RR), without 2nd shunt trip, without 1st Shunt trip Sealing cover for ETU Door sealing frame IP41 | 117436 | 1 | ZF | 1
3WJ1232-2AF12-1AA0-Z | F40T40 | Fixed-mounted circuit breaker IEC 60947-2, frame size 2, 4-poles, N-pole left, In=3200A up to 440V AC 50/60Hz, breaking capacity S Icu=55kA at 440V, Trip unit ETU360WJ LSIG Protection LT, ST, INST, GF, include N-protection, Requires internal current sensor for N conductor rear connection horizontal, . manual operating mechanism, without motorized operating mechanism, signaling switch ready-to-close, auxiliary switch (AUX) 2 NO+2 NC, without Closing coil (CC), manual operating mechanism with mechanical closing, without Remote trip alarm reset coil (RR), without 2nd shunt trip, without 1st Shunt trip Sealing cover for ETU Door sealing frame IP41 | 153436 | 1 | ZF | 1
3WJ1232-2AF52-1AA0-Z | F40T40 | Withdrawable circuit breaker with guide frame, IEC 60947-2, frame size 2, 3-poles, In=3200A up to 440V AC 50/60Hz, breaking capacity S Icu=55kA at 440V, Trip unit ETU360WJ LSIG Protection LT, ST, INST, GF, N-protection require an external N-sensor, rear connection horizontal, guide frame with shutter, . manual operating mechanism, without motorized operating mechanism, signaling switch ready-to-close, auxiliary switch (AUX) 2 NO+2 NC, without Closing coil (CC), manual operating mechanism with mechanical closing, without Remote trip alarm reset coil (RR), without 2nd shunt trip, without 1st Shunt trip Sealing cover for ETU Door sealing frame IP41 | 129436 | 1 | ZF | 1
3WJ1232-2AF62-1AA0-Z | F40T40 | Withdrawable circuit breaker with guide frame, IEC 60947-2, frame size 2, 4-poles, N-pole left, In=3200A up to 440V AC 50/60Hz, breaking capacity S Icu=55kA at 440V, Trip unit ETU360WJ LSIG Protection LT, ST, INST, GF, include N-protection, Requires internal current sensor for N conductor rear connection horizontal, guide frame with shutter, . manual operating mechanism, without motorized operating mechanism, signaling switch ready-to-close, auxiliary switch (AUX) 2 NO+2 NC, without Closing coil (CC), manual operating mechanism with mechanical closing, without Remote trip alarm reset coil (RR), without 2nd shunt trip, without 1st Shunt trip Sealing cover for ETU Door sealing frame IP41 | 167436 | 1 | ZF | 1
3WJ1240-2AF01-1AA0-Z | F40T40 | Fixed-mounted circuit breaker IEC 60947-2, frame size 2, 3-poles, In=4000A up to 440V AC 50/60Hz, breaking capacity S Icu=55kA at 440V, Trip unit ETU360WJ LSIG Protection LT, ST, INST, GF, N-protection require an external N-sensor, rear connection vertical, . manual operating mechanism, without motorized operating mechanism, signaling switch ready-to-close, auxiliary switch (AUX) 2 NO+2 NC, without Closing coil (CC), manual operating mechanism with mechanical closing, without Remote trip alarm reset coil (RR), without 2nd shunt trip, without 1st Shunt trip Sealing cover for ETU Door sealing frame IP41 | 145436 | 1 | ZF | 1
3WJ1240-2AF11-1AA0-Z | F40T40 | Fixed-mounted circuit breaker IEC 60947-2, frame size 2, 4-poles, N-pole left, In=4000A up to 440V AC 50/60Hz, breaking capacity S Icu=55kA at 440V, Trip unit ETU360WJ LSIG Protection LT, ST, INST, GF, include N-protection, Requires internal current sensor for N conductor rear connection vertical, . manual operating mechanism, without motorized operating mechanism, signaling switch ready-to-close, auxiliary switch (AUX) 2 NO+2 NC, without Closing coil (CC), manual operating mechanism with mechanical closing, without Remote trip alarm reset coil (RR), without 2nd shunt trip, without 1st Shunt trip Sealing cover for ETU Door sealing frame IP41 | 189436 | 1 | ZF | 1
3WJ1240-2AF51-1AA0-Z | F40T40 | Withdrawable circuit breaker with guide frame, IEC 60947-2, frame size 2, 3-poles, In=4000A up to 440V AC 50/60Hz, breaking capacity S Icu=55kA at 440V, Trip unit ETU360WJ LSIG Protection LT, ST, INST, GF, N-protection require an external N-sensor, rear connection vertical, guide frame with shutter, . manual operating mechanism, without motorized operating mechanism, signaling switch ready-to-close, auxiliary switch (AUX) 2 NO+2 NC, without Closing coil (CC), manual operating mechanism with mechanical closing, without Remote trip alarm reset coil (RR), without 2nd shunt trip, without 1st Shunt trip Sealing cover for ETU Door sealing frame IP41 | 167436 | 1 | ZF | 1
3WJ1240-2AF61-1AA0-Z | F40T40 | Withdrawable circuit breaker with guide frame, IEC 60947-2, frame size 2, 4-poles, N-pole left, In=4000A up to 440V AC 50/60Hz, breaking capacity S Icu=55kA at 440V, Trip unit ETU360WJ LSIG Protection LT, ST, INST, GF, include N-protection, Requires internal current sensor for N conductor rear connection vertical, guide frame with shutter, . manual operating mechanism, without motorized operating mechanism, signaling switch ready-to-close, auxiliary switch (AUX) 2 NO+2 NC, without Closing coil (CC), manual operating mechanism with mechanical closing, without Remote trip alarm reset coil (RR), without 2nd shunt trip, without 1st Shunt trip Sealing cover for ETU Door sealing frame IP41 | 214436 | 1 | ZF | 1
3WJ9111-0AA14 |  | Internal current sensor Rogowski Coil Frame Size 1, | 4000 | 1 | ZF | 1
3WJ9111-0AA15 |  | Internal current sensor Rogowski Coil Frame Size 2, | 4000 | 1 | ZF | 1
3WJ9111-0AA21 |  | External metering current sensor for N conductor, Frame Size 1, window type, (without copper bar) | 6630 | 1 | ZF | 1
3WJ9111-0AA22 |  | External metering current sensor for N conductor, Frame Size 2, window type, (without copper bar) | 7710 | 1 | ZF | 1
3WJ9111-0AA31 |  | External metering current sensor for N conductor, Frame Size 1, for bus bar connection ( Includes copper bar) | 8010 | 1 | ZF | 1
3WJ9111-0AA32 |  | External metering current sensor for N conductor, Frame Size 2, for bus bar connection ( Includes copper bar) | 10100 | 1 | ZF | 1
3WJ9111-0AB01 |  | Secondary, disconnect terminals For Fixed Design | 3240 | 1 | ZF | 1
3WJ9111-0AB02 |  | Sliding disconnect secondary contact modules only for withdrawable design | 7030 | 1 | ZF | 1
3WJ9111-0AB03 |  | Base part for secondary disconnect terminals | 2050 | 1 | ZF | 1
3WJ9111-0AB04 |  | Dummy block for secondary disconnect | 1820 | 1 | ZF | 1
3WJ9111-0AD01 |  | Closing coil (CC) / Shunt trip (ST), 100% OP 24 V DC for continuous duty | 2660 | 1 | ZF | 1
3WJ9111-0AD05 |  | Closing coil (CC) / Shunt trip (ST), 100% OP 110-127V AC / 110-125V DC for continuous duty | 2660 | 1 | ZF | 1
3WJ9111-0AD06 |  | Closing coil (CC) / Shunt trip (ST), 100% OP 220-240V AC / 220-250V DC for continuous duty | 2660 | 1 | ZF | 1
3WJ9111-0AE01 |  | instantaneous (0.08 s) and short-delay (0.2s), 24V DC | 2360 | 1 | ZF | 1
3WJ9111-0AE05 |  | instantaneous (0.08 s) and short-delay (0.2s), 110-127V AC / 110-125V DC | 2360 | 1 | ZF | 1
3WJ9111-0AE06 |  | instantaneous (0.08 s) and short-delay (0.2s), 220-240V AC / 220-250V DC | 2360 | 1 | ZF | 1
3WJ9111-0AE07 |  | instantaneous (0.08 s) and short-delay (0.2s), 380 - 415V AC | 2360 | 1 | ZF | 1
3WJ9111-0AE15 |  | Undervoltage release (UVR-t), with time delay 0.2-3.2s, 110-127V AC / 110-125V DC | 3730 | 1 | ZF | 1
3WJ9111-0AE16 |  | Undervoltage release (UVR-t), with time delay 0.2-3.2s, 220-240V AC / 220-250V DC | 3730 | 1 | ZF | 1
3WJ9111-0AE17 |  | Undervoltage release (UVR-t), with time delay 0.2-3.2s, 380 - 415V AC | 3730 | 1 | ZF | 1
3WJ9111-0AF01 |  | Charging Motor (M) 24V DC | 10400 | 1 | ZF | 1
3WJ9111-0AF05 |  | Charging Motor (M) 110-127V AC / 110-125V DC | 10400 | 1 | ZF | 1
3WJ9111-0AF06 |  | Charging Motor (M) 220-240V AC / 220-250V DC | 10400 | 1 | ZF | 1
3WJ9111-0AG01 |  | Auxiliary switch block (AUX) 2NO+2NC S6/S5 | 2830 | 1 | ZF | 1
3WJ9111-0AG02 |  | Auxiliary switch block (AUX) 3NO+1NC S60/S5 | 1700 | 1 | ZF | 1
3WJ9111-0AG03 |  | Auxiliary switch block (AUX) 4NO+0NC S60/S61 | 1700 | 1 | ZF | 1
3WJ9111-0AG04 |  | Auxiliary switch block (AUX) 2NO+2NC S1/S2 | 2830 | 1 | ZF | 1
3WJ9111-0AH01 |  | Ready to close 1 NO contact | 2190 | 1 | ZF | 1
3WJ9111-0AH02 |  | 1st Trip alarm switch 1 NO contact | 1370 | 1 | ZF | 1
3WJ9111-0AH04 |  | Operations counter | 7200 | 1 | ZF | 1
3WJ9111-0AH11 |  | Position signalling switch module 3x connected, 2x test, 1x disconnected | 6620 | 1 | ZF | 1
3WJ9111-0AH12 |  | Position signalling switch module 1x connected, 1x test, 1x disconnected | 3320 | 1 | ZF | 1
3WJ9111-0AM11 |  | Vertical main connections TOP or BOTTOM Frame Size-1 up to 1000A, 1 set, 3 pieces for 3 pole for circuit breaker in fixed mounted design. | 4420 | 1 | ZF | 1
3WJ9111-0AM12 |  | Vertical main connections TOP or BOTTOM Frame Size-1 up to 1000A, 1 set, 4 pieces for 4 pole for circuit breaker in fixed mounted design. | 5900 | 1 | ZF | 1
3WJ9111-0AM13 |  | Vertical main connections TOP or BOTTOM Frame Size-1 up to 1250A, 1 set, 3 pieces for 3 pole for circuit breaker in fixed mounted design. | 4420 | 1 | ZF | 1
3WJ9111-0AM14 |  | Vertical main connections TOP or BOTTOM Frame Size-1 up to 1250A, 1 set, 4 pieces for 4 pole for circuit breaker in fixed mounted design. | 5900 | 1 | ZF | 1
3WJ9111-0AM15 |  | Vertical main connections TOP or BOTTOM Frame Size-1 up to 1600A, 1 set, 3 pieces for 3 pole for circuit breaker in fixed mounted design. | 4990 | 1 | ZF | 1
3WJ9111-0AM16 |  | Vertical main connections TOP or BOTTOM Frame Size-1 up to 1600A, 1 set, 4 pieces for 4 pole for circuit breaker in fixed mounted design. | 6640 | 1 | ZF | 1
3WJ9111-0AM21 |  | Vertical main connections TOP or BOTTOM Frame Size-2 up to 2000A, 1 set, 3 pieces for 3 pole for circuit breaker in fixed mounted design. | 4990 | 1 | ZF | 1
3WJ9111-0AM22 |  | Vertical main connections TOP or BOTTOM Frame Size-2 up to 2000A, 1 set, 4 pieces for 4 pole for circuit breaker in fixed mounted design. | 6640 | 1 | ZF | 1
3WJ9111-0AM23 |  | Vertical main connections TOP or BOTTOM Frame Size-2 up to 2500A, 1 set, 3 pieces for 3 pole for circuit breaker in fixed mounted design. | 7200 | 1 | ZF | 1
3WJ9111-0AM24 |  | Vertical main connections TOP or BOTTOM Frame Size-2 up to 2500A, 1 set, 4 pieces for 4 pole for circuit breaker in fixed mounted design. | 9780 | 1 | ZF | 1
3WJ9111-0AM25 |  | Vertical main connections TOP or BOTTOM Frame Size-2 up to 3200A, 1 set, 3 pieces for 3 pole for circuit breaker in fixed mounted design. | 7510 | 1 | ZF | 1
3WJ9111-0AM26 |  | Vertical main connections TOP or BOTTOM Frame Size-2 up to 3200A, 1 set, 4 pieces for 4 pole for circuit breaker in fixed mounted design. | 10100 | 1 | ZF | 1
3WJ9111-0AM31 |  | Vertical main connections TOP or BOTTOM Frame Size-2 up to 4000A, 1 set, 3 pieces for 3 pole for circuit breaker in withdrawable design | 95600 | 1 | ZF | 1
3WJ9111-0AM32 |  | Vertical main connections TOP or BOTTOM Frame Size-2 up to 4000A, 1 set, 4 pieces for 4 pole for circuit breaker in withdrawable design | 124000 | 1 | ZF | 1
3WJ9111-0AP01 |  | door sealing frame IP41 Spare part for Z-option T40 | 1220 | 1 | ZF | 1
3WJ9111-0AP03 |  | protective cover IP55 not possible in combination with door sealing frame | 6930 | 1 | ZF | 1
3WJ9111-0AP04 |  | Shutter, frame size 1, 3 poles | 1390 | 1 | ZF | 1
3WJ9111-0AP05 |  | Sealing Cap for OFF Push Button | 152 | 1 | ZF | 1
3WJ9111-0AP06 |  | Shutter, frame size 2, 3 poles | 1680 | 1 | ZF | 1
3WJ9111-0AP08 |  | Shutter, frame size 1, 4 poles | 2360 | 1 | ZF | 1
3WJ9111-0AP11 |  | Shutter, frame size 2, 4 poles | 2900 | 1 | ZF | 1
3WJ9111-0AP31 |  | Arc chute (1pc) Frame Size-1 | 10100 | 1 | ZF | 1
3WJ9111-0AP32 |  | Arc chute (1pc) Frame Size-2 | 10100 | 1 | ZF | 1
3WJ9111-0AP41 |  | Arc chute cover Frame Size-1, for 3 pole breaker | 2210 | 1 | ZF | 1
3WJ9111-0AP42 |  | Arc chute cover Frame Size-2, for 3 pole breaker | 2440 | 1 | ZF | 1
3WJ9111-0AP43 |  | Arc chute cover Frame Size-1, for 4 pole breaker | 2450 | 1 | ZF | 1
3WJ9111-0AP44 |  | Arc chute cover Frame Size-2, for 4 pole breaker | 2680 | 1 | ZF | 1
3WJ9111-0AP45 |  | Arc chute cover Frame Size-1, for 3 pole breaker | 2210 | 1 | ZF | 1
3WJ9111-0AP46 |  | Arc chute cover Frame Size-2, for 3 pole breaker | 2440 | 1 | ZF | 1
3WJ9111-0AP47 |  | Arc chute cover Frame Size-1, for 4 pole breaker | 2450 | 1 | ZF | 1
3WJ9111-0AP48 |  | Arc chute cover Frame Size-2, for 4 pole breaker | 2680 | 1 | ZF | 1
3WJ9111-0AP51 |  | Phase Barrier 3P Frame Size 1 for circuit breaker in Fixed design | 1790 | 1 | ZF | 1
3WJ9111-0AP52 |  | Phase Barrier 3P Frame Size 2 for circuit breaker in Fixed design | 1790 | 1 | ZF | 1
3WJ9111-0AP53 |  | Phase Barrier 4P Frame Size 1 for circuit breaker in Fixed design | 1880 | 1 | ZF | 1
3WJ9111-0AP54 |  | Phase Barrier 4P Frame Size 2 for circuit breaker in Fixed design | 1880 | 1 | ZF | 1
3WJ9111-0AP61 |  | Phase Barrier 3P Frame Size 1 for circuit breaker in withdrawable design | 1790 | 1 | ZF | 1
3WJ9111-0AP62 |  | Phase Barrier 3P Frame Size 2 for circuit breaker in withdrawable design | 1790 | 1 | ZF | 1
3WJ9111-0AP63 |  | Phase Barrier 4P Frame Size 1 for circuit breaker in withdrawable design | 1880 | 1 | ZF | 1
3WJ9111-0AP64 |  | Phase Barrier 4P Frame Size 2 for circuit breaker in withdrawable design | 1880 | 1 | ZF | 1
3WJ9111-0AQ01 |  | Main contact system 1 pc. for Upto 1000A | 9780 | 1 | ZF | 1
3WJ9111-0AQ02 |  | Main contact system 1 pc. for Upto 1250A | 11200 | 1 | ZF | 1
3WJ9111-0AQ03 |  | Main contact system 1 pc. for 1600A | 11200 | 1 | ZF | 1
3WJ9111-0AQ11 |  | Main contact system 1 pc. for 2000A | 12600 | 1 | ZF | 1
3WJ9111-0AQ12 |  | Main contact system 1 pc. for 2500A | 63800 | 1 | ZF | 1
3WJ9111-0AQ13 |  | Main contact system 1 pc. for 3200A | 18700 | 1 | ZF | 1
3WJ9111-0AQ14 |  | Main contact system 1 pc. for 4000A for circuit breaker in withdrawable design | 82000 | 1 | ZF | 1
3WJ9111-0AQ15 |  | Main contact system 1 pc. for 4000A for circuit breaker in fixed mounted design. | 82000 | 1 | ZF | 1
3WJ9111-0AV11 |  | Rear vertical main- connection, TOP or BOTTOM, frame size 1 - up to 1000 A 1 set, 3 pieces for 3 pole 1 set, 3 pieces for 3 pole for circuit breaker in withdrawable design | 4420 | 1 | ZF | 1
3WJ9111-0AV12 |  | Rear vertical main- connection, TOP or BOTTOM, frame size 1 - up to 1000 A 1 set, 4 pieces for 4 pole 1 set, 4 pieces for 4 pole for circuit breaker in withdrawable design | 5900 | 1 | ZF | 1
3WJ9111-0AV13 |  | Rear vertical main- connection, TOP or BOTTOM, frame size 1 - up to 1250 A 1 set, 3 pieces for 3 pole 1 set, 3 pieces for 3 pole for circuit breaker in withdrawable design | 4420 | 1 | ZF | 1
3WJ9111-0AV14 |  | Rear vertical main- connection, TOP or BOTTOM, frame size 1 - up to 1250 A 1 set, 4 pieces for 4 pole 1 set, 4 pieces for 4 pole for circuit breaker in withdrawable design | 5900 | 1 | ZF | 1
3WJ9111-0AV15 |  | Rear vertical main- connection, TOP or BOTTOM, frame size 1 - up to 1600 A 1 set, 3 pieces for 3 pole 1 set, 3 pieces for 3 pole for circuit breaker in withdrawable design | 4990 | 1 | ZF | 1
3WJ9111-0AV16 |  | Rear vertical main- connection, TOP or BOTTOM, frame size 1 - up to 1600 A 1 set, 4 pieces for 4 pole 1 set, 4 pieces for 4 pole for circuit breaker in withdrawable design | 6640 | 1 | ZF | 1
3WJ9111-0AV21 |  | Rear vertical main- connection, TOP or BOTTOM, frame size 2 - 2000A 1 set, 3 pieces for 3 pole 1 set, 3 pieces for 3 pole for circuit breaker in withdrawable design | 4990 | 1 | ZF | 1
3WJ9111-0AV22 |  | Rear vertical main- connection, TOP, frame size 2 - 2000A 1 set, 4 pieces for 4 pole 1 set, 4 pieces for 4 pole for circuit breaker in withdrawable design | 6640 | 1 | ZF | 1
3WJ9111-0AV23 |  | Rear vertical main- connection, TOP or BOTTOM, frame size 2 - 2500A 1 set, 3 pieces for 3 pole 1 set, 3 pieces for 3 pole for circuit breaker in withdrawable design | 6040 | 1 | ZF | 1
3WJ9111-0AV24 |  | Rear vertical main- connection, TOP or BOTTOM, frame size 2 - 2500A 1 set, 4 pieces for 4 pole 1 set, 4 pieces for 4 pole for circuit breaker in withdrawable design | 8030 | 1 | ZF | 1
3WJ9111-0AV25 |  | Rear vertical main- connection, TOP or BOTTOM, frame size 2 - 3200A 1 set, 3 pieces for 3 pole 1 set, 3 pieces for 3 pole for circuit breaker in withdrawable design | 7510 | 1 | ZF | 1
3WJ9111-0AV26 |  | Rear vertical main- connection, TOP or BOTTOM, frame size 2 - 3200A 1 set, 4 pieces for 4 pole 1 set, 4 pieces for 4 pole for circuit breaker in withdrawable design | 10100 | 1 | ZF | 1
3WJ9111-0AV27 |  | Rear vertical main- connection, BOTTOM, frame size 2 - 2000A 1 set, 4 pieces for 4 pole 1 set, 4 pieces for 4 pole for circuit breaker in withdrawable design | 33500 | 1 | ZF | 1
3WJ9111-0AV31 |  | Rear vertical main- connection, TOP or BOTTOM, frame size 2 - 4000A 1 set, 3 pieces for 3 pole 1 set, 3 pieces for 3 pole for circuit breaker in withdrawable design | 99900 | 1 | ZF | 1
3WJ9111-0AV32 |  | Rear vertical main- connection, TOP or BOTTOM, frame size 2 - 4000A 1 set, 4 pieces for 4 pole 1 set, 4 pieces for 4 pole for circuit breaker in withdrawable design | 130000 | 1 | ZF | 1
3WJ9111-0AX11 |  | Rear horizontal main- connection, TOP or BOTTOM, frame size 1 - up to 1000 A 1 set, 3 pieces for 3 pole 1 set, 3 pieces for 3 pole for circuit breaker in withdrawable design | 11600 | 1 | ZF | 1
3WJ9111-0AX12 |  | Rear horizontal main- connection, TOP or BOTTOM, frame size 1 - up to 1000 A 1 set, 4 pieces for 4 pole 1 set, 4 pieces for 4 pole for circuit breaker in withdrawable design | 13900 | 1 | ZF | 1
3WJ9111-0AX13 |  | Rear horizontal main- connection, TOP or BOTTOM, frame size 1 - up to 1250 A 1 set, 3 pieces for 3 pole 1 set, 3 pieces for 3 pole for circuit breaker in withdrawable design | 11600 | 1 | ZF | 1
3WJ9111-0AX14 |  | Rear horizontal main- connection, TOP or BOTTOM, frame size 1 - up to 1250 A 1 set, 4 pieces for 4 pole 1 set, 4 pieces for 4 pole for circuit breaker in withdrawable design | 13900 | 1 | ZF | 1
3WJ9111-0AX15 |  | Rear horizontal main- connection, TOP or BOTTOM, frame size 1 - up to 1600 A 1 set, 3 pieces for 3 pole 1 set, 3 pieces for 3 pole for circuit breaker in withdrawable design | 11600 | 1 | ZF | 1
3WJ9111-0AX16 |  | Rear horizontal main- connection, TOP or BOTTOM, frame size 1 - up to 1600 A 1 set, 4 pieces for 4 pole 1 set, 4 pieces for 4 pole for circuit breaker in withdrawable design | 13900 | 1 | ZF | 1
3WJ9111-0AX21 |  | Rear horizontal main- connection, TOP or BOTTOM, frame size 2 - 2000A 1 set, 3 pieces for 3 pole 1 set, 3 pieces for 3 pole for circuit breaker in withdrawable design | 16800 | 1 | ZF | 1
3WJ9111-0AX22 |  | Rear horizontal main- connection, TOP or BOTTOM, frame size 2 - 2000A 1 set, 4 pieces for 4 pole 1 set, 4 pieces for 4 pole for circuit breaker in withdrawable design | 20700 | 1 | ZF | 1
3WJ9111-0AX23 |  | Rear horizontal main- connection, TOP or BOTTOM, frame size 2 - 2500A 1 set, 3 pieces for 3 pole 1 set, 3 pieces for 3 pole for circuit breaker in withdrawable design | 22500 | 1 | ZF | 1
3WJ9111-0AX24 |  | Rear horizontal main- connection, TOP or BOTTOM, frame size 2 - 2500A 1 set, 4 pieces for 4 pole 1 set, 4 pieces for 4 pole for circuit breaker in withdrawable design | 28100 | 1 | ZF | 1
3WJ9111-0AX25 |  | Rear horizontal main- connection, TOP or BOTTOM, frame size 2 - 3200A 1 set, 3 pieces for 3 pole 1 set, 3 pieces for 3 pole for circuit breaker in withdrawable design | 40300 | 1 | ZF | 1
3WJ9111-0AX26 |  | Rear horizontal main- connection, TOP or BOTTOM, frame size 2 - 3200A 1 set, 4 pieces for 4 pole 1 set, 4 pieces for 4 pole for circuit breaker in withdrawable design | 52200 | 1 | ZF | 1
3WJ9111-0BA31 |  | Locking provision against unauthorized closing Secured Open; for Locking provision for CASTELL locks the lock must be ordered at the manufacturer | 9490 | 1 | ZF | 1
3WJ9111-0BA35 |  | Locking provision against unauthorized closing Secured Open; for with CES lock | 1040 | 1 | ZF | 1
3WJ9111-0BA43 |  | Key interlocking system against paralleling unsynchronized sources for 3 circuit breakers with CES lock. Interlocking in OFF position mounted to front cover 2 identical keys for 3 circuit breakers; max. 2 circuit breakers closed | 9490 | 1 | ZF | 1
3WJ9111-0BB12 |  | Mechanical interlock to prevent opening of the circuit breaker compartment door, if ACB is closed; for fixed mounted design. Spare-part for Z-option S30 | 9290 | 1 | ZF | 1
3WJ9111-0BB13 |  | Mechanical interlock to prevent opening of the circuit breaker compartment door, if ACB is closed; for withdrawable design. Spare-part for Z-option R30 | 9290 | 1 | ZF | 1
3WJ9111-0BB21 |  | Mutual mechanical interlocking with 2 m bowden cable for circuit breakers in fixed- mounted design necessary once for each circuit breaker. Spare-part for Z-option S55 | 9290 | 1 | ZF | 1
3WJ9111-0BB22 |  | Mutual mechanical interlocking with 2 m bowden cable for circuit breakers in withdraw- able design necessary once for each circuit breaker. Spare-part for Z-option R55 | 9290 | 1 | ZF | 1
3WJ9111-0BB41 |  | Mutual mechanical interlocking bowden cable 2m | 2250 | 1 | ZF | 1
3WJ9111-0BB42 |  | Mutual mechanical interlocking bowden cable 3m | 2900 | 1 | ZF | 1
3WJ9111-0BB43 |  | Mutual mechanical interlocking bowden cable 4.5m | 4000 | 1 | ZF | 1
3WJ9111-0BC01 |  | Crank Handle for circuit breaker in withdrawable design | 4640 | 1 | ZF | 1
3WJ9111-0BC11 |  | Conversion set for converting fixed-mounted circuit breakers into withdrawable design; frame size 1, 3 pole | 7200 | 1 | ZF | 1
3WJ9111-0BC12 |  | Conversion set for converting fixed-mounted circuit breakers into withdrawable design; frame size 2, 3 pole | 7780 | 1 | ZF | 1
3WJ9111-0BC14 |  | Conversion set for converting fixed-mounted circuit breakers into withdrawable design; frame size 1, 4 pole | 8920 | 1 | ZF | 1
3WJ9111-0BC15 |  | Conversion set for converting fixed-mounted circuit breakers into withdrawable design; frame size 2, 4 pole | 10100 | 1 | ZF | 1
3WJ9111-0EE31 |  | Electronic Trip Unit ETU350 WJ LSI | 5980 | 1 | ZF | 1
3WJ9111-0EE32 |  | Electronic Trip Unit ETU360 WJ LSIG | 11200 | 1 | ZF | 1
3WJ9111-0EM21 |  | Cover for Electronic Trip Unit for ETU350/360 WJ | 571 | 1 | ZF | 1
3ZS1310-4CC10-0YA5 |  | SIRIUS Motor Starter ES 2007 Basic Floating License for one user Engineering software Software on CD License key on USB stick Class A 3 languages (de, en, fr) Executable in: Win 7 SP1 / Win 10 - 64 Bit Prof./Ultimate/Enterprise Win Server 2008 R2 Std. SP1 / 2012 R2 / 2016 - 64 bit Communications via system interface Content: Set (1xDVD + 1x USB) | 2800 | 1 | ZA | 1
3ZS1310-4CE10-0YB5 |  | SIRIUS Motor Starter ES 2007 Basic Floating license for one user engineering software, without software, without documentation License key download, Class A 3 languages (de, en, fr) Executable in: Win 7 SP1 / Win 10 - 64 bit Prof./Ultimate/Enterprise Win Server 2008 R2 Std. SP1 / 2012 R2 / 2016 - 64 bit communication via system interface E-mail address for delivery is absolutely essential | 2800 | 1 | ZA | 1
3ZS1310-5CC10-0YA5 |  | SIRIUS Motor Starter ES 2007 standard floating license for one user engineering software, software and documentation on CD license key on USB flash drive class A 3 languages (de, en, fr) executable in: Windows 7 SP1 / Windows 10 - 64-bit Professional/Ultimate/Enterpris e Windows Server 2008 R2 Standard SP1 / 2012 R2 / 2016 - 64-bit communication via system interface content: set (1x DVD + 1x USB) | 12200 | 1 | ZA | 1
3ZS1310-5CE10-0YB5 |  | SIRIUS Motor Starter ES 2007 standard Floating license for one user engineering software, without software, without documentation License key download, Class A 3 languages (de, en, fr) Executable in: Win 7 SP1 / Win 10 - 64 bit Prof./Ultimate/Enterprise Win Server 2008 R2 Std. SP1 / 2012 R2 / 2016 - 64 bit communication via system interface E-mail address for delivery is absolutely essential | 12200 | 1 | ZA | 1
3ZS1310-6CC10-0YA5 |  | SIRIUS motor starter ES 2007 Premium Floating License for one user Engineering software, software and documentation on CD License key on USB stick Class A 3 languages (de, en, fr) Executable on: Win 7 SP1 / Win 10 - 64-bit Prof./Ultimate/Enterprise Win Server 2008 R2 Std. SP1 / 2012 R2 / 2016 - 64-bit Communications via system interface and optional PROFIBUS DP and PROFINET interface (without ET 200S (DPV0)) | 33700 | 1 | ZA | 1
3ZS1310-6CC10-4YA5 |  | SIRIUS Motor Starter ES 2007 Premium, promotion pack only with individual release Floating License for one user Engineering software, software+documentation on CD License key on USB stick Class A, 3 languages (de,en,fr) Executable in: Windows2000/Windows XP Prof. Reference hardware: SIRIUS Motor Starter 3RK13* Communications via system interface and Optional PROFIBUS DP interface Content: Set (1xDVD + 1x USB) | 7470 | 1 | ZA | 1
3ZS1310-6CE10-0YB5 |  | SIRIUS Motor starter ES 2007 Premium Floating License for one user Engineering Software, without software, without documentation 3 languages (de, en fr) Executable in: Win 7 SP1 / Win 10 - 64 bit Prof./Ultimate/Enterprise Win Server 2008 R2 Std. SP1 / 2012 R2 / 2016 - 64 bit Communications via system interface E-mail address for delivery is mandatory | 33700 | 1 | ZA | 1
3ZS1316-4CC10-0YA5 |  | SIRIUS engineering Safety ES V1.0 Basic license key on USB flash drive software on CD floating license for one user engineering software class A 3 languages (de,en,fr) executable in: Windows 10 64-bit Professional/Enterprise Windows 7 32/64-bit SP 1 Professional/Ultimate/Enterpris e reference hardware: SIRIUS MSS 3RK3 SIRIUS 3SK2 communication via system interface to PC (serial interface) content: set (1x DVD + 1x USB) | 2810 | 1 | ZA | 1
3ZS1316-4CE10-0YB5 |  | SIRIUS engineering Safety ES V1.0 Basic License key download Floating license for one user Engineering software Class A 3 languages (DE,EN,FR) Executable in: Windows 10 64 bit Pro/Enterprise Windows 7 32/64 bit SP 1 Prof./Ultimate/Enterprise Reference hardware: SIRIUS MSS 3RK3 SIRIUS 3SK2 Communications via system interface to PC (serial interface) | 2810 | 1 | ZA | 1
3ZS1316-5CC10-0YA5 |  | SIRIUS engineering Safety ES V1.0 Standard license key on USB flash drive software on CD floating license for one user engineering software class A 3 languages (de,en,fr) executable in: Windows 10 64-bit Professional/Enterprise Windows 7 32/64-bit SP 1 Professional/Ultimate/Enterpris e reference hardware: SIRIUS MSS 3RK3 SIRIUS 3SK2 communication via system interface to PC (serial interface) content: set (1x DVD + 1x USB) | 19600 | 1 | ZA | 1
3ZS1316-5CE10-0YB5 |  | SIRIUS engineering Safety ES V1.0 Standard License key download without software, Floating license for one user Engineering software Class A 3 languages (DE,EN,FR) Executable in: Windows 10 64 bit Pro/Enterprise Windows 7 32/64 bit SP 1 Prof./Ultimate/Enterprise Reference hardware: SIRIUS MSS 3RK3 SIRIUS 3SK2 Communications via system interface to PC (serial interface) | 19600 | 1 | ZA | 1
3ZS1316-6CC10-0YA5 |  | SIRIUS engineering Safety ES V1.0 Premium license key on USB flash drive software on CD floating license for one user engineering software class A 3 languages (de,en,fr) executable in: Windows 10 64-bit Professional/Enterprise Windows 7 32/64-bit SP 1 Professional/Ultimate/Enterpris e reference hardware: SIRIUS MSS 3RK3 SIRIUS 3SK2 communication via system interface to PC (serial/USB) macro functionality content: set (1x DVD + 1x USB) | 25600 | 1 | ZA | 1
3ZS1316-6CC10-4YA5 |  | SIRIUS Safety ES V1.0 Premium promotion pack Only with individual release JÃ¼rgen Wolski juergen.wolski@siemens.com License key on USB flash drive, software on CD Floating License for one user, engineering software Class A 3 languages (de,en,fr) Reference hardware: MSS 3RK3 and SIRIUS 3SK2 Communication via fieldbus or system interface to PC (serial/USB) Macro functionality Content: set (1xDVD + 1x USB) | 7060 | 1 | ZA | 1
3ZS1316-6CE10-0YB5 |  | SIRIUS engineering Safety ES V1.0 Premium license key download without software floating license for one user engineering software Class A 3 languages (de,en,fr) executable in: Windows 10 64-bit Pro/Enterprise Windows 7 32/64-bit SP1 Professional/Ultimate/Enterpris e reference HW: SIRIUS MSS 3RK3 SIRIUS 3SK2 communication via fieldbus or system interface to PC (serial/USB) Macro functionality | 25600 | 1 | ZA | 1
3ZS1320-6CC14-0YA5 |  | SIRIUS Soft Starter ES V18 Professional floating license for 1 user engineering software, software and documentation on DVD license key on USB flash drive, class A 6 languages; de,en,zh included, fr,es,it for download executable in: Windows 10 - 64-bit (Professional/Enterprise) / Windows 11 (Home/Professional/Enterprise) Windows Server 2016/2019/2022 64-bit Standard reference hardware: 3RW5/3RW44 online functions via system interface and optional DP/PN interface content: set (1x DVD + 1x USB) | 24900 | 1 | LQ | 1
3ZS1320-6CC14-0YE5 |  | SIRIUS Soft Starter ES V18 Professional upgrade for Soft Starter ES 2007 for Standard/Premium floating license for one user engineering software, software and documentation on DVD license key on USB flash drive, class A 6 languages; de,en,zh included, fr,sp,it for download executable in: Windows 10 - 64-bit (Professional/Enterprise) / Windows 11 (Home/Professional/Enterprise) / Windows Server 2016/2019/2022 64-bit Standard reference hardware: 3RW5/3RW44 online functions via system interface and opt. DP/PN interface | 5990 | 1 | LQ | 1
3ZS1320-6CE15-0YB5 |  | SIRIUS Soft Starter ES V19 Professional floating license for 1 user license and software for download license key download, class A 6 languages; de,en,zh included, fr,es,it for download executable in: Windows 10 - 64-bit (Professional/Enterprise) / Windows 11 (Home/Professional/Enterprise) / Windows Server 2016/2019/2022 64-bit Standard reference hardware: 3RW5/3RW44 online functions via system interface email address is essential | 24700 | 1 | LQ | 1
3ZS1322-6CC00-0YL5 |  | SIRIUS SIMOCODE ES (TIA Portal) Software Update Service for 1 year with automatic extension, requires current software, engineering software, software and documentation on DVD USB flash drive online functions via system interface and PROFIBUS / PROFINET, internal graphics editor (CFC-based) | 8150 | 1 | ZU | 1
3ZS1322-6CC16-0YE5 |  | SIRIUS SIMOCODE ES V18 Professional, upgrade for SIMOCODE ES 2007 Premium/Standard, floating license for one user engineering software, software and documentation on DVD license key on USB, class A, 6 languages (de,en,zh included, fr,es,it for download) combo license parallel use of SIMOCODE ES 2007 and V18 for SIMOCODE pro, online functions via system interface and PROFIBUS / PROFINET, executable in: Windows 10 - 64-bit (Professional/Enterprise) / Windows 11 (Home/Professional/Enterprise) Windows Server 2016/2019/202(*) | 10200 | 1 | ZU | 1
3ZS1322-6CC21-0YA5 |  | SIRIUS SIMOCODE ES V21 Professional; floating license for one user, engineering software, documentation and license key on USB flash drive, class A, 6 languages (de,en,zh included, fr,es,it for download) combo license parallel use of SIMOCODE ES 2007 and V21 for SIMOCODE pro and M-CP, online functions via system interface and PROFIBUS / PROFINET/OPC UA internal graphics editor (CFC-based) executable in: Windows 10 - 64-bit (Professional/Enterprise) / Windows 11 (Home/Professional/Enterprise) Windows Server 2022/2025 | 41000 | 1 | ZU | 1
3ZS1322-6CE21-0YB5 |  | SIRIUS SIMOCODE ES V21 Professional; floating license for one user; engineering software, license and software for download 6 languages (de,en,zh included, fr,es,it for download) combo license parallel use of SIMOCODE ES 2007 and V21 online functions via system interface and PROFIBUS / PROFINET/OPC UA executable in: Windows 10 - 64-bit (Professional/Enterprise) / Windows 11 (Home/Professional/Enterprise) Windows Server 2022/2025 64-bit Standard email address is required | 38500 | 1 | ZU | 1
3ZS1632-1XE04-0YA0 |  | PCS 7 block library for SIMOCODE pro V9.1 AS blocks and faceplates for integration of SIMOCODE pro C/S/V in the PCS 7 process control system with Advanced Process Library for PCS 7 V9.1 engineering software for an engineering station Single License including runtime software for execution of the AS block in an automation system Single License German/English type of delivery: OSD software download, Class A email address required for delivery | 41000 | 1 | ZU | 1
3ZS1632-1XE04-0YE0 |  | upgrade for the PCS 7 block library SIMOCODE pro V8/V9.0 to the version SIMOCODE pro V9.1 AS blocks and faceplates for integration of SIMOCODE pro C/S/V in the PCS 7 process control system with Advanced Process Library for PCS 7 V9.1 engineering software for an engineering station Single License including runtime software for execution of the AS block in an automation system Single License German/English type of delivery: OSD | 7680 | 1 | ZU | 1
3ZS1632-2XE04-0YB0 |  | PCS 7 block library SIMOCODE pro V9.1 AS blocks for integration of SIMOCODE pro C/S/V in the process control system PCS 7 with Advanced Process Library requires SIMATIC PCS 7 V9.1 Advanced Process Library runtime software for execution of the AS blocks in an automation system Single License license without software and documentation type of delivery: OSD email address required for delivery | 26500 | 1 | ZU | 1
3ZS1633-1XE04-0YA0 |  | PCS 7 block library for soft starter 3RW44 V9.1 Engineering AS blocks and faceplates for integration of soft starters 3RW44 in the process control system PCS 7 with APL for the PCS 7 version V9.1 engineering software for an engineering station (single license) including runtime software Floating License for 1 user only license without software without documentation license key download, class A email address essential | 10700 | 1 | LQ | 1
3ZS1633-2XE04-0YB0 |  | PCS 7 block library for soft starter 3RW44 V9.1 Runtime AS blocks for integration of soft starters 3RW44 in the process control system PCS 7 with APL for the PCS 7 version V9.1 runtime software for execution of the AS block in an automation system (Single License) license without software and without documentation license key download, class A email address required for delivery | 7210 | 1 | LQ | 1
3ZS2791-1CC11-0YG0 |  | SENTRON block library PAC3200 V1.3 for SIMATIC WinCC AS blocks and faceplates for integrating PAC3200 in WinCC (V7.0, V7.2, V7.3) engineering software f. one engineering station (single license) incl. one Runtime license for running the AS blocks on an automation system type of delivery: CD-ROM w/ SW and documentation | 19600 | 1 | Z\ | 1
3ZX1812-0WL00-0AN2 |  | Operating instructions for SENTRON 3WL bilingual German/English | 554 | 1 | ZN | 1
3ZX1812-0WL50-0AN2 |  | Operating instructions for SENTRON 3WL5 bilingual German/English | 554 | 1 | ZN | 1
3ZY1121-1BA00 |  | removable terminal block 2-pole, screw terminals up to maximal 2 x 1.5 mm2 or 1 x 2.5 mm2, for SIRIUS devices in industrial DIN-rail enclosure , without inscription | 136 | 1 | Z9 | 6
3ZY1121-2BA00 |  | removable terminal block 2-pole, push-in terminals up to maximal 2 x 1.5 mm2 for SIRIUS devices in industrial DIN-rail enclosure , without inscription | 136 | 1 | Z9 | 6
3ZY1122-1BA00 |  | removable terminal block 2-pole, screw terminals up to maximum 2 x 2.5 mm2 or 1 x 4 mm2, for SIRIUS devices in industrial DIN-rail enclosure , without inscription | 163 | 1 | Z9 | 6
3ZY1122-2BA00 |  | removable terminal block 2-pole, push-in terminals up to maximum 1 x 4 mm2 or 2 x 1.5 mm2, (in shared end sleeve), for SIRIUS devices in industrial DIN-rail enclosure , without inscription | 163 | 1 | Z9 | 6
3ZY1131-1BA00 |  | removable terminal block 3-pole, screw terminals up to maximal 2 x 1.5 mm2 or 1 x 2.5 mm2, for SIRIUS devices in industrial DIN-rail enclosure , without inscription | 179 | 1 | Z9 | 6
3ZY1131-2BA00 |  | removable terminal block 3-pole, push-in terminals up to maximal 2 x 1.5 mm2 for SIRIUS devices in industrial DIN-rail enclosure , without inscription | 179 | 1 | Z9 | 6
3ZY1141-1BA00 |  | removable terminal block 4-pole, screw terminals up to maximal 2 x 1.5 mm2 or 1 x 2.5 mm2, for SIRIUS devices in industrial DIN-rail enclosure , without inscription | 218 | 1 | Z9 | 6
3ZY1141-2BA00 |  | removable terminal block 4-pole, push-in terminals up to maximal 2 x 1.5 mm2 for SIRIUS devices in industrial DIN-rail enclosure , without inscription | 218 | 1 | Z9 | 6
3ZY1210-2AA00 |  | Device connector for height adjustment Width 22.5 mm for connection of SIRIUS devices in industrial standard mounting rail enclosure | 136 | 1 | Z9 | 1
3ZY1212-0FA01 |  | Device termination connector set for 3SK1 safety relay Width > 45 mm for electrical connection of SIRIUS devices in industrial standard mounting rail enclosure | 649 | 1 | Z9 | 1
3ZY1212-1BA00 |  | Device connector for 3SK1 safety relay Width 17.5 mm for electrical connection of SIRIUS devices in industrial standard mounting rail enclosure | 531 | 1 | Z9 | 1
3ZY1212-2AB00 |  | Device connector for signal loop-through Width 22.5 mm for electrical connection of SIRIUS devices in industrial standard mounting rail enclosure | 490 | 1 | Z9 | 1
3ZY1212-2BA00 |  | Device connector for 3SK1 safety relay Width 22.5 mm for electrical connection of SIRIUS devices in industrial standard mounting rail enclosure | 531 | 1 | Z9 | 1
3ZY1212-2DA00 |  | Device termination connector for 3SK1 safety relay Width 22.5 mm for electrical connection of SIRIUS devices in industrial standard mounting rail enclosure | 574 | 1 | Z9 | 1
3ZY1212-2EA00 |  | Device connector for 3RM1 motor starter Width 22.5 mm for electrical connection of SIRIUS devices in industrial standard mounting rail enclosure | 531 | 1 | Z9 | 1
3ZY1212-2FA00 |  | Device termination connector for 3RM1 motor starter Width 22.5 mm for electrical connection of SIRIUS devices in industrial standard mounting rail enclosure | 574 | 1 | Z9 | 1
3ZY1212-2GA00 |  | Device connector for 3SK2 safety relay Width 22.5 mm for electrical connection of SIRIUS devices in industrial standard mounting rail enclosure | 531 | 1 | Z9 | 1
3ZY1212-4GA01 |  | Device connector set for 3SK2 safety relay Width 45 mm for electrical connection of SIRIUS devices in industrial standard mounting rail enclosure | 649 | 1 | Z9 | 1
3ZY1311-0AA00 |  | Push-in lugs for wall mounting of SIRIUS devices in industrial standard mounting rail enclosure | 33 | 1 | Z9 | 10
3ZY1321-1AA00 |  | Sealable cover 17.5 mm, For SIRIUS devices in industrial standard mounting rail enclosure with cutout at the bottom | 98.4 | 1 | Z9 | 5
3ZY1321-2AA00 |  | Sealable cover 22.5 mm, For SIRIUS devices in industrial standard mounting rail enclosure with cutout at the bottom | 98.4 | 1 | Z9 | 5
3ZY1440-1AA00 |  | Coding pins for removable terminals of the SIRIUS devices in industrial standard mounting rail enclosure | 13.6 | 1 | Z9 | 12
3ZY1450-1AA00 |  | hinged cover 17.5 mm, for SIRIUS devices in industrial DIN-rail enclosure in titanium gray , without inscription | 152 | 1 | Z9 | 5
3ZY1450-1AB00 |  | hinged cover 22.5 mm, for SIRIUS devices in industrial DIN-rail enclosure in titanium gray , without inscription | 152 | 1 | Z9 | 5
3ZY1450-1BA00 |  | hinged cover 17.5 mm, for SIRIUS devices in industrial DIN-rail enclosure in yellow , without inscription | 152 | 1 | Z9 | 5
3ZY1450-1BB00 |  | hinged cover 22.5 mm, for SIRIUS devices in industrial DIN-rail enclosure in yellow , without inscription | 152 | 1 | Z9 | 5
3ZY1450-1BC00 |  | hinged cover 45.0 mm, for SIRIUS devices in industrial DIN-rail enclosure in yellow , without inscription | 175 | 1 | Z9 | 5
4AC2402 |  | Power supply unit for permanent load Primary 85..265 V AC, 85..300 V DC Secondary 24 V DC +-5% Overall width 2MW Short-circuit and overload protection | 4310 | 1 | ZN | 1
4AC3208-0 |  | bell transformer, 8 VA, primary 230-240 V AC, 50 Hz, secondary 8 V AC with PTC fuse, 2MW++ | 1590 | 1 | ZN | 1
4AC3208-1 |  | bell transformer, 8 VA, primary 230-240 V AC, 50 Hz, secondary 8 V, 12 V AC with PTC fuse, 2MW++ | 2070 | 1 | ZN | 1
4AC3214-0 |  | bell transformer, 14 VA, primary 230-240 V AC, 50 Hz, secondary 8 V, 12 V, 24 V AC with PTC fuse, 2MW++ | 1680 | 1 | ZN | 1
4AC3218-0 |  | bell transformer, 18 VA, primary 230-240 V AC, 50 Hz, secondary 8 V, 12 V AC with PTC fuse, 2MW++ | 1790 | 1 | ZN | 1
4AC3716-0 |  | safety transformer, 16 VA, primary 230 V AC, 50 Hz, secondary 8 V AC with PTC fuse, 2MW++ | 1900 | 1 | ZN | 1
4AC3724-0 |  | safety transformer, 24 VA, primary 230 V AC, 50 Hz, secondary 8 V, 12 V AC with PTC fuse, 3MW++ | 2180 | 1 | ZN | 1
4AC3740-0 |  | safety transformer, 40 VA, primary 230 V AC, 50 Hz, secondary 2x 12 V/24 V AC with PTC fuse, 5 MW++ | 4170 | 1 | ZN | 1
4AC3740-1 |  | safety transformer, 40 VA, primary 230 V AC, 50 Hz, secondary 12 V, 16 V, 24 V, 32 V AC with PTC fuse, 5 MW++ | 3180 | 1 | ZN | 1
4AC3763-0 |  | safety transformer, 63 VA, primary 230 V AC, 50 Hz, secondary 2x 12 V/24 V AC with PTC fuse, 5 MW++ | 4920 | 1 | ZN | 1
4NC5112-0CB21 |  | current transformer 50/1 A, 1.2 VA, Cl. 1.0 | 2480 | 1 | ZN | 1
4NC5112-2CB21 |  | current transformer 50/5 A, 1.2 VA, Cl. 1.0 | 2240 | 1 | ZN | 1
4NC5113-0CB21 |  | current transformer 60/1 A, 1.2 VA, Cl. 1.0 | 2480 | 1 | ZN | 1
4NC5113-2CB21 |  | current transformer 60/5 A, 1.2 VA, Cl. 1.0 | 2240 | 1 | ZN | 1
4NC5115-0CC21 |  | current transformer 75/1 A, 2.5 VA, Cl. 1.0 | 2480 | 1 | ZN | 1
4NC5115-2CC21 |  | current transformer 75/5 A, 2.5 VA, Cl. 1.0 | 2240 | 1 | ZN | 1
4NC5117-0CC21 |  | current transformer 100/1 A, 2.5 VA, Cl. 1.0 | 2480 | 1 | ZN | 1
4NC5117-0DA21 |  | current transformer 100/1 A, 1 VA, Cl. 0.5 | 2630 | 1 | ZN | 1
4NC5117-2CC21 |  | current transformer 100/5 A, 2.5 VA, Cl. 1.0 | 2240 | 1 | ZN | 1
4NC5117-2DA21 |  | current transformer 100/5 A, 1.0 VA, Cl. 0.5 | 2600 | 1 | ZN | 1
4NC5121-0CC21 |  | current transformer 150/1 A, 2.5 VA, Cl. 1.0 | 2480 | 1 | ZN | 1
4NC5121-0DC21 |  | current transformer 150/1 A, 2.5 VA, Cl. 0.5 | 2630 | 1 | ZN | 1
4NC5121-2CC21 |  | current transformer 150/5 A, 2.5 VA, Cl. 1.0 | 2240 | 1 | ZN | 1
4NC5121-2DC21 |  | current transformer 150/5 A, 2.5 VA, Cl. 0.5 | 2600 | 1 | ZN | 1
4NC5121-2FA21 |  | current transformer 150/5 A, 1.0 VA, Cl. 0.2 s | 2630 | 1 | ZN | 1
4NC5122-0CE21 |  | current transformer 200/1 A, 5 VA, Cl. 1.0 | 2480 | 1 | ZN | 1
4NC5122-0DE21 |  | current transformer 200/1 A, 5 VA, Cl. 0.5 | 2630 | 1 | ZN | 1
4NC5122-2CE21 |  | current transformer 200/5 A, 5 VA, Cl. 1.0 | 2240 | 1 | ZN | 1
4NC5122-2DE21 |  | current transformer 200/5 A, 5 VA, Cl. 0.5 | 2600 | 1 | ZN | 1
4NC5122-2FC21 |  | current transformer 200/5 A, 2.5 VA, Cl. 0.2 s | 2630 | 1 | ZN | 1
4NC5123-0CE21 |  | current transformer 250/1 A, 5 VA, Cl. 1.0 | 2480 | 1 | ZN | 1
4NC5123-0DE21 |  | current transformer 250/1 A, 5 VA, Cl. 0.5 | 2630 | 1 | ZN | 1
4NC5123-2CE21 |  | current transformer 250/5 A, 5 VA, Cl. 1.0 | 2240 | 1 | ZN | 1
4NC5123-2DE21 |  | current transformer 250/5 A, 5 VA, Cl. 0.5 | 2600 | 1 | ZN | 1
4NC5123-2FC21 |  | current transformer 250/5 A, 2.5 VA, Cl. 0.2 s | 2480 | 1 | ZN | 1
4NC5124-2FE21 |  | current transformer 300/5 A, 5 VA, Cl. 0.2 s | 2480 | 1 | ZN | 1
4NC5125-2FE21 |  | current transformer 400/5 A, 5 VA, Cl. 0.2 s | 2480 | 1 | ZN | 1
4NC5126-2FE21 |  | current transformer 500/5 A, 5 VA, Cl. 0.2 s | 2480 | 1 | ZN | 1
4NC5222-0CE21 |  | current transformer 200/1 A, 5 VA, Cl. 1.0 | 2480 | 1 | ZN | 1
4NC5222-0DE21 |  | current transformer 200/1 A, 5 VA, Cl. 0.5 | 2680 | 1 | ZN | 1
4NC5222-2CE21 |  | current transformer 200/5 A, 5 VA, Cl. 1.0 | 2240 | 1 | ZN | 1
4NC5222-2DE21 |  | current transformer 200/5 A, 5 VA, Cl. 0.5 | 2600 | 1 | ZN | 1
4NC5223-0CE21 |  | current transformer 250/1 A, 5 VA, Cl. 1.0 | 2480 | 1 | ZN | 1
4NC5223-0DE21 |  | current transformer 250/1 A, 5 VA, Cl. 0.5 | 2680 | 1 | ZN | 1
4NC5223-2CE21 |  | current transformer 250/5 A, 5 VA, Cl. 1.0 | 2240 | 1 | ZN | 1
4NC5223-2DE21 |  | current transformer 250/5 A, 5 VA, Cl. 0.5 | 2600 | 1 | ZN | 1
4NC5224-0CE21 |  | current transformer 300/1 A, 5 VA, Cl. 1.0 | 2480 | 1 | ZN | 1
4NC5224-0DE21 |  | current transformer 300/1 A, 5 VA, Cl. 0.5 | 2680 | 1 | ZN | 1
4NC5224-2CE21 |  | current transformer 300/5 A, 5 VA, Cl. 1.0 | 2240 | 1 | ZN | 1
4NC5224-2DE21 |  | current transformer 300/5 A, 5 VA, Cl. 0.5 | 2600 | 1 | ZN | 1
4NC5225-0CE21 |  | current transformer 400/1 A, 5 VA, Cl. 1.0 | 2480 | 1 | ZN | 1
4NC5225-0DE21 |  | current transformer 400/1 A, 5 VA, Cl. 0.5 | 2680 | 1 | ZN | 1
4NC5225-2CE21 |  | current transformer 400/5 A, 5 VA, Cl. 1.0 | 2240 | 1 | ZN | 1
4NC5225-2DE21 |  | current transformer 400/5 A, 5 VA, Cl. 0.5 | 2600 | 1 | ZN | 1
4NC5227-2FE21 |  | current transformer 600/5 A, 5 VA, Cl. 0.2 s | 2630 | 1 | ZN | 1
4NC5228-2FE21 |  | current transformer 700/5 A, 5 VA, Cl. 0.2 s | 2630 | 1 | ZN | 1
4NC5231-2FE21 |  | current transformer 800/5 A, 5 VA, Cl. 0.2 s | 2630 | 1 | ZN | 1
4NC5232-2FE21 |  | current transformer 1000/5 A 5 VA, Cl. 0.2 s | 2630 | 1 | ZN | 1
4NC5325-0CE21 |  | current transformer 400/1 A, 5 VA, Cl. 1.0 | 2860 | 1 | ZN | 1
4NC5325-0DE21 |  | current transformer 400/1 A, 5 VA, Cl. 0.5 | 3290 | 1 | ZN | 1
4NC5325-2CE21 |  | current transformer 400/5 A, 5 VA, Cl. 1.0 | 2630 | 1 | ZN | 1
4NC5325-2DE21 |  | current transformer 400/5 A, 5 VA, Cl. 0.5 | 2630 | 1 | ZN | 1
4NC5326-0CE21 |  | current transformer 500/1 A, 5 VA, Cl. 1.0 | 2860 | 1 | ZN | 1
4NC5326-0DE21 |  | current transformer 500/1 A, 5 VA, Cl. 0.5 | 3290 | 1 | ZN | 1
4NC5326-2CE21 |  | current transformer 500/5 A, 5 VA, Cl. 1.0 | 2630 | 1 | ZN | 1
4NC5326-2DE21 |  | current transformer 500/5 A, 5 VA, Cl. 0.5 | 2630 | 1 | ZN | 1
4NC5327-0CE21 |  | current transformer 600/1 A, 5 VA, Cl. 1.0 | 2860 | 1 | ZN | 1
4NC5327-0DE21 |  | current transformer 600/1 A, 5 VA, Cl. 0.5 | 3290 | 1 | ZN | 1
4NC5327-2CE21 |  | current transformer 600/5 A, 5 VA, Cl. 1.0 | 2630 | 1 | ZN | 1
4NC5327-2DE21 |  | current transformer 600/5 A, 5 VA, Cl. 0.5 | 2630 | 1 | ZN | 1
4NC5330-0CE21 |  | current transformer 750/1 A, 5 VA, Cl. 1.0 | 2860 | 1 | ZN | 1
4NC5330-0DE21 |  | current transformer 750/1 A, 5 VA, Cl. 0.5 | 3290 | 1 | ZN | 1
4NC5330-2CE21 |  | current transformer 750/5 A, 5 VA, Cl. 1.0 | 2630 | 1 | ZN | 1
4NC5330-2DE21 |  | current transformer 750/5 A, 5 VA, Cl. 0.5 | 2630 | 1 | ZN | 1
4NC5331-2DE21 |  | current transformer 800/5 A, 5 VA, Cl. 0.5 | 2630 | 1 | ZN | 1
4NC5431-0CH21 |  | current transformer 800/1 A, 10 VA, Cl. 1.0 | 4130 | 1 | ZN | 1
4NC5431-0DH21 |  | current transformer 800 A/1 A, 10 VA, Cl. 0.5 | 4180 | 1 | ZN | 1
4NC5431-2CH21 |  | current transformer 800/5 A, 10 VA, Cl. 1.0 | 3810 | 1 | ZN | 1
4NC5431-2DH21 |  | current transformer 800/5 A, 10 VA, Cl. 0.5 | 3890 | 1 | ZN | 1
4NC5432-0CH21 |  | current transformer 1000/1 A, 10 VA, Cl. 1.0 | 4420 | 1 | ZN | 1
4NC5432-0DH21 |  | current transformer 1000/1 A, 10 VA, Cl. 0.5 | 4680 | 1 | ZN | 1
4NC5432-2CH21 |  | current transformer 1000/5 A, 10 VA, Cl. 1.0 | 3810 | 1 | ZN | 1
4NC5432-2DH21 |  | current transformer 1000/5 A, 10 VA, Cl. 0.5 | 3890 | 1 | ZN | 1
4NC5433-0DH21 |  | current transformer 1200/1 A 10 VA, Cl. 1.0 | 5120 | 1 | ZN | 1
4NC5433-2DH21 |  | current transformer 1200/5 A, 10 VA, Cl. 0.5 | 3890 | 1 | ZN | 1
4NC5434-0CH21 |  | current transformer 1250/1 A, 10 VA, Cl. 1.0 | 4600 | 1 | ZN | 1
4NC5434-2CH21 |  | current transformer 1250/5 A, 10 VA, Cl. 1.0 | 3990 | 1 | ZN | 1
4NC5435-0CH21 |  | current transformer 1500/1 A, 10 VA, Cl. 1.0 | 4780 | 1 | ZN | 1
4NC5435-0DH21 |  | current transformer 1500 A/1 A, 10 VA, Cl. 0.5 | 5260 | 1 | ZN | 1
4NC5435-2CH21 |  | current transformer 1500/5 A, 10 VA, Cl. 1.0 | 4100 | 1 | ZN | 1
4NC5435-2DH21 |  | current transformer 1500/5 A, 10 VA, Cl. 0.5 | 3890 | 1 | ZN | 1
4NC5436-2DK21 |  | current transformer 1600/5 A, 15 VA, Cl. 0.5 | 3890 | 1 | ZN | 1
4NC5438-0CJ21 |  | current transformer 2000/1 A, 12.5 VA, Cl. 1.0 | 5100 | 1 | ZN | 1
4NC5438-2CJ21 |  | current transformer 2000/5 A, 12.5 VA, Cl. 1.0 | 4100 | 1 | ZN | 1
4NC5438-2DL21 |  | current transformer 2000/5 A, 20 VA, Cl. 0.5 | 5150 | 1 | ZN | 1
4NC5440-0CJ21 |  | current transformer 2500/1 A, 12.5 VA, Cl. 1.0 | 5600 | 1 | ZN | 1
4NC5440-2CJ21 |  | current transformer 2500/5 A, 12.5 VA, Cl. 1.0 | 4990 | 1 | ZN | 1
4NC5440-2DM21 |  | current transformer 2500/5 A, 25 VA, Cl. 0.5 | 5330 | 1 | ZN | 1
4NC5441-2CN21 |  | current transformer 3000/5 A, 30 VA, Cl. 1.0 | 5310 | 1 | ZN | 1
4NC5441-2DN21 |  | current transformer 3000/5 A, 30 VA, Cl. 0.5 | 5330 | 1 | ZN | 1
4NC5923-5LT21 |  | Accessory H-rail mounting for 4NC51 | 125 | 1 | ZN | 1
4NC5925-5LT21 |  | Accessory H-rail mounting for 4NC52 | 158 | 1 | ZN | 1
4NC5930-5LT21 |  | Accessory H-rail mounting for 4NC53 | 179 | 1 | ZN | 1
4NC5940-5LT21 |  | Accessory H-rail mounting for 4NC54 | 179 | 1 | ZN | 1
5SA211 |  | DIAZED fuse link 500 V Slow-response, TNDZ, E16, 2A | 193 | 1 | ZN | 10
5SA221 |  | DIAZED fuse link 500 V Slow-response, TNDZ, E16, 4A | 193 | 1 | ZN | 10
5SA231 |  | DIAZED fuse link 500 V Slow-response, TNDZ, E16, 6A | 193 | 1 | ZN | 10
5SA251 |  | DIAZED fuse link 500 V Slow-response, TNDZ, E16, 10A | 193 | 1 | ZN | 10
5SB211 |  | DIAZED fuse link 500 V for cable and line protection gG, Size DII, E27, 2A | 79 | 1 | ZN | 25
5SB221 |  | DIAZED fuse link 500 V for cable and line protection gG, size DII, E27, 4 A | 79 | 1 | ZN | 25
5SB231 |  | DIAZED fuse link 500 V for cable and line protection gG, Size DII, E27, 6A | 79 | 1 | ZN | 25
5SB251 |  | DIAZED fuse link 500 V for cable and line protection gG, Size DII, E27, 10A | 56.1 | 1 | ZN | 25
5SC211 |  | DIAZED fuse link 500 V for cable and line protection gG, size DIVH, R1 1/4", 80A | 1480 | 1 | ZN | 3
5SC221 |  | DIAZED fuse link 500 V for cable and line protection gG, size DIVH, R1 1/4", 100A | 1480 | 1 | ZN | 3
5SD420 |  | SILIZED fuse link 500 V for semiconductor protection Quick-acting, Size DII, E27, 16A | 161 | 1 | ZN | 5
5SD430 |  | SILIZED fuse link 500 V for semiconductor protection Quick-acting, Size DII, E27, 20A | 174 | 1 | ZN | 5
5SD440 |  | SILIZED fuse link 500 V for semiconductor protection Quick-acting, Size DII, E27, 25A | 180 | 1 | ZN | 5
5SD450 |  | SILIZED fuse link 500 V for semiconductor protection Quick-acting, size DIII, E33, 35A | 242 | 1 | ZN | 5
5SD460 |  | SILIZED fuse link 500 V for semiconductor protection Quick-acting, size DIII, E33, 50A | 300 | 1 | ZN | 5
5SD470 |  | SILIZED fuse link 500 V for semiconductor protection Quick-acting, size DIII, E33, 63A | 339 | 1 | ZN | 5
5SD480 |  | SILIZED fuse link 500 V for semiconductor protection Quick-acting, size DII, E27, 30A | 187 | 1 | ZN | 5
5SD510 |  | SILIZED fuse link 500 V for semiconductor protection Quick-acting, size DIVH, R1 1/4", 80A | 925 | 1 | ZN | 3
5SD520 |  | SILIZED fuse link 500 V for semiconductor protection Quick-acting, size DIVH, R1 1/4", 100A | 1030 | 1 | ZN | 3
5SD601 |  | DIAZED fuse link 750 V DC rail system protection Quick-response characteristic size DIII, E33, 2A | 829 | 1 | ZN | 5
5SD602 |  | DIAZED fuse link 750 V DC rail system protection Quick-response characteristic size DIII, E33, 4A | 829 | 1 | ZN | 5
5SD603 |  | DIAZED fuse link 750 V DC rail system protection Quick-response characteristic size DIII, E33, 6A | 829 | 1 | ZN | 5
5SD604 |  | DIAZED fuse link 750 V DC rail system protection Quick-response characteristic size DIII, E33, 10A | 795 | 1 | ZN | 5
5SD605 |  | DIAZED fuse link 750 V DC rail system protection Quick-response characteristic size DIII, E33, 16A | 883 | 1 | ZN | 5
5SD606 |  | DIAZED fuse link 750 V DC rail system protection Quick-response characteristic size DIII, E33, 20A | 985 | 1 | ZN | 5
5SD607 |  | DIAZED fuse link 750 V DC rail system protection Quick-response characteristic size DIII, E33, 25A | 1040 | 1 | ZN | 5
5SD608 |  | DIAZED fuse link 750 V DC rail system protection Quick-response characteristic size DIII, E33, 35A | 1150 | 1 | ZN | 5
5SD610 |  | DIAZED fuse link 750 V DC rail system protection Quick-response characteristic size DIII, E33, 50A | 1610 | 1 | ZN | 5
5SD611 |  | DIAZED fuse link 750 V DC rail system protection Quick-response characteristic size DIII, E33, 63A | 1820 | 1 | ZN | 5
5SD7411-2 |  | lightning arrester type 1, 1-pole, for 2-wire networks (L, pen), Uc 800 V AC, with remote signaling, no modular installation device | 19700 | 1 | ZN | 1
5SD7412-1 |  | lightning arrester type 1, requirement class B, Uc 350 V, protective modules, plug-in, 2-pole, 1+1 circuit for TN-S and TT systems, with remote display | 21700 | 1 | ZN | 1
5SD7412-1RC |  | SPD Type 1, 2P 1+1 FM UN 240/415V, UC 350V a.c. 1+1 CIRCUIT | 4550 | 1 | ZG | 1
5SD7412-2 |  | lightning arrester type 1, 12.5 kA, lightning protection level III and IV, for 3-wire networks (L, N, PE), Uc 335/264 V AC, (L-N/N-PE), mechanical defect indication | 10900 | 1 | ZN | 1
5SD7413-1 |  | lightning arrester type 1, requirement class B, Uc 350 V, protective modules, plug-in, 3-pole, 3+0 circuit for TNC systems, with remote display | 28900 | 1 | ZN | 1
5SD7413-2 |  | lightning arrester type 1/type 2, Un 240/400 V, Uc 335 V AC, protective modules, plug-in, 3+0 circuit (TN-C), width 54 mm | 13300 | 1 | ZN | 1
5SD7413-3 |  | lightning arrester type 1/type 2, Un 240/400 V, Uc 335 V AC, protective modules, plug-in, 3+0 circuit (TN-C), width 54 mm with remote signaling, | 15100 | 1 | ZN | 1
5SD7414-1 |  | lightning arrester type 1, requirement class B, Uc 350 V, protective modules, plug-in, 4-pole, 3+1 circuit for TN-S and TT systems, with remote display | 36800 | 1 | ZN | 1
5SD7414-1RC |  | SPD Type 1, 4P 3+1 FM UN 240/415V, UC 350V a.c. 3+1 CIRCUIT | 8920 | 1 | ZG | 1
5SD7414-2 |  | lightning arrester type 1/type 2, Un 240/400 V, Uc 335/264 V AC, protective modules, plug-in, 3+1 circuit (TN-S, TT), width 72 mm | 20200 | 1 | ZN | 1
5SD7414-3 |  | lightning arrester type 1/type 2, Un 240/400 V, Uc 335/264 V AC, protective modules, plug-in, 3+1 circuit (TN-S, TT), width 72 mm, with remote signaling, | 22300 | 1 | ZN | 1
5SD7418-0 |  | plug connector type 1 N-PE requirement class B, Uc 350 V 1-pole for 5SD744... combination surge arrester and 5SD741 lightning arrester | 8520 | 1 | ZN | 1
5SD7418-1 |  | plug connector type 1 L-N requirement class B, Uc 350 V 1-pole for 5SD741 lightning arrester | 7770 | 1 | ZN | 1
5SD7418-2 |  | plug connector T1/T2, N-PE, rated voltage Un 240 V AC Uc 264 V AC, IIMP 50 kA, only for 5SD7414-2 (3) | 5230 | 1 | ZN | 1
5SD7418-3 |  | plug connector T1/T2, L-N, rated voltage Un 240 V AC Uc 335 V AC, IIMP 12.5 kA, only for 5SD7413-2 (3) and 5SD7414-2 (3) | 4510 | 1 | ZN | 1
5SD7422-0 |  | surge arrester type, 2, requirement class C, Uc 350 V, protective modules, plug-in, 2-pole, 1+1 circuit for TN-S and TT systems, narrow design | 6580 | 1 | ZN | 1
5SD7422-1 |  | surge arrester type, 2, requirement class C, Uc 350 V, protective modules, plug-in, 2-pole, 1+1 circuit for TN-S and TT systems, with FRN display, narrow design | 7330 | 1 | ZN | 1
5SD7424-0 |  | surge arrester type, 2, requirement class C, Uc 350 V, protective modules, plug-in, 4-pole, 3+1 circuit for TN-S and TT systems, narrow design | 12500 | 1 | ZN | 1
5SD7424-1 |  | surge arrester type, 2, requirement class C, Uc 350 V, protective modules, plug-in, 4-pole, 3+1 circuit for TN-S and TT systems, with FRN display, narrow design | 14500 | 1 | ZN | 1
5SD7424-2 |  | surge arrester type, 2, Un 240/400 V, Uc 350/264 V AC, protective modules, plug-in, 3+1 circuit (TN-S, TT), width 49.2 mm | 13300 | 1 | ZN | 1
5SD7424-3 |  | surge arrester type, 2, Un 240/400 V, Uc 350/264 V AC, protective modules, plug-in, 3+1 circuit (TN-S, TT), width 49.2 mm | 15400 | 1 | ZN | 1
5SD7428-0 |  | plug connector type 2 N-PE requirement class C, Uc 260 V 1-pole, narrow design for surge arrester 5SD742...and combination surge arrester 5SD744. | 2990 | 1 | ZN | 1
5SD7428-1 |  | plug connector type 2 L-N requirement class C, Uc 350 V 1-pole, narrow design for surge arrester 5SD742...and combination surge arrester 5SD744. | 2390 | 1 | ZN | 1
5SD7428-2 |  | plug connector type 2 N-PE Uc 264 V AC, In 40 kA, only for 5SD7424-2 (3) | 3860 | 1 | ZN | 1
5SD7432-5 |  | SPD type 3, Un=24 V AC/34 V DC, Uc=34 V AC/DC, UOC =2 kV, 2-pole, with remote signaling, width 17.7 mm | 4370 | 1 | ZN | 1
5SD7432-7 |  | SPD type 3, Un=240 V AC/DC, 264 V AC/240 V DC, UOC =6 kV, 2-pole, with remote signaling, width 17.7 mm | 4370 | 1 | ZN | 1
5SD7442-1 |  | combination arrester type 1+2 requirement class B+C, Uc 350 V, protective modules, plug-in, 2-pole, 1+1 circuit for TN-S and TT systems, with remote display | 23400 | 1 | ZN | 1
5SD7443-1 |  | combination arrester type 1+2 requirement class B+C, Uc 350 V, protective modules, plug-in, 3-pole, 3+0 circuit for TNC systems, with remote display | 31100 | 1 | ZN | 1
5SD7444-1 |  | combination arrester type 1+2 requirement class B+C, Uc 350 V, protective modules, plug-in, 4-pole, 3+1 circuit for TN-S and TT systems, with remote display | 39500 | 1 | ZN | 1
5SD7448-1 |  | plug connector type 1 L-N requirement class B, Uc 350 V 1-pole for 5SD744 combination surge arrester | 8520 | 1 | ZN | 1
5SD7461-0 |  | surge arrester type, 2, requirement class C, Uc 350 V, protective modules, plug-in, 1-pole, L-N circuit | 2770 | 1 | ZN | 1
5SD7461-0RC |  | SURGE ARRESTER TYPE 2 UN 240/415V, UC 335V a.c. 1+0 CIRCUIT | 655 | 1 | ZG | 1
5SD7461-1 |  | surge arrester type, 2, requirement class C, Uc 350 V, protective modules, plug-in, 1-pole, L-N circuit, with remote display | 3560 | 1 | ZN | 1
5SD7463-0 |  | surge arrester type, 2, requirement class C, Uc 350 V, protective modules, plug-in, 3-pole, 3+0 circuit for TNC systems, | 8070 | 1 | ZN | 1
5SD7463-1 |  | surge arrester type, 2, requirement class C, Uc 350 V, protective modules, plug-in, 3-pole, 3+0 circuit for TNC systems, with remote display | 10200 | 1 | ZN | 1
5SD7464-0 |  | surge arrester type, 2, requirement class C, Uc 350 V, protective modules, plug-in, 4-pole, 3+1 circuit for TN-S and TT systems, | 11400 | 1 | ZN | 1
5SD7464-0RC |  | SURGE ARRESTER TYPE 2 UN 240/415V, UC 335V a.c. 3+1 CIRCUIT | 2110 | 1 | ZG | 1
5SD7464-1 |  | surge arrester type, 2, requirement class C, Uc 350 V, protective modules, plug-in, 4-pole, 3+1 circuit for TN-S and TT systems, with remote display | 13200 | 1 | ZN | 1
5SD7468-1 |  | plug connector type 2 L-N requirement class C, Uc 350 V 1-pole for surge arrester 5SD746. | 2390 | 1 | ZN | 1
5SD7473-1 |  | surge arrester type, 2, Uc 600 V AC, protective modules, plug-in, 3-pole, 3+0 circuit for IT systems without supplied N-conductor with remote signaling contact | 12500 | 1 | ZN | 1
5SD7481-0 |  | surge arrester type, 2, requirement class C, Uc 260 V, protective modules, plug-in, 1-pole, N-PE circuit | 3560 | 1 | ZN | 1
5SD7481-1 |  | surge arrester, type 2, protective modules, plug-in, Uc 800 V AC, 1-pole, varistor connected in series and gas-filled spark gap, with remote signaling, | 8190 | 1 | ZN | 1
5SD7483-5 |  | surge arrester, type 2, protective modules, plug-in, Uc 750 V AC, 3-pole, for 4-wire networks (L1, L2, L3, pen), with remote signaling, | 10900 | 1 | ZN | 1
5SD7483-6RC |  | SPD Type 2, 3P fuer PV UCPV 1170V d.c. 2+V CIRCUIT | 1380 | 1 | ZG | 1
5SD7488-0 |  | plug connector type 2 N-PE requirement class C, Uc 260 V 1-pole for surge arrester 5SD746..., 5SD747..., 5SD7481-0 | 2990 | 1 | ZN | 1
5SD7488-2 |  | plug connector type 2, Uc 750 V AC, for 5SD7481-1 and 5SD7483-5 | 2420 | 1 | ZN | 1
5SD7488-4 |  | Plug-in part for 5SD7481-1 | 3620 | 1 | ZN | 1
5SD7490-5 |  | Assembly set for 3 units Lightning arrester 5SD74112 | 490 | 1 | ZN | 1
5SD7498-3 |  | Plug-in part T1/T2 for 5SD7483-6 and 5SD7483-7 | 2280 | 1 | ZN | 1
5SD7581-3 |  | overvoltage protection for Ethernet interfaces up to 10 Gbps, including PoE | 8910 | 1 | ZN | 1
5SD8002 |  | DIAZED fuse link 690 V for cable and line protection Operating class gG Size DIII, E33, 2A | 1110 | 1 | ZN | 5
5SD8004 |  | DIAZED fuse link 690 V for cable and line protection Operating class gG Size DIII, E33, 4 A | 1110 | 1 | ZN | 5
5SD8006 |  | DIAZED fuse link 690 V for cable and line protection Operating class gG Size DIII, E33, 6A | 1110 | 1 | ZN | 5
5SD8010 |  | DIAZED fuse link 690 V for cable and line protection Operating class gG Size DIII, E33, 10 A | 1250 | 1 | ZN | 5
5SD8016 |  | DIAZED fuse link 690 V for cable and line protection Operating class gG Size DIII, E33, 16A | 1250 | 1 | ZN | 5
5SD8020 |  | DIAZED fuse link 690 V for cable and line protection Operating class gG Size DIII, E33, 20A | 1370 | 1 | ZN | 5
5SD8025 |  | DIAZED fuse link 690 V for cable and line protection Operating class gG Size DIII, E33, 25A | 1490 | 1 | ZN | 5
5SD8035 |  | DIAZED fuse link 690 V for cable and line protection Operating class gG Size DIII, E33, 35A | 1630 | 1 | ZN | 5
5SD8050 |  | DIAZED fuse link 690 V for cable and line protection Operating class gG Size DIII, E33, 50 A | 2210 | 1 | ZN | 5
5SD8063 |  | DIAZED fuse link 690 V for cable and line protection Operating class gG Size DIII, E33, 63A | 2430 | 1 | ZN | 5
5SE1310 |  | NEOZED fuse-link, D01, 10 A, gR, Un AC: 400 V, Un DC: 250 V, SILIZED | 185 | 1 | ZN | 10
5SE1316 |  | NEOZED fuse-link, D01, 16 A, gR, Un AC: 400 V, Un DC: 250 V, SILIZED | 192 | 1 | ZN | 10
5SE1320 |  | NEOZED fuse-link, D02, 20 A, gR, Un AC: 400 V, Un DC: 250 V, SILIZED | 224 | 1 | ZN | 10
5SE1325 |  | NEOZED fuse-link, D02, 25 A, gR, Un AC: 400 V, Un DC: 250 V, SILIZED | 250 | 1 | ZN | 10
5SE1335 |  | NEOZED fuse-link, D02, 35 A, gR, Un AC: 400 V, Un DC: 250 V, SILIZED | 323 | 1 | ZN | 10
5SE1350 |  | NEOZED fuse-link, D02, 50 A, gR, Un AC: 400 V, Un DC: 250 V, SILIZED | 347 | 1 | ZN | 10
5SE1363 |  | NEOZED fuse-link, D02, 63 A, gR, Un AC: 400 V, Un DC: 250 V, SILIZED | 373 | 1 | ZN | 10
5SE2013-2A |  | NEOZED fuse-link, D01, 13 A, gG, Un AC: 400 V, Un DC: 250 V, with tin-coated contact-caps | 57 | 1 | ZN | 10
5SE2280 |  | NEOZED fuse-link, D03, 80 A, gG, Un AC: 400 V, Un DC: 250 V | 575 | 1 | ZN | 10
5SE2300 |  | NEOZED fuse-link, D03, 100 A, gG, Un AC: 400 V, Un DC: 250 V | 575 | 1 | ZN | 10
5SE2302 |  | NEOZED fuse-link, D01, 2 A, gG, Un AC: 400 V, Un DC: 250 V, with tin-coated contact-caps | 74.6 | 1 | ZN | 10
5SE2304 |  | NEOZED fuse-link, D01, 4 A, gG, Un AC: 400 V, Un DC: 250 V, with tin-coated contact-caps | 74.6 | 1 | ZN | 10
5SE2306 |  | NEOZED fuse-link, D01, 6 A, gG, Un AC: 400 V, Un DC: 250 V, with tin-coated contact-caps | 74.6 | 1 | ZN | 10
5SE2310 |  | NEOZED fuse-link, D01, 10 A, gG, Un AC: 400 V, Un DC: 250 V, with tin-coated contact-caps | 56.1 | 1 | ZN | 10
5SE2316 |  | NEOZED fuse-link, D01, 16 A, gG, Un AC: 400 V, Un DC: 250 V, with tin-coated contact-caps | 56.1 | 1 | ZN | 10
5SE2320 |  | NEOZED fuse-link, D02, 20 A, gG, Un AC: 400 V, Un DC: 250 V, with tin-coated contact-caps | 67.8 | 1 | ZN | 10
5SE2325 |  | NEOZED fuse-link, D02, 25 A, gG, Un AC: 400 V, Un DC: 250 V, with tin-coated contact-caps | 67.8 | 1 | ZN | 10
5SE2332 |  | NEOZED fuse-link, D02, 32 A, gG, Un AC: 400 V, Un DC: 250 V, with tin-coated contact-caps | 94.1 | 1 | ZN | 10
5SE2335 |  | NEOZED fuse-link, D02, 35 A, gG, Un AC: 400 V, Un DC: 250 V, with tin-coated contact-caps | 94.1 | 1 | ZN | 10
5SE2340 |  | NEOZED fuse-link, D02, 40 A, gG, Un AC: 400 V, Un DC: 250 V, with silver-coated contact-caps | 94.1 | 1 | ZN | 10
5SE2350 |  | NEOZED fuse-link, D02, 50 A, gG, Un AC: 400 V, Un DC: 250 V, with silver-coated contact-caps | 94.1 | 1 | ZN | 10
5SE2363 |  | NEOZED fuse-link, D02, 63 A, gG, Un AC: 400 V, Un DC: 250 V, with silver-coated contact-caps | 94.1 | 1 | ZN | 10
5SF1005 |  | DIAZED base DII 25 A 500 V AC DC 500 V AC DC | 624 | 1 | ZN | 5
5SF1060 |  | DIAZED fuse base size DII Molded plastic, 1-pole touch-protected (BGV A2) Access: Double function terminal Outgoing feeder: Box terminal 25A 500 V AC | 746 | 1 | ZN | 3
5SF1205 |  | DIAZED base DIII 63 A 690 V AC 500 V DC Clamp terminal/saddle terminal | 809 | 1 | ZN | 5
5SF1260 |  | DIAZED fuse base Size III Molded plastic, 1-pole touch-protected (BGV A2) Access: Double function terminal Outgoing feeder: Box terminal 63 A 500 V AC | 912 | 1 | ZN | 3
5SF4230 |  | DIAZED base DIII 63A E33S 750 V AC/DC for inserts 5SD6 for screw mounting | 6490 | 1 | ZN | 1
5SF5068 |  | DIAZED fuse base Size DII Molded plastic, 3-pole touch-protected (BGV A2) Access: Double function terminal Outgoing feeder: Box terminal 25A 500 V AC | 2200 | 1 | ZN | 1
5SF5268 |  | DIAZED fuse base Size III Molded plastic, 3-pole touch-protected (BGV A2) Access: Double function terminal Outgoing feeder: Box terminal 63 A 500 V AC | 2730 | 1 | ZN | 1
5SF6015 |  | SR60 base DIAZED DII 3-pole 500 V AC DC for adaptor screw for 5/10 mm busbar thickness with clamp-type terminals | 1420 | 1 | ZN | 2
5SF6020 |  | DIAZED bar mounting bases SR60 3P, DII, 25A, 500V for 5/10 mm busbars Adapter screw design | 1880 | 1 | ZN | 4
5SF6215 |  | SR60 base DIAZED DIII 3-pole 690 V AC 500 V DC for Adapter screw for 5/10 mm busbar thickness with clamp-type terminals | 1770 | 1 | ZN | 2
5SF6220 |  | DIAZED bar mounting bases SR60 3P, DIII, 63 A, 500V for 5/10 mm busbars Adapter screw design | 2390 | 1 | ZN | 4
5SG1301 |  | NEOZED, fuse base, D01, 1-pole, 16 A, Un AC: 400 V, Un DC: 250 V with twofold frame terminal | 736 | 1 | ZN | 3
5SG1302 |  | NEOZED, fuse base, D01, 1-pole, 16 A, Un AC: 400 V, Un DC: 250 V without LED signal detector with frame terminal | 442 | 1 | ZN | 15
5SG1302-1 |  | NEOZED, fuse base, D01, 1-pole, 16 A, Un AC: 400 V, Un DC: 250 V with LED signal detector with frame terminal | 941 | 1 | ZN | 15
5SG1553 |  | NEOZED, fuse base, D01, 1-pole, 16 A, Un AC: 400 V, Un DC: 250 V incoming terminal: clamp-type terminal outgoing terminal: clamp-type terminal | 454 | 1 | ZN | 6
5SG1653 |  | NEOZED, fuse base, D02, 1-pole, 63 A, Un AC: 400 V, Un DC: 250 V Schellenklemme incoming terminal: saddle terminal outgoing terminal: | 600 | 1 | ZN | 6
5SG1693 |  | NEOZED, fuse base, D02, 1-pole, 63 A, Un AC: 400 V, Un DC: 250 V incoming terminal: screw head contact outgoing terminal: saddle terminal | 600 | 1 | ZN | 6
5SG1701 |  | NEOZED, fuse base, D02, 1-pole, 63 A, Un AC: 400 V, Un DC: 250 V with twofold frame terminal | 805 | 1 | ZN | 3
5SG1702 |  | NEOZED, fuse base, D02, 1-pole, 63 A, Un AC: 400 V, Un DC: 250 V without LED signal detector with frame terminal | 590 | 1 | ZN | 15
5SG1702-1 |  | NEOZED, fuse base, D02, 1-pole, 63 A, Un AC: 400 V, Un DC: 250 V with LED signal detector with frame terminal | 1090 | 1 | ZN | 15
5SG1812 |  | NEOZED, fuse base, D03, 1-pole, 100 A, Un AC: 400 V, Un DC: 250 V, without cover incoming terminal: screw head contact outgoing terminal: saddle terminal snap-on mounting (DIN rail) | 3070 | 1 | ZN | 10
5SG5301 |  | NEOZED, fuse base, D01, 3-pole, 16 A, Un AC: 400 V, Un DC: 250 V with twofold frame terminal | 2260 | 1 | ZN | 1
5SG5302 |  | NEOZED, fuse base, D01, 3-pole, 16 A, Un AC: 400 V, Un DC: 250 V without LED signal detector with frame terminal | 1050 | 1 | ZN | 5
5SG5302-1 |  | NEOZED, fuse base, D01, 3-pole, 16 A, Un AC: 400 V, Un DC: 250 V with LED signal detector with frame terminal | 2570 | 1 | ZN | 5
5SG5553 |  | NEOZED, fuse base, D01, 3-pole, 16 A, Un AC: 400 V, Un DC: 250 V incoming terminal: clamp-type terminal outgoing terminal: clamp-type terminal | 1060 | 1 | ZN | 2
5SG5653 |  | NEOZED, fuse base, D02, 3-pole, 63 A, Un AC: 400 V, Un DC: 250 V incoming terminal: saddle terminal outgoing terminal: saddle terminal | 1400 | 1 | ZN | 2
5SG5693 |  | NEOZED, fuse base, D02, 3-pole, 63 A, Un AC: 400 V, Un DC: 250 V incoming terminal: screw head contact outgoing terminal: saddle terminal | 1400 | 1 | ZN | 2
5SG5701 |  | NEOZED, fuse base, D02, 3-pole, 63 A, Un AC: 400 V, Un DC: 250 V with twofold frame terminal | 2380 | 1 | ZN | 1
5SG5702 |  | NEOZED, fuse base, D02, 3-pole, 63 A, Un AC: 400 V, Un DC: 250 V without LED signal detector with frame terminal | 1380 | 1 | ZN | 5
5SG5702-1 |  | NEOZED, fuse base, D02, 3-pole, 63 A, Un AC: 400 V, Un DC: 250 V with LED signal detector with frame terminal | 2900 | 1 | ZN | 5
5SG6202 |  | NEOZED, fuse base, D02, 3-pole, 63 A, Un AC: 400 V, Un DC: 250 V, for Busbar system 8US 60 mm without cover | 1230 | 1 | ZN | 4
5SG6206 |  | NEOZED, fuse base, D02, 3-pole, 63 A, Un AC: 400 V, Un DC: 250 V, for Busbar system 8US 60 mm with cover 27mm | 1530 | 1 | ZN | 4
5SG6207 |  | NEOZED, fuse base, D02, 3-pole, 63 A, Un AC: 400 V, Un DC: 250 V, for Busbar system 8US 60 mm with cover 36mm | 1700 | 1 | ZN | 4
5SG6208 |  | NEOZED, fuse base, D02, 3-pole, 63 A, Un AC: 400 V, Un DC: 250 V, for Busbar system 8US 60 mm with cover 36mm | 1620 | 1 | ZN | 6
5SG7113 |  | MINIZED, switch disconnector with fuse, D02, 1-pole, In: 63 A, Un AC: 230 V, without adapter sleeve without fuse link | 2510 | 1 | ZN | 3
5SG7123 |  | MINIZED, switch disconnector with fuse, D02, 2-pole, In: 63 A, Un AC: 400 V without adapter sleeve without fuse link | 5210 | 1 | ZN | 2
5SG7133 |  | MINIZED, switch disconnector with fuse, D02, 3-pole, In: 63 A, Un AC: 400 V without adapter sleeve without fuse link | 5800 | 1 | ZN | 1
5SG7133-8BA25 |  | MINIZED, switch disconnector with fuse, D02, 3-pole, In: 25 A, Un AC: 400 V incl. adapter sleeve incl. fuse link | 6740 | 1 | ZN | 1
5SG7133-8BA35 |  | MINIZED, switch disconnector with fuse, D02, 3-pole, In: 35 A, Un AC: 400 V incl. adapter sleeve incl. fuse link | 6740 | 1 | ZN | 1
5SG7133-8BA50 |  | MINIZED, switch disconnector with fuse, D02, 3-pole, In: 50 A, Un AC: 400 V incl. adapter sleeve incl. fuse link | 6740 | 1 | ZN | 1
5SG7153 |  | MINIZED, switch disconnector with fuse, D02, 1-pole+N, In: 63 A, Un AC: 230 V, without adapter sleeve without fuse link | 4870 | 1 | ZN | 2
5SG7163 |  | MINIZED, switch disconnector with fuse, D02, 3-pole+N, In: 63 A, Un AC: 400 V without adapter sleeve without fuse link | 7380 | 1 | ZN | 1
5SG7230 |  | MINIZED, Switch disconnector with Fuse, D02, 3-pole, In: 63 A, Un AC: 400 V, for Busbar system 8US 60 mm | 10700 | 1 | ZN | 1
5SG7234-1 |  | D0 switch disconnector, with fuse 400 V D02 63 A 3-pole, for 60 mm busbar system with screwless terminals | 6660 | 1 | ZN | 1
5SG7234-2 |  | D0 switch disconnector, with fuse 400 V D02 63 A 3-pole, for 60 mm busbar system with screwless terminals, with LED signal detector | 6790 | 1 | ZN | 1
5SG7611-0KK06 |  | MINIZED, fuse switch disconnector, D01, 1-pole, In: 6 A, Un AC: 230 V, without fuse link | 1060 | 1 | ZN | 12
5SG7611-0KK10 |  | MINIZED, fuse switch disconnector, D01, 1-pole, In: 10 A, Un AC: 230 V, without fuse link | 1060 | 1 | ZN | 12
5SG7611-0KK16 |  | MINIZED, fuse switch disconnector, D01, 1-pole, In: 16 A, Un AC: 230 V, without fuse link | 1060 | 1 | ZN | 12
5SG7621-0KK16 |  | MINIZED, fuse switch disconnector, D01, 2-pole, In: 16 A, Un AC: 400 V without fuse link | 2850 | 1 | ZN | 6
5SG7631-0KK06 |  | MINIZED, fuse switch disconnector, D01, 3-pole, In: 6 A, Un AC: 400 V without fuse link | 3560 | 1 | ZN | 4
5SG7631-0KK10 |  | MINIZED, fuse switch disconnector, D01, 3-pole, In: 10 A, Un AC: 400 V without fuse link | 3560 | 1 | ZN | 4
5SG7631-0KK16 |  | MINIZED, fuse switch disconnector, D01, 3-pole, In: 16 A, Un AC: 400 V without fuse link | 3560 | 1 | ZN | 4
5SG7651-0KK16 |  | MINIZED, fuse switch disconnector, D01, 2-pole, 1-pole+N, In: 16 A, Un AC: 230 V, without fuse link | 2130 | 1 | ZN | 6
5SG7661-0KK16 |  | MINIZED, fuse switch disconnector, D01, 4-pole, 3-pole+N, In: 16 A, Un AC: 400 V without fuse link | 4290 | 1 | ZN | 3
5SH1112 |  | D screw cap NDZ E16 500V 25A made of molded plastic | 202 | 1 | ZN | 20
5SH112 |  | DIAZED screw cap DII 25 A 500 V AC/DC ceramic | 96.5 | 1 | ZN | 50
5SH113 |  | DIAZED screw cap DIII 63 A 500 V AC/DC ceramic | 154 | 1 | ZN | 30
5SH1161 |  | DIAZED screw cap DIII 63 A 750 V AC/DC ceramic for base 5SF4230 | 1290 | 1 | ZN | 5
5SH1170 |  | DIAZED screw cap DIII 63 A 690V AC 600V DC ceramic | 1470 | 1 | ZN | 5
5SH122 |  | DIAZED screw cap DII 25 A 500 V AC/DC ceramic with inspection hole | 173 | 1 | ZN | 50
5SH1221 |  | DIAZED screw cap DII 25 A 500 V AC/DC insulating material with inspection hole | 177 | 1 | ZN | 5
5SH123 |  | DIAZED screw cap DIII 63 A 500 V AC/DC ceramic with inspection hole | 268 | 1 | ZN | 30
5SH1231 |  | DIAZED screw cap DIII 63 A 500 V AC/DC insulating material with inspection hole | 277 | 1 | ZN | 5
5SH2042 |  | Touch protection cover ISO for bus-mounting fuse base 3-pole for busbar system 60 mm DII/25A 1-fold | 187 | 1 | ZN | 2
5SH2242 |  | Touch protection cover ISO for bus-mounting fuse base 3-pole for busbar system 60 mm DIII/63A 1-fold | 218 | 1 | ZN | 2
5SH302 |  | D chuck, DIII/63A E33 | 157 | 1 | ZN | 10
5SH310 |  | D adapter screw DII/E27, 2A | 65.3 | 1 | ZN | 25
5SH311 |  | D adapter screw DII/E27, 4 A | 65.3 | 1 | ZN | 25
5SH312 |  | D adapter screw DII/E27, 6A | 65.3 | 1 | ZN | 25
5SH313 |  | D adapter screw DII/E27, 10 A | 65.3 | 1 | ZN | 25
5SH314 |  | D adapter screw DII/E27, 16A | 65.3 | 1 | ZN | 25
5SH315 |  | D adapter screw DII/E27, 20A | 78 | 1 | ZN | 25
5SH316 |  | D adapter screw DII/E27, 25A | 78 | 1 | ZN | 25
5SH317 |  | D adapter screw DIII/E33, 35A | 128 | 1 | ZN | 25
5SH318 |  | D adapter screw DIII/E33, 50 A | 128 | 1 | ZN | 25
5SH320 |  | D adapter screw DIII/E33, 63A | 128 | 1 | ZN | 25
5SH327 |  | DIAZED screw adapter insert DIII 32A | 128 | 1 | ZN | 25
5SH3401 |  | DIAZED cover ring, Insulation material DII/E27 | 88.7 | 1 | ZN | 5
5SH3411 |  | DIAZED cover ring, Insulation material DIII/E33 | 132 | 1 | ZN | 5
5SH3535 |  | connecting terminal plate for busbar system 60 mm with cover | 7110 | 1 | ZN | 1
5SH3538 |  | Connection module 3-phase with cover F R 1.5-16 mm2 for 5/10 mm busbars | 1570 | 1 | ZN | 5
5SH3540 |  | N/PE busbar support F R flat copper profiles for 5/10 mm busbars | 666 | 1 | ZN | 1
5SH3703 |  | D adapter screw key | 1150 | 1 | ZN | 10
5SH4100 |  | NEOZED screw cap Porcelain size D03, 100A | 1400 | 1 | ZN | 10
5SH4116 |  | NEOZED screw cap Insulating material size D01, 16A | 96.5 | 1 | ZN | 10
5SH4163 |  | NEOZED screw cap Insulating material size D02, 63A | 106 | 1 | ZN | 10
5SH4316 |  | NEOZED screw cap Porcelain size D01, 16A | 182 | 1 | ZN | 20
5SH4317 |  | NEOZED screw cap Porcelain size D01 16 A with inspection hole | 96.5 | 1 | ZN | 20
5SH4362 |  | NEOZED screw cap Porcelain size D02, 63A with inspection hole | 106 | 1 | ZN | 20
5SH4363 |  | NEOZED screw cap Porcelain size D02, 63A | 219 | 1 | ZN | 20
5SH5002 |  | NEOZED adapter sleeve D01 2 A | 38.5 | 1 | ZN | 50
5SH5004 |  | NEOZED adapter sleeve D01 4 A | 38.5 | 1 | ZN | 50
5SH5006 |  | NEOZED adapter sleeve D01 6 A | 38.5 | 1 | ZN | 50
5SH5010 |  | NEOZED adapter sleeve D01 10 A | 38.5 | 1 | ZN | 50
5SH5020 |  | NEOZED adapter sleeve D02 20 A | 42.4 | 1 | ZN | 50
5SH5025 |  | NEOZED adapter sleeve D02 25 A | 42.4 | 1 | ZN | 50
5SH5032 |  | NEOZED adapter sleeve D02 32A | 42.4 | 1 | ZN | 50
5SH5035 |  | NEOZED adapter sleeve D02 35 A | 42.4 | 1 | ZN | 50
5SH5050 |  | NEOZED adapter sleeve D02 50 A | 42.4 | 1 | ZN | 50
5SH5080 |  | NEOZED adapter sleeve D03 80A | 89.2 | 1 | ZN | 25
5SH5100 |  | NEOZED adapter sleeve fitter | 692 | 1 | ZN | 1
5SH5233 |  | NEOZED single cover, ISO Size D03, can be screwed on | 236 | 1 | ZN | 20
5SH5241 |  | Touch protection cover ISO for bus-mounting fuse base 3-pole for busbar system 60 mm D02/63A 1-fold | 159 | 1 | ZN | 4
5SH5242 |  | Touch protection cover ISO for bus-mounting fuse base 3-pole for busbar system 60 mm D02/63A 1.33-fold | 178 | 1 | ZN | 4
5SH5243 |  | Touch protection cover ISO for bus-mounting fuse base 3-pole for busbar system 60 mm D02/63A 2-fold | 212 | 1 | ZN | 4
5SH5320 |  | Three-phase current busbar Fork-type terminal version, 1000mm for NEOZED fuse base D01/D02 | 5170 | 1 | ZN | 1
5SH5322 |  | Busbar, with punchings, Module width 27 mm for NEOZED fuse base D02 CU blank, 36 mm2, 1000mm | 2650 | 1 | ZN | 1
5SH5327 |  | infeed terminals insulated for 1.5 mm2 to 25 mm2 in pin designs | 206 | 1 | ZN | 10
5SH5328 |  | infeed terminals insulated for 1.5 mm2 to 25 mm2 in fork-type terminal design | 193 | 1 | ZN | 10
5SH5330 |  | Connecting terminal 25 mm2 Web version with insulation on the rear side Straight conductor entry | 374 | 1 | ZN | 25
5SH5331 |  | Connecting terminal 25 mm2 Web version with insulation on the rear side Conductor entry on the right | 374 | 1 | ZN | 25
5SH5400 |  | NEOZED retaining spring | 47.8 | 1 | ZN | 25
5SH5402 |  | NEOZED special adapter sleeve D02 2A | 42.4 | 1 | ZN | 10
5SH5404 |  | NEOZED special adapter sleeve D02 4A | 42.4 | 1 | ZN | 10
5SH5406 |  | NEOZED special adapter sleeve D02 6A | 42.4 | 1 | ZN | 10
5SH5410 |  | NEOZED special adapter sleeve D02 10A | 42.4 | 1 | ZN | 10
5SH5416 |  | NEOZED special adapter sleeve D02 16 A | 42.4 | 1 | ZN | 10
5SH5514 |  | End cap for three-phase current busbar | 82.9 | 1 | ZN | 10
5SH5525 |  | auxiliary switch for 5SG7230 and 3NW7430 | 701 | 1 | ZN | 1
5SH5526 |  | Side module 9 mm wide can be attached on both sides | 651 | 1 | ZN | 5
5SH5527 |  | Reduction piece for fuse links D01 in Bus-mounting fuse switch disconnector D02 | 123 | 1 | ZN | 10
5SH5533 |  | spacer for D0 switch disconnector, 9 mm wide | 796 | 1 | ZN | 5
5SJ4101-7HG40 |  | Miniature circuit breaker 240 V 14kA, 1-pole, C, 1A, D=70 mm according to UL 489, equal polarity | 2240 | 1 | ZN | 1
5SJ4101-7HG41 |  | Miniature circuit breaker 240 V 14kA, 1-pole, C, 1A, D=70 mm according to UL 489 | 2670 | 1 | ZN | 1
5SJ4101-7HG42 |  | Circuit breaker 10kA, 1-pole, C, 1A according to UL 489-277V | 2640 | 1 | ZN | 1
5SJ4101-8HG40 |  | Miniature circuit breaker 240 V 14kA, 1-pole, D, 1 A, D=70 mm according to UL 489, equal polarity | 2560 | 1 | ZN | 1
5SJ4101-8HG41 |  | Miniature circuit breaker 240 V 14kA, 1-pole, D, 1 A, D=70 mm according to UL 489 | 3060 | 1 | ZN | 1
5SJ4101-8HG42 |  | Circuit breaker 10kA, 1-pole, D, 1A according to UL 489-277V | 3020 | 1 | ZN | 1
5SJ4102-7HG40 |  | Miniature circuit breaker 240 V 14kA, 1-pole, C, 2A, D=70 mm according to UL 489, equal polarity | 2240 | 1 | ZN | 1
5SJ4102-7HG41 |  | Miniature circuit breaker 240 V 14kA, 1-pole, C, 2A, D=70 mm according to UL 489 | 2670 | 1 | ZN | 1
5SJ4102-7HG42 |  | Circuit breaker 10kA, 1-pole, C, 2A according to UL 489-277V | 2640 | 1 | ZN | 1
5SJ4102-8HG40 |  | Miniature circuit breaker 240 V 14kA, 1-pole, D, 2A, D=70 mm according to UL 489, equal polarity | 2560 | 1 | ZN | 1
5SJ4102-8HG41 |  | Miniature circuit breaker 240 V 14kA, 1-pole, D, 2A, D=70 mm according to UL 489 | 3060 | 1 | ZN | 1
5SJ4102-8HG42 |  | Circuit breaker 10kA, 1-pole, D, 2A according to UL 489-277V | 3020 | 1 | ZN | 1
5SJ4103-7HG40 |  | Miniature circuit breaker 240 V 14kA, 1-pole, C, 3 A, D=70 mm according to UL 489, equal polarity | 2240 | 1 | ZN | 1
5SJ4103-7HG41 |  | Miniature circuit breaker 240 V 14kA, 1-pole, C, 3 A, D=70 mm according to UL 489 | 2670 | 1 | ZN | 1
5SJ4103-7HG42 |  | Circuit breaker 10kA, 1-pole, C, 3 A according to UL 489-277V | 2640 | 1 | ZN | 1
5SJ4103-8HG40 |  | Miniature circuit breaker 240 V 14kA, 1-pole, D, 3 A, D=70 mm according to UL 489, equal polarity | 2560 | 1 | ZN | 1
5SJ4103-8HG41 |  | Miniature circuit breaker 240 V 14kA, 1-pole, D, 3 A, D=70 mm according to UL 489 | 3060 | 1 | ZN | 1
5SJ4103-8HG42 |  | Circuit breaker 10kA, 1-pole, D, 3 A according to UL 489-277V | 3020 | 1 | ZN | 1
5SJ4104-7HG40 |  | Miniature circuit breaker 240 V 14kA, 1-pole, C, 4A, D=70 mm according to UL 489, equal polarity | 2240 | 1 | ZN | 1
5SJ4104-7HG41 |  | Miniature circuit breaker 240 V 14kA, 1-pole, C, 4A, D=70 mm according to UL 489 | 2670 | 1 | ZN | 1
5SJ4104-7HG42 |  | Circuit breaker 10kA, 1-pole, C, 4 A according to UL 489-277V | 2640 | 1 | ZN | 1
5SJ4104-8HG40 |  | Miniature circuit breaker 240 V 14kA, 1-pole, D, 4A, D=70 mm according to UL 489, equal polarity | 2560 | 1 | ZN | 1
5SJ4104-8HG41 |  | Miniature circuit breaker 240 V 14kA, 1-pole, D, 4A, D=70 mm according to UL 489 | 3060 | 1 | ZN | 1
5SJ4104-8HG42 |  | Circuit breaker 10kA, 1-pole, D, 4 A according to UL 489-277V | 3020 | 1 | ZN | 1
5SJ4105-7HG40 |  | Miniature circuit breaker 240 V 14kA, 1-pole, C, 0.5A, D=70 mm according to UL 489, equal polarity | 2240 | 1 | ZN | 1
5SJ4105-7HG41 |  | Miniature circuit breaker 240 V 14kA, 1-pole, C, 0.5A, D=70 mm according to UL 489 | 2670 | 1 | ZN | 1
5SJ4105-7HG42 |  | miniature circuit breaker 10 kA, 1-pole, C, 0.5 A according to UL 489-277 V | 2640 | 1 | ZN | 1
5SJ4105-8HG40 |  | Miniature circuit breaker 240 V 14kA, 1-pole, D, 0.5A, D=70 mm according to UL 489, equal polarity | 2560 | 1 | ZN | 1
5SJ4105-8HG41 |  | Miniature circuit breaker 240 V 14kA, 1-pole, D, 0.5A, D=70 mm according to UL 489 | 3060 | 1 | ZN | 1
5SJ4105-8HG42 |  | miniature circuit breaker 10 kA, 1-pole, D, 0.5 A according to UL 489-277 V | 3020 | 1 | ZN | 1
5SJ4106-6HG40 |  | Miniature circuit breaker 240 V 14kA, 1-pole, B, 6 A, D=70 mm according to UL 489, equal polarity | 1670 | 1 | ZN | 1
5SJ4106-7HG40 |  | Miniature circuit breaker 240 V 14kA, 1-pole, C, 6 A, D=70 mm according to UL 489, equal polarity | 2240 | 1 | ZN | 1
5SJ4106-7HG41 |  | Miniature circuit breaker 240 V 14kA, 1-pole, C, 6 A, D=70 mm according to UL 489 | 2670 | 1 | ZN | 1
5SJ4106-7HG42 |  | Circuit breaker 10kA, 1-pole, C, 6A according to UL 489-277V | 2640 | 1 | ZN | 1
5SJ4106-8HG40 |  | Miniature circuit breaker 240 V 14kA, 1-pole, D, 6 A, D=70 mm according to UL 489, equal polarity | 2560 | 1 | ZN | 1
5SJ4106-8HG41 |  | Miniature circuit breaker 240 V 14kA, 1-pole, D, 6 A, D=70 mm according to UL 489 | 3060 | 1 | ZN | 1
5SJ4106-8HG42 |  | Circuit breaker 10kA, 1-pole, D, 6A according to UL 489-277V | 3020 | 1 | ZN | 1
5SJ4108-7HG40 |  | Miniature circuit breaker 240 V 14kA, 1-pole, C, 8A, D=70 mm according to UL 489, equal polarity | 2240 | 1 | ZN | 1
5SJ4108-7HG41 |  | Miniature circuit breaker 240 V 14kA, 1-pole, C, 8A, D=70 mm according to UL 489 | 2670 | 1 | ZN | 1
5SJ4108-7HG42 |  | Circuit breaker 10kA, 1-pole, C, 8A , according to UL 489-277V | 2640 | 1 | ZN | 1
5SJ4108-8HG40 |  | Miniature circuit breaker 240 V 14kA, 1-pole, D, 8A, D=70 mm according to UL 489, equal polarity | 2560 | 1 | ZN | 1
5SJ4108-8HG41 |  | Miniature circuit breaker 240 V 14kA, 1-pole, D, 8A, D=70 mm according to UL 489 | 3060 | 1 | ZN | 1
5SJ4108-8HG42 |  | Circuit breaker 10kA, 1-pole, D, 8A according to UL 489-277V | 3020 | 1 | ZN | 1
5SJ4110-6HG40 |  | Miniature circuit breaker 240 V 14kA, 1-pole, B, 10A, D=70 mm according to UL 489, equal polarity | 1420 | 1 | ZN | 1
5SJ4110-7HG40 |  | Miniature circuit breaker 240 V 14kA, 1-pole, C, 10A, D=70 mm according to UL 489, equal polarity | 1860 | 1 | ZN | 1
5SJ4110-7HG41 |  | Miniature circuit breaker 240 V 14kA, 1-pole, C, 10A, D=70 mm according to UL 489 | 2230 | 1 | ZN | 1
5SJ4110-7HG42 |  | Circuit breaker 10kA, 1-pole, C, 10 A according to UL 489-277V | 2180 | 1 | ZN | 1
5SJ4110-8HG40 |  | Miniature circuit breaker 240 V 14kA, 1-pole, D, 10A, D=70 mm according to UL 489, equal polarity | 2140 | 1 | ZN | 1
5SJ4110-8HG41 |  | Miniature circuit breaker 240 V 14kA, 1-pole, D, 10A, D=70 mm according to UL 489 | 2580 | 1 | ZN | 1
5SJ4110-8HG42 |  | Circuit breaker 10kA, 1-pole, D, 10 A according to UL 489-277V | 2510 | 1 | ZN | 1
5SJ4111-7HG40 |  | Miniature circuit breaker 240 V 14kA, 1-pole, C, 5A, D=70 mm according to UL 489, equal polarity | 2240 | 1 | ZN | 1
5SJ4111-7HG41 |  | Miniature circuit breaker 240 V 14kA, 1-pole, C, 5A, D=70 mm according to UL 489 | 2670 | 1 | ZN | 1
5SJ4111-7HG42 |  | Circuit breaker 10kA, 1-pole, C, 5 A according to UL 489-277V | 2640 | 1 | ZN | 1
5SJ4111-8HG40 |  | Miniature circuit breaker 240 V 14kA, 1-pole, D, 5 A, D=70 mm according to UL 489, equal polarity | 2560 | 1 | ZN | 1
5SJ4111-8HG41 |  | Miniature circuit breaker 240 V 14kA, 1-pole, D, 5 A, D=70 mm according to UL 489 | 3060 | 1 | ZN | 1
5SJ4111-8HG42 |  | Circuit breaker 10kA, 1-pole, D, 5 A according to UL 489-277V | 3020 | 1 | ZN | 1
5SJ4113-6HG40 |  | Miniature circuit breaker 240 V 14kA, 1-pole, B, 13 A, D=70 mm according to UL 489, equal polarity | 1420 | 1 | ZN | 1
5SJ4113-7HG40 |  | Miniature circuit breaker 240 V 14kA, 1-pole, C, 13 A, D=70 mm according to UL 489, equal polarity | 1860 | 1 | ZN | 1
5SJ4113-7HG41 |  | Miniature circuit breaker 240 V 14kA, 1-pole, C, 13 A, D=70 mm according to UL 489 | 2230 | 1 | ZN | 1
5SJ4113-7HG42 |  | Circuit breaker 10kA, 1-pole, C, 13A according to UL 489-277V | 2180 | 1 | ZN | 1
5SJ4113-8HG40 |  | Miniature circuit breaker 240 V 14kA, 1-pole, D, 13 A, D=70 mm according to UL 489, equal polarity | 2140 | 1 | ZN | 1
5SJ4113-8HG41 |  | Miniature circuit breaker 240 V 14kA, 1-pole, D, 13 A, D=70 mm according to UL 489 | 2580 | 1 | ZN | 1
5SJ4113-8HG42 |  | Circuit breaker 10kA, 1-pole, D, 13A according to UL 489-277V | 2510 | 1 | ZN | 1
5SJ4114-7HG40 |  | Miniature circuit breaker 240 V 14kA, 1-pole, C, 0.3A, D=70 mm according to UL 489, equal polarity | 2240 | 1 | ZN | 1
5SJ4114-7HG41 |  | Miniature circuit breaker 240 V 14kA, 1-pole, C, 0.3A, D=70 mm according to UL 489 | 2670 | 1 | ZN | 1
5SJ4114-7HG42 |  | miniature circuit breaker 10 kA, 1-pole, C, 0.3 A according to UL 489-277 V | 2640 | 1 | ZN | 1
5SJ4114-8HG40 |  | Miniature circuit breaker 240 V 14kA, 1-pole, D, 0.3A, D=70 mm according to UL 489, equal polarity | 2560 | 1 | ZN | 1
5SJ4114-8HG41 |  | Miniature circuit breaker 240 V 14kA, 1-pole, D, 0.3A, D=70 mm according to UL 489 | 3060 | 1 | ZN | 1
5SJ4114-8HG42 |  | miniature circuit breaker 10 kA, 1-pole, D, 0.3 A according to UL 489-277 V | 3020 | 1 | ZN | 1
5SJ4115-7HG40 |  | Miniature circuit breaker 240 V 14kA, 1-pole, C, 1.6A, D=70 mm according to UL 489, equal polarity | 2240 | 1 | ZN | 1
5SJ4115-7HG41 |  | Miniature circuit breaker 240 V 14kA, 1-pole, C, 1.6A, D=70 mm according to UL 489 | 2670 | 1 | ZN | 1
5SJ4115-7HG42 |  | miniature circuit breaker 10 kA, 1-pole, C, 1.6 A according to UL 489-277 V | 2640 | 1 | ZN | 1
5SJ4115-8HG40 |  | Miniature circuit breaker 240 V 14kA, 1-pole, D, 1.6A, D=70 mm according to UL 489, equal polarity | 2560 | 1 | ZN | 1
5SJ4115-8HG41 |  | Miniature circuit breaker 240 V 14kA, 1-pole, D, 1.6A, D=70 mm according to UL 489 | 3060 | 1 | ZN | 1
5SJ4115-8HG42 |  | miniature circuit breaker 10 kA, 1-pole, D, 1.6 A according to UL 489-277 V | 3020 | 1 | ZN | 1
5SJ4116-6HG40 |  | Miniature circuit breaker 240 V 14kA, 1-pole, B, 16A, D=70 mm according to UL 489, equal polarity | 1420 | 1 | ZN | 1
5SJ4116-7HG40 |  | Miniature circuit breaker 240 V 14kA, 1-pole, C, 16A, D=70 mm according to UL 489, equal polarity | 1860 | 1 | ZN | 1
5SJ4116-7HG41 |  | Miniature circuit breaker 240 V 14kA, 1-pole, C, 16A, D=70 mm according to UL 489 | 2230 | 1 | ZN | 1
5SJ4116-7HG42 |  | Circuit breaker 10kA, 1-pole, C, 16A according to UL 489-277V | 2180 | 1 | ZN | 1
5SJ4116-8HG40 |  | Miniature circuit breaker 240 V 14kA, 1-pole, D, 16A, D=70 mm according to UL 489, equal polarity | 2140 | 1 | ZN | 1
5SJ4116-8HG41 |  | Miniature circuit breaker 240 V 14kA, 1-pole, D, 16A, D=70 mm according to UL 489 | 2580 | 1 | ZN | 1
5SJ4116-8HG42 |  | Circuit breaker 10kA, 1-pole, D, 16A according to UL 489-277V | 2510 | 1 | ZN | 1
5SJ4118-6HG40 |  | Miniature circuit breaker 240 V 14kA, 1-pole, B, 15 A, D=70 mm according to UL 489, equal polarity | 1420 | 1 | ZN | 1
5SJ4118-7HG40 |  | Miniature circuit breaker 240 V 14kA, 1-pole, C, 15 A, D=70 mm according to UL 489, equal polarity | 1860 | 1 | ZN | 1
5SJ4118-7HG41 |  | Miniature circuit breaker 240 V 15kA, 1-pole, C, 15 A, D=70 mm according to UL 489 | 2230 | 1 | ZN | 1
5SJ4118-7HG42 |  | Circuit breaker 10kA, 1-pole, C, 15 A according to UL 489-277V | 2180 | 1 | ZN | 1
5SJ4118-8HG40 |  | Miniature circuit breaker 240 V 14kA, 1-pole, D, 15 A, D=70 mm according to UL 489, equal polarity | 2140 | 1 | ZN | 1
5SJ4118-8HG41 |  | Miniature circuit breaker 240 V 14kA, 1-pole, D, 15 A, D=70 mm according to UL 489 | 2580 | 1 | ZN | 1
5SJ4118-8HG42 |  | Circuit breaker 10kA, 1-pole, D, 15 A according to UL 489-277V | 2510 | 1 | ZN | 1
5SJ4120-6HG40 |  | Miniature circuit breaker 240 V 14kA, 1-pole, B, 20 A, D=70 mm according to UL 489, equal polarity | 1420 | 1 | ZN | 1
5SJ4120-7HG40 |  | Miniature circuit breaker 240 V 14kA, 1-pole, C, 20 A, D=70 mm according to UL 489, equal polarity | 1860 | 1 | ZN | 1
5SJ4120-7HG41 |  | Miniature circuit breaker 240 V 14kA, 1-pole, C, 20 A, D=70 mm according to UL 489 | 2230 | 1 | ZN | 1
5SJ4120-7HG42 |  | Circuit breaker 10kA, 1-pole, C, 20A according to UL 489-277V | 2180 | 1 | ZN | 1
5SJ4120-8HG40 |  | Miniature circuit breaker 240 V 14kA, 1-pole, D, 20 A, D=70 mm according to UL 489, equal polarity | 2140 | 1 | ZN | 1
5SJ4120-8HG41 |  | Miniature circuit breaker 240 V 14kA, 1-pole, D, 20 A, D=70 mm according to UL 489 | 2580 | 1 | ZN | 1
5SJ4120-8HG42 |  | Circuit breaker 10kA, 1-pole, D, 20A according to UL 489-277V | 2510 | 1 | ZN | 1
5SJ4125-6HG40 |  | Miniature circuit breaker 240 V 14kA, 1-pole, B, 25A, D=70 mm according to UL 489, equal polarity | 1420 | 1 | ZN | 1
5SJ4125-7HG40 |  | Miniature circuit breaker 240 V 14kA, 1-pole, C, 25A, D=70 mm according to UL 489, equal polarity | 1860 | 1 | ZN | 1
5SJ4125-7HG41 |  | Miniature circuit breaker 240 V 14kA, 1-pole, C, 25A, D=70 mm according to UL 489 | 2230 | 1 | ZN | 1
5SJ4125-7HG42 |  | Circuit breaker 10kA, 1-pole, C, 25A according to UL 489-277V | 2180 | 1 | ZN | 1
5SJ4125-8HG40 |  | Miniature circuit breaker 240 V 10kA, 1-pole, D, 25A, D=70 mm according to UL 489, equal polarity | 2140 | 1 | ZN | 1
5SJ4125-8HG41 |  | Miniature circuit breaker 240 V 10kA, 1-pole, D, 25A, D=70 mm according to UL 489 | 2580 | 1 | ZN | 1
5SJ4125-8HG42 |  | Circuit breaker 10kA, 1-pole, D, 25A according to UL 489-277V | 2510 | 1 | ZN | 1
5SJ4130-6HG40 |  | Miniature circuit breaker 240 V 14kA, 1-pole, B, 30 A, D=70 mm according to UL 489, equal polarity | 1670 | 1 | ZN | 1
5SJ4130-7HG40 |  | Miniature circuit breaker 240 V 14kA, 1-pole, C, 30 A, D=70 mm according to UL 489, equal polarity | 2240 | 1 | ZN | 1
5SJ4130-7HG41 |  | Miniature circuit breaker 240 V 14kA, 1-pole, C, 30 A, D=70 mm according to UL 489 | 2670 | 1 | ZN | 1
5SJ4130-7HG42 |  | Circuit breaker 10kA, 1-pole, C, 30 A according to UL 489-277V | 2640 | 1 | ZN | 1
5SJ4130-8HG40 |  | Miniature circuit breaker 240 V 10kA, 1-pole, D, 30 A, D=70 mm according to UL 489, equal polarity | 2560 | 1 | ZN | 1
5SJ4130-8HG41 |  | Miniature circuit breaker 240 V 10kA, 1-pole, D, 30 A, D=70 mm according to UL 489 | 3060 | 1 | ZN | 1
5SJ4130-8HG42 |  | Circuit breaker 10kA, 1-pole, D, 30 A according to UL 489-277V | 3020 | 1 | ZN | 1
5SJ4132-6HG40 |  | Miniature circuit breaker 240 V 14kA, 1-pole, B, 32 A, D=70 mm according to UL 489, equal polarity | 1670 | 1 | ZN | 1
5SJ4132-7HG40 |  | Miniature circuit breaker 240 V 14kA, 1-pole, C, 32 A, D=70 mm according to UL 489, equal polarity | 2240 | 1 | ZN | 1
5SJ4132-7HG41 |  | Miniature circuit breaker 240 V 14kA, 1-pole, C, 32 A, D=70 mm according to UL 489 | 2670 | 1 | ZN | 1
5SJ4132-7HG42 |  | Circuit breaker 10kA, 1-pole, C, 32A according to UL 489-277V | 2640 | 1 | ZN | 1
5SJ4132-8HG40 |  | Miniature circuit breaker 240 V 10kA, 1-pole, D, 32 A, D=70 mm according to UL 489, equal polarity | 2560 | 1 | ZN | 1
5SJ4132-8HG41 |  | Miniature circuit breaker 240 V 10kA, 1-pole, D, 32 A, D=70 mm according to UL 489 | 3060 | 1 | ZN | 1
5SJ4132-8HG42 |  | Circuit breaker 10kA, 1-pole, D, 32A according to UL 489-277V | 3020 | 1 | ZN | 1
5SJ4135-6HG40 |  | Miniature circuit breaker 240 V 14kA, 1-pole, B, 35 A, D=70 mm according to UL 489, equal polarity | 2100 | 1 | ZN | 1
5SJ4135-7HG40 |  | Miniature circuit breaker 240 V 14kA, 1-pole, C, 35 A, D=70 mm according to UL 489, equal polarity | 2800 | 1 | ZN | 1
5SJ4135-7HG41 |  | Miniature circuit breaker 240 V 14kA, 1-pole, C, 35 A, D=70 mm according to UL 489 | 3330 | 1 | ZN | 1
5SJ4135-7HG42 |  | Circuit breaker 10kA, 1-pole, C, 35A according to UL 489-277V | 3290 | 1 | ZN | 1
5SJ4135-8HG40 |  | Miniature circuit breaker 240 V 10kA, 1-pole, D, 35 A, D=70 mm according to UL 489, equal polarity | 3200 | 1 | ZN | 1
5SJ4135-8HG41 |  | Miniature circuit breaker 240 V 10kA, 1-pole, D, 35 A, D=70 mm according to UL 489 | 3830 | 1 | ZN | 1
5SJ4140-6HG40 |  | Miniature circuit breaker 240 V 14kA, 1-pole, B, 40A, D=70 mm according to UL 489, equal polarity | 2100 | 1 | ZN | 1
5SJ4140-7HG40 |  | Miniature circuit breaker 240 V 14kA, 1-pole, C, 40A, D=70 mm according to UL 489, equal polarity | 2800 | 1 | ZN | 1
5SJ4140-7HG41 |  | Miniature circuit breaker 240 V 14kA, 1-pole, C, 40A, D=70 mm according to UL 489 | 3330 | 1 | ZN | 1
5SJ4140-7HG42 |  | Circuit breaker 10kA, 1-pole, C, 40 A according to UL 489-277V | 3290 | 1 | ZN | 1
5SJ4140-8HG40 |  | Miniature circuit breaker 240 V 10kA, 1-pole, D, 40A, D=70 mm according to UL 489, equal polarity | 3200 | 1 | ZN | 1
5SJ4140-8HG41 |  | Miniature circuit breaker 240 V 10kA, 1-pole, D, 40A, D=70 mm according to UL 489 | 3830 | 1 | ZN | 1
5SJ4145-6HG40 |  | Miniature circuit breaker 240 V 14kA, 1-pole, B, 45 A, D=70 mm according to UL 489, equal polarity | 2530 | 1 | ZN | 1
5SJ4145-7HG40 |  | Miniature circuit breaker 240 V 10kA, 1-pole, C, 45 A, D=70 mm according to UL 489, equal polarity | 3340 | 1 | ZN | 1
5SJ4145-7HG41 |  | Miniature circuit breaker 240 V 10kA, 1-pole, C, 45 A, D=70 mm according to UL 489 | 4010 | 1 | ZN | 1
5SJ4145-8HG40 |  | Miniature circuit breaker 240 V 10kA, 1-pole, D, 45 A, D=70 mm according to UL 489, equal polarity | 3860 | 1 | ZN | 1
5SJ4145-8HG41 |  | Miniature circuit breaker 240 V 10kA, 1-pole, D, 45 A, D=70 mm according to UL 489 | 4640 | 1 | ZN | 1
5SJ4150-6HG40 |  | Miniature circuit breaker 240 V 14kA, 1-pole, B, 50 A, D=70 mm according to UL 489, equal polarity | 2530 | 1 | ZN | 1
5SJ4150-7HG40 |  | Miniature circuit breaker 240 V 10kA, 1-pole, C, 50 A, D=70 mm according to UL 489, equal polarity | 3340 | 1 | ZN | 1
5SJ4150-7HG41 |  | Miniature circuit breaker 240 V 10kA, 1-pole, C, 50 A, D=70 mm according to UL 489 | 4010 | 1 | ZN | 1
5SJ4150-8HG40 |  | Miniature circuit breaker 240 V 10kA, 1-pole, D, 50 A, D=70 mm according to UL 489, equal polarity | 3860 | 1 | ZN | 1
5SJ4150-8HG41 |  | Miniature circuit breaker 240 V 10kA, 1-pole, D, 50 A, D=70 mm according to UL 489 | 4640 | 1 | ZN | 1
5SJ4160-6HG40 |  | Miniature circuit breaker 240 V 14kA, 1-pole, B, 60A, D=70 mm according to UL 489, equal polarity | 2940 | 1 | ZN | 1
5SJ4160-7HG40 |  | Miniature circuit breaker 240 V 10kA, 1-pole, C, 60A, D=70 mm according to UL 489, equal polarity | 3910 | 1 | ZN | 1
5SJ4160-7HG41 |  | Miniature circuit breaker 240 V 10kA, 1-pole, C, 60A, D=70 mm according to UL 489 | 4680 | 1 | ZN | 1
5SJ4160-8HG40 |  | Miniature circuit breaker 240 V 10kA, 1-pole, D, 60A, D=70 mm according to UL 489, equal polarity | 4510 | 1 | ZN | 1
5SJ4160-8HG41 |  | Miniature circuit breaker 240 V 10kA, 1-pole, D, 60A, D=70 mm according to UL 489 | 5360 | 1 | ZN | 1
5SJ4163-6HG40 |  | Miniature circuit breaker 240 V 14kA, 1-pole, B, 63A, D=70 mm according to UL 489, equal polarity | 2940 | 1 | ZN | 1
5SJ4163-7HG40 |  | Miniature circuit breaker 240 V 10kA, 1-pole, C, 63 A, D=70 mm according to UL 489, equal polarity | 3910 | 1 | ZN | 1
5SJ4163-7HG41 |  | Miniature circuit breaker 240 V 10kA, 1-pole, C, 63 A, D=70 mm according to UL 489 | 4680 | 1 | ZN | 1
5SJ4163-8HG40 |  | Miniature circuit breaker 240 V 10kA, 1-pole, D, 63 A, D=70 mm according to UL 489, equal polarity | 4510 | 1 | ZN | 1
5SJ4163-8HG41 |  | Miniature circuit breaker 240 V 10kA, 1-pole, D, 63 A, D=70 mm according to UL 489 | 5360 | 1 | ZN | 1
5SJ4201-7HG41 |  | Miniature circuit breaker 240 V 14kA, 2-pole, C, 1A, D=70 mm according to UL 489 | 7420 | 1 | ZN | 1
5SJ4201-7HG42 |  | Circuit breaker 10kA, 2-pole, C, 1A according to UL 489-480Y/277V | 7250 | 1 | ZN | 1
5SJ4201-8HG41 |  | Miniature circuit breaker 240 V 14kA, 2-pole, D, 1 A, D=70 mm according to UL 489 | 8480 | 1 | ZN | 1
5SJ4201-8HG42 |  | Circuit breaker 10kA, 2-pole, D, 1A according to UL 489-480Y/277V | 8520 | 1 | ZN | 1
5SJ4202-7HG41 |  | Miniature circuit breaker 240 V 14kA, 2-pole, C, 2A, D=70 mm according to UL 489 | 7420 | 1 | ZN | 1
5SJ4202-7HG42 |  | Circuit breaker 10kA, 2-pole, C, 2A according to UL 489-480Y/277V | 7250 | 1 | ZN | 1
5SJ4202-8HG41 |  | Miniature circuit breaker 240 V 14kA, 2-pole, D, 2A, D=70 mm according to UL 489 | 8480 | 1 | ZN | 1
5SJ4202-8HG42 |  | Circuit breaker 10kA, 2-pole, D, 2A according to UL 489-480Y/277V | 8520 | 1 | ZN | 1
5SJ4203-7HG41 |  | Miniature circuit breaker 240 V 14kA, 2-pole, C, 3 A, D=70 mm according to UL 489 | 7420 | 1 | ZN | 1
5SJ4203-7HG42 |  | Circuit breaker 10kA, 2-pole, C, 3 A according to UL 489-480Y/277V | 7250 | 1 | ZN | 1
5SJ4203-8HG41 |  | Miniature circuit breaker 240 V 14kA, 2-pole, D, 3 A, D=70 mm according to UL 489 | 8480 | 1 | ZN | 1
5SJ4203-8HG42 |  | Circuit breaker 10kA, 2-pole, D, 3 A according to UL 489-480Y/277V | 8520 | 1 | ZN | 1
5SJ4204-7HG41 |  | Miniature circuit breaker 240 V 14kA, 2-pole, C, 4A, D=70 mm according to UL 489 | 7420 | 1 | ZN | 1
5SJ4204-7HG42 |  | Circuit breaker 10kA, 2-pole, C, 4 A according to UL 489-480Y/277V | 7250 | 1 | ZN | 1
5SJ4204-8HG41 |  | Miniature circuit breaker 240 V 14kA, 2-pole, D, 4A, D=70 mm according to UL 489 | 8480 | 1 | ZN | 1
5SJ4204-8HG42 |  | Circuit breaker 10kA, 2-pole, D, 4 A according to UL 489-480Y/277V | 8520 | 1 | ZN | 1
5SJ4205-7HG41 |  | Miniature circuit breaker 240 V 14kA, 2-pole, C, 0.5A, D=70 mm according to UL 489 | 7420 | 1 | ZN | 1
5SJ4205-7HG42 |  | miniature circuit breaker 10 kA, 2-pole, C, 0.5 A according to UL 489-480Y/277V | 7250 | 1 | ZN | 1
5SJ4205-8HG41 |  | Miniature circuit breaker 240 V 14kA, 2-pole, D, 0.5A, D=70 mm according to UL 489 | 8480 | 1 | ZN | 1
5SJ4205-8HG42 |  | miniature circuit breaker 10 kA, 2-pole, D, 0.5 A according to UL 489-480Y/277V | 8520 | 1 | ZN | 1
5SJ4206-7HG41 |  | Miniature circuit breaker 240 V 14kA, 2-pole, C, 6 A, D=70 mm according to UL 489 | 7420 | 1 | ZN | 1
5SJ4206-7HG42 |  | Circuit breaker 10kA, 2-pole, C, 6A according to UL 489-480Y/277V | 7250 | 1 | ZN | 1
5SJ4206-8HG41 |  | Miniature circuit breaker 240 V 14kA, 2-pole, D, 6 A, D=70 mm according to UL 489 | 8480 | 1 | ZN | 1
5SJ4206-8HG42 |  | Circuit breaker 10kA, 2-pole, D, 6A according to UL 489-480Y/277V | 8520 | 1 | ZN | 1
5SJ4208-7HG41 |  | Miniature circuit breaker 240 V 14kA, 2-pole, C, 8A, D=70 mm according to UL 489 | 7420 | 1 | ZN | 1
5SJ4208-7HG42 |  | Circuit breaker 10kA, 2-pole, C, 8A according to UL 489-480Y/277V | 7250 | 1 | ZN | 1
5SJ4208-8HG41 |  | Miniature circuit breaker 240 V 14kA, 2-pole, D, 8A, D=70 mm acc. to UL 489 | 8480 | 1 | ZN | 1
5SJ4208-8HG42 |  | Circuit breaker 10kA, 2-pole, D, 8A according to UL 489-480Y/277V | 8520 | 1 | ZN | 1
5SJ4210-7HG41 |  | Miniature circuit breaker 240 V 14kA, 2-pole, C, 10A, D=70 mm according to UL 489 | 6240 | 1 | ZN | 1
5SJ4210-7HG42 |  | Circuit breaker 10kA, 2-pole, C, 10 A according to UL 489-480Y/277V | 6160 | 1 | ZN | 1
5SJ4210-8HG41 |  | Miniature circuit breaker 240 V 14kA, 2-pole, D, 10A, D=70 mm according to UL 489 | 7250 | 1 | ZN | 1
5SJ4210-8HG42 |  | Circuit breaker 10kA, 2-pole, D, 10 A according to UL 489-480Y/277V | 7000 | 1 | ZN | 1
5SJ4211-7HG41 |  | Miniature circuit breaker 240 V 14kA, 2-pole, C, 5A, D=70 mm according to UL 489 | 7420 | 1 | ZN | 1
5SJ4211-7HG42 |  | Circuit breaker 10kA, 2-pole, C, 5A according to UL 489-480Y/277V | 7250 | 1 | ZN | 1
5SJ4211-8HG41 |  | Miniature circuit breaker 240 V 14kA, 2-pole, D, 5 A, D=70 mm according to UL 489 | 8480 | 1 | ZN | 1
5SJ4211-8HG42 |  | Circuit breaker 10kA, 2-pole, D, 5 A according to UL 489-480Y/277V | 8520 | 1 | ZN | 1
5SJ4213-7HG41 |  | Miniature circuit breaker 240 V 14kA, 2-pole, C, 13 A, D=70 mm according to UL 489 | 6240 | 1 | ZN | 1
5SJ4213-7HG42 |  | Circuit breaker 10kA, 2-pole, C, 13A according to UL 489-480Y/277V | 6160 | 1 | ZN | 1
5SJ4213-8HG41 |  | Miniature circuit breaker 240 V 14kA, 2-pole, D, 13 A, D=70 mm according to UL 489 | 7250 | 1 | ZN | 1
5SJ4213-8HG42 |  | Circuit breaker 10kA, 2-pole, D, 13A according to UL 489-480Y/277V | 7000 | 1 | ZN | 1
5SJ4214-7HG41 |  | Miniature circuit breaker 240 V 14kA, 2-pole, C, 0.3A, D=70 mm according to UL 489 | 7420 | 1 | ZN | 1
5SJ4214-7HG42 |  | miniature circuit breaker 10 kA, 2-pole, C, 0.3 A according to UL 489-480Y/277V | 7250 | 1 | ZN | 1
5SJ4214-8HG41 |  | Miniature circuit breaker 240 V 14kA, 2-pole, D, 0.3A, D=70 mm according to UL 489 | 8480 | 1 | ZN | 1
5SJ4214-8HG42 |  | miniature circuit breaker 10 kA, 2-pole, D, 0.3 A according to UL 489-480Y/277V | 8520 | 1 | ZN | 1
5SJ4215-7HG41 |  | Miniature circuit breaker 240 V 14kA, 2-pole, C, 1.6A, D=70 mm according to UL 489 | 7420 | 1 | ZN | 1
5SJ4215-7HG42 |  | miniature circuit breaker 10 kA, 2-pole, C, 1.6 A according to UL 489-480Y/277 V | 6160 | 1 | ZN | 1
5SJ4215-8HG41 |  | Miniature circuit breaker 240 V 14kA, 2-pole, D, 1.6A, D=70 mm according to UL 489 | 8480 | 1 | ZN | 1
5SJ4215-8HG42 |  | miniature circuit breaker 10 kA, 2-pole, D, 1.6 A according to UL 489-480Y/277 V | 8520 | 1 | ZN | 1
5SJ4216-7HG41 |  | Miniature circuit breaker 240 V 14kA, 2-pole, C, 16A, D=70 mm according to UL 489 | 6240 | 1 | ZN | 1
5SJ4216-7HG42 |  | Circuit breaker 10kA, 2-pole, C, 16A according to UL 489-480Y/277V | 6160 | 1 | ZN | 1
5SJ4216-8HG41 |  | Miniature circuit breaker 240 V 14kA, 2-pole, D, 16A, D=70 mm according to UL 489 | 7250 | 1 | ZN | 1
5SJ4216-8HG42 |  | Circuit breaker 10kA, 2-pole, D, 16A according to UL 489-480Y/277V | 7000 | 1 | ZN | 1
5SJ4218-7HG41 |  | Miniature circuit breaker 240 V 14kA, 2-pole, C, 15 A, D=70 mm according to UL 489 | 6240 | 1 | ZN | 1
5SJ4218-7HG42 |  | Circuit breaker 10kA, 2-pole, C, 15A according to UL 489-480Y/277V | 6160 | 1 | ZN | 1
5SJ4218-8HG41 |  | Miniature circuit breaker 240 V 14kA, 2-pole, D, 15 A, D=70 mm according to UL 489 | 7250 | 1 | ZN | 1
5SJ4218-8HG42 |  | Circuit breaker 10kA, 2-pole, D, 15 A according to UL 489-480Y/277V | 7000 | 1 | ZN | 1
5SJ4220-7HG41 |  | Miniature circuit breaker 240 V 14kA, 2-pole, C, 20 A, D=70 mm according to UL 489 | 6240 | 1 | ZN | 1
5SJ4220-7HG42 |  | Circuit breaker 10kA, 2-pole, C, 20A according to UL 489-480Y/277V | 6160 | 1 | ZN | 1
5SJ4220-8HG41 |  | Miniature circuit breaker 240 V 14kA, 2-pole, D, 20 A, D=70 mm according to UL 489 | 7250 | 1 | ZN | 1
5SJ4220-8HG42 |  | Circuit breaker 10kA, 2-pole, D, 20A according to UL 489-480Y/277V | 7000 | 1 | ZN | 1
5SJ4225-7HG41 |  | Miniature circuit breaker 240 V 14kA, 2-pole, C, 25A, D=70 mm according to UL 489 | 6240 | 1 | ZN | 1
5SJ4225-7HG42 |  | Circuit breaker 10kA, 2-pole, C, 25A according to UL 489-480Y/277V | 6160 | 1 | ZN | 1
5SJ4225-8HG41 |  | Miniature circuit breaker 240 V 10kA, 2-pole, D, 25A, D=70 mm according to UL 489 | 7250 | 1 | ZN | 1
5SJ4225-8HG42 |  | Circuit breaker 10kA, 2-pole, D, 25A according to UL 489-480Y/277V | 7000 | 1 | ZN | 1
5SJ4230-7HG41 |  | Miniature circuit breaker 240 V 14kA, 2-pole, C, 30 A, D=70 mm according to UL 489 | 7420 | 1 | ZN | 1
5SJ4230-7HG42 |  | Circuit breaker 10kA, 2-pole, C, 30 A according to UL 489-480Y/277V | 7250 | 1 | ZN | 1
5SJ4230-8HG41 |  | Miniature circuit breaker 240 V 10kA, 2-pole, D, 30 A, D=70 mm according to UL 489 | 8480 | 1 | ZN | 1
5SJ4230-8HG42 |  | Circuit breaker 10kA, 2-pole, D, 30 A according to UL 489-480Y/277V | 8520 | 1 | ZN | 1
5SJ4232-7HG41 |  | Miniature circuit breaker 240 V 14kA, 2-pole, C, 32 A, D=70 mm according to UL 489 | 7420 | 1 | ZN | 1
5SJ4232-7HG42 |  | Circuit breaker 10kA, 2-pole, C, 32A according to UL 489-480Y/277V | 7250 | 1 | ZN | 1
5SJ4232-8HG41 |  | Miniature circuit breaker 240 V 10kA, 2-pole, D, 32 A, D=70 mm according to UL 489 | 8480 | 1 | ZN | 1
5SJ4232-8HG42 |  | Circuit breaker 10kA, 2-pole, D, 32A according to UL 489-480Y/277V | 8520 | 1 | ZN | 1
5SJ4235-7HG41 |  | Miniature circuit breaker 240 V 14kA, 2-pole, C, 35 A, D=70 mm according to UL 489 | 9360 | 1 | ZN | 1
5SJ4235-7HG42 |  | Circuit breaker 10kA, 2-pole, C, 35A according to UL 489-480Y/277V | 9280 | 1 | ZN | 1
5SJ4235-8HG41 |  | Miniature circuit breaker 240 V 10kA, 2-pole, D, 35 A, D=70 mm according to UL 489 | 10800 | 1 | ZN | 1
5SJ4240-7HG41 |  | Miniature circuit breaker 240 V 14kA, 2-pole, C, 40A, D=70 mm according to UL 489 | 9360 | 1 | ZN | 1
5SJ4240-7HG42 |  | Circuit breaker 10kA, 2-pole, C, 40 A according to UL 489-480Y/277V | 9280 | 1 | ZN | 1
5SJ4240-8HG41 |  | Miniature circuit breaker 240 V 10kA, 2-pole, D, 40A, D=70 mm according to UL 489 | 10800 | 1 | ZN | 1
5SJ4245-7HG41 |  | Miniature circuit breaker 240 V 10kA, 2-pole, C, 45 A, D=70 mm according to UL 489 | 11200 | 1 | ZN | 1
5SJ4245-8HG41 |  | Miniature circuit breaker 240 V 10kA, 2-pole, D, 45 A, D=70 mm according to UL 489 | 12900 | 1 | ZN | 1
5SJ4250-7HG41 |  | Miniature circuit breaker 240 V 10kA, 2-pole, C, 50 A, D=70 mm according to UL 489 | 11200 | 1 | ZN | 1
5SJ4250-8HG41 |  | Miniature circuit breaker 240 V 10kA, 2-pole, D, 50 A, D=70 mm according to UL 489 | 12900 | 1 | ZN | 1
5SJ4260-7HG41 |  | Miniature circuit breaker 240 V 10kA, 2-pole, C, 60A, D=70 mm according to UL 489 | 13000 | 1 | ZN | 1
5SJ4260-8HG41 |  | Miniature circuit breaker 240 V 10kA, 2-pole, D, 60A, D=70 mm according to UL 489 | 15100 | 1 | ZN | 1
5SJ4263-7HG41 |  | Miniature circuit breaker 240 V 10kA, 2-pole, C, 63 A, D=70 mm according to UL 489 | 13000 | 1 | ZN | 1
5SJ4263-8HG41 |  | Miniature circuit breaker 240 V 10kA, 2-pole, D, 63 A, D=70 mm according to UL 489 | 15100 | 1 | ZN | 1
5SJ4301-7HG41 |  | Miniature circuit breaker 240 V 14kA, 3-pole, C, 1A, D=70 mm according to UL 489 | 10800 | 1 | ZN | 1
5SJ4301-7HG42 |  | Circuit breaker 10kA, 3-pole, C, 1A according to UL 489-480Y/277V | 10500 | 1 | ZN | 1
5SJ4301-8HG41 |  | Miniature circuit breaker 240 V 14kA, 3-pole, D, 1 A, D=70 mm according to UL 489 | 12400 | 1 | ZN | 1
5SJ4301-8HG42 |  | Circuit breaker 10kA, 3-pole, D, 1A according to UL 489-480Y/277V | 12000 | 1 | ZN | 1
5SJ4302-7HG41 |  | Miniature circuit breaker 240 V 14kA, 3-pole, C, 2A, D=70 mm according to UL 489 | 10800 | 1 | ZN | 1
5SJ4302-7HG42 |  | Circuit breaker 10kA, 3-pole, C, 2A according to UL 489-480Y/277V | 10500 | 1 | ZN | 1
5SJ4302-8HG41 |  | Miniature circuit breaker 240 V 14kA, 3-pole, D, 2A, D=70 mm according to UL 489 | 12400 | 1 | ZN | 1
5SJ4302-8HG42 |  | Circuit breaker 10kA, 3-pole, D, 2A according to UL 489-480Y/277V | 12000 | 1 | ZN | 1
5SJ4303-7HG41 |  | Miniature circuit breaker 240 V 14kA, 3-pole, C, 3 A, D=70 mm according to UL 489 | 10800 | 1 | ZN | 1
5SJ4303-7HG42 |  | Circuit breaker 10kA, 3-pole, C, 3 A according to UL 489-480Y/277V | 10500 | 1 | ZN | 1
5SJ4303-8HG41 |  | Miniature circuit breaker 240 V 14kA, 3-pole, D, 3 A, D=70 mm according to UL 489 | 12400 | 1 | ZN | 1
5SJ4303-8HG42 |  | Circuit breaker 10kA, 3-pole, D, 3 A according to UL 489-480Y/277V | 12000 | 1 | ZN | 1
5SJ4304-7HG41 |  | Miniature circuit breaker 240 V 14kA, 3-pole, C, 4A, D=70 mm according to UL 489 | 10800 | 1 | ZN | 1
5SJ4304-7HG42 |  | Circuit breaker 10kA, 3-pole, C, 4 A according to UL 489-480Y/277V | 10500 | 1 | ZN | 1
5SJ4304-8HG41 |  | Miniature circuit breaker 240 V 14kA, 3-pole, D, 4A, D=70 mm according to UL 489 | 12400 | 1 | ZN | 1
5SJ4304-8HG42 |  | Circuit breaker 10kA, 3-pole, D, 4 A according to UL 489-480Y/277V | 12000 | 1 | ZN | 1
5SJ4305-7HG41 |  | Miniature circuit breaker 240 V 14kA, 3-pole, C, 0.5A, D=70 mm according to UL 489 | 10800 | 1 | ZN | 1
5SJ4305-7HG42 |  | miniature circuit breaker 10 kA, 3-pole, C, 0.5 A according to UL 489-480Y/277V | 10500 | 1 | ZN | 1
5SJ4305-8HG41 |  | Miniature circuit breaker 240 V 14kA, 3-pole, D, 0.5A, D=70 mm according to UL 489 | 12400 | 1 | ZN | 1
5SJ4305-8HG42 |  | miniature circuit breaker 10 kA, 3-pole, D, 0.5 A according to UL 489-480Y/277V | 12000 | 1 | ZN | 1
5SJ4306-7HG41 |  | Miniature circuit breaker 240 V 14kA, 3-pole, C, 6 A, D=70 mm according to UL 489 | 10800 | 1 | ZN | 1
5SJ4306-7HG42 |  | Circuit breaker 10kA, 3-pole, C, 6A according to UL 489-480Y/277V | 10500 | 1 | ZN | 1
5SJ4306-8HG41 |  | Miniature circuit breaker 240 V 14kA, 3-pole, D, 6 A, D=70 mm according to UL 489 | 12400 | 1 | ZN | 1
5SJ4306-8HG42 |  | Circuit breaker 10kA, 3-pole, D, 6A according to UL 489-480Y/277V | 12000 | 1 | ZN | 1
5SJ4308-7HG41 |  | Miniature circuit breaker 240 V 14kA, 3-pole, C, 8A, D=70 mm according to UL 489 | 10800 | 1 | ZN | 1
5SJ4308-7HG42 |  | miniature circuit breaker, 10 kA, 3-pole, C, 8 A, according to UL 489-480Y/277V | 10500 | 1 | ZN | 1
5SJ4308-8HG41 |  | miniature circuit breaker, 240 V, 14 kA, 3-pole, D, 8 A, D=70 mm, according to UL 489 | 12400 | 1 | ZN | 1
5SJ4308-8HG42 |  | Circuit breaker 10kA, 3-pole, D, 8A according to UL 489-480Y/277V | 12000 | 1 | ZN | 1
5SJ4310-7HG41 |  | Miniature circuit breaker 240 V 14kA, 3-pole, C, 10A, D=70 mm according to UL 489 | 8980 | 1 | ZN | 1
5SJ4310-7HG42 |  | Circuit breaker 10kA, 3-pole, C, 10 A according to UL 489-480Y/277V | 8730 | 1 | ZN | 1
5SJ4310-8HG41 |  | Miniature circuit breaker 240 V 14kA, 3-pole, D, 10A, D=70 mm according to UL 489 | 10200 | 1 | ZN | 1
5SJ4310-8HG42 |  | Circuit breaker 10kA, 3-pole, D, 10 A according to UL 489-480Y/277V | 10100 | 1 | ZN | 1
5SJ4311-7HG41 |  | Miniature circuit breaker 240 V 14kA, 3-pole, C, 5A, D=70 mm according to UL 489 | 10800 | 1 | ZN | 1
5SJ4311-7HG42 |  | Circuit breaker 10kA, 3-pole, C, 5A according to UL 489-480Y/277V | 10500 | 1 | ZN | 1
5SJ4311-8HG41 |  | Miniature circuit breaker 240 V 14kA, 3-pole, D, 5 A, D=70 mm according to UL 489 | 12400 | 1 | ZN | 1
5SJ4311-8HG42 |  | Circuit breaker 10kA, 3-pole, D, 5 A according to UL 489-480Y/277V | 12000 | 1 | ZN | 1
5SJ4313-7HG41 |  | Miniature circuit breaker 240 V 14kA, 3-pole, C, 13 A, D=70 mm according to UL 489 | 8980 | 1 | ZN | 1
5SJ4313-7HG42 |  | Circuit breaker 10kA, 3-pole, C, 13A according to UL 489-480Y/277V | 8730 | 1 | ZN | 1
5SJ4313-8HG41 |  | Miniature circuit breaker 240 V 14kA, 3-pole, D, 13 A, D=70 mm according to UL 489 | 10200 | 1 | ZN | 1
5SJ4313-8HG42 |  | Circuit breaker 10kA, 3-pole, D, 13A according to UL 489-480Y/277V | 10100 | 1 | ZN | 1
5SJ4314-7HG41 |  | Miniature circuit breaker 240 V 14kA, 3-pole, C, 0.3A, D=70 mm according to UL 489 | 10800 | 1 | ZN | 1
5SJ4314-7HG42 |  | miniature circuit breaker 10 kA, 3-pole, C, 0.3 A according to UL 489-480Y/277V | 10500 | 1 | ZN | 1
5SJ4314-8HG41 |  | Miniature circuit breaker 240 V 14kA, 3-pole, D, 0.3A, D=70 mm according to UL 489 | 12400 | 1 | ZN | 1
5SJ4314-8HG42 |  | miniature circuit breaker 10 kA, 3-pole, D, 0.3 A according to UL 489-480Y/277V | 12000 | 1 | ZN | 1
5SJ4315-7HG41 |  | Miniature circuit breaker 240 V 14kA, 3-pole, C, 1.6A, D=70 mm according to UL 489 | 10800 | 1 | ZN | 1
5SJ4315-7HG42 |  | miniature circuit breaker 10 kA, 3-pole, C, 1.6 A according to UL 489-480Y/277 V | 10500 | 1 | ZN | 1
5SJ4315-8HG41 |  | Miniature circuit breaker 240 V 14kA, 3-pole, D, 1.6A, D=70 mm according to UL 489 | 12400 | 1 | ZN | 1
5SJ4315-8HG42 |  | miniature circuit breaker 10 kA, 3-pole, D, 1.6 A according to UL 489-480Y/277 V | 12000 | 1 | ZN | 1
5SJ4316-7HG41 |  | Miniature circuit breaker 240 V 14kA, 3-pole, C, 16A, D=70 mm according to UL 489 | 8980 | 1 | ZN | 1
5SJ4316-7HG42 |  | Circuit breaker 10kA, 3-pole, C, 16A according to UL 489-480Y/277V | 8730 | 1 | ZN | 1
5SJ4316-8HG41 |  | Miniature circuit breaker 240 V 14kA, 3-pole, D, 16A, D=70 mm according to UL 489 | 10200 | 1 | ZN | 1
5SJ4316-8HG42 |  | Circuit breaker 10kA, 3-pole, D, 16A according to UL 489-480Y/277V | 10100 | 1 | ZN | 1
5SJ4318-7HG41 |  | Miniature circuit breaker 240 V 14kA, 3-pole, C, 15 A, D=70 mm according to UL 489 | 8980 | 1 | ZN | 1
5SJ4318-7HG42 |  | Circuit breaker 10kA, 3-pole, C, 15A according to UL 489-480Y/277V | 8730 | 1 | ZN | 1
5SJ4318-8HG41 |  | Miniature circuit breaker 240 V 14kA, 3-pole, D, 15 A, D=70 mm according to UL 489 | 10200 | 1 | ZN | 1
5SJ4318-8HG42 |  | Circuit breaker 10kA, 3-pole, D, 15 A according to UL 489-480Y/277V | 10100 | 1 | ZN | 1
5SJ4320-7HG41 |  | Miniature circuit breaker 240 V 14kA, 3-pole, C, 20 A, D=70 mm according to UL 489 | 8980 | 1 | ZN | 1
5SJ4320-7HG42 |  | Circuit breaker 10kA, 3-pole, C, 20A according to UL 489-480Y/277V | 8730 | 1 | ZN | 1
5SJ4320-8HG41 |  | Miniature circuit breaker 240 V 14kA, 3-pole, D, 20 A, D=70 mm according to UL 489 | 10200 | 1 | ZN | 1
5SJ4320-8HG42 |  | Circuit breaker 10kA, 3-pole, D, 20A according to UL 489-480Y/277V | 10100 | 1 | ZN | 1
5SJ4325-7HG41 |  | Miniature circuit breaker 240 V 14kA, 3-pole, C, 25A, D=70 mm according to UL 489 | 8980 | 1 | ZN | 1
5SJ4325-7HG42 |  | Circuit breaker 10kA, 3-pole, C, 25A according to UL 489-480Y/277V | 8730 | 1 | ZN | 1
5SJ4325-8HG41 |  | Miniature circuit breaker 240 V 10kA, 3-pole, D, 25A, D=70 mm according to UL 489 | 10200 | 1 | ZN | 1
5SJ4325-8HG42 |  | Circuit breaker 10kA, 3-pole, D, 25A according to UL 489-480Y/277V | 10100 | 1 | ZN | 1
5SJ4330-7HG41 |  | Miniature circuit breaker 240 V 14kA, 3-pole, C, 30 A, D=70 mm according to UL 489 | 10800 | 1 | ZN | 1
5SJ4330-7HG42 |  | Circuit breaker 10kA, 3-pole, C, 30 A according to UL 489-480Y/277V | 10500 | 1 | ZN | 1
5SJ4330-8HG41 |  | Miniature circuit breaker 240 V 10kA, 3-pole, D, 30 A, D=70 mm according to UL 489 | 12400 | 1 | ZN | 1
5SJ4330-8HG42 |  | Circuit breaker 10kA, 3-pole, D, 30 A according to UL 489-480Y/277V | 12000 | 1 | ZN | 1
5SJ4332-7HG41 |  | Miniature circuit breaker 240 V 14kA, 3-pole, C, 32 A, D=70 mm according to UL 489 | 10800 | 1 | ZN | 1
5SJ4332-7HG42 |  | Circuit breaker 10kA, 3-pole, C, 32A according to UL 489-480Y/277V | 10500 | 1 | ZN | 1
5SJ4332-8HG41 |  | Miniature circuit breaker 240 V 10kA, 3-pole, D, 32 A, D=70 mm according to UL 489 | 12400 | 1 | ZN | 1
5SJ4332-8HG42 |  | Circuit breaker 10kA, 3-pole, D, 32A according to UL 489-480Y/277V | 12000 | 1 | ZN | 1
5SJ4335-7HG41 |  | Miniature circuit breaker 240 V 14kA, 3-pole, C, 35 A, D=70 mm according to UL 489 | 13400 | 1 | ZN | 1
5SJ4335-7HG42 |  | Circuit breaker 10kA, 3-pole, C, 35A according to UL 489-480Y/277V | 13200 | 1 | ZN | 1
5SJ4335-8HG41 |  | Miniature circuit breaker 240 V 10kA, 3-pole, D, 35 A, D=70 mm according to UL 489 | 15400 | 1 | ZN | 1
5SJ4340-7HG41 |  | Miniature circuit breaker 240 V 14kA, 3-pole, C, 40A, D=70 mm according to UL 489 | 13400 | 1 | ZN | 1
5SJ4340-7HG42 |  | Circuit breaker 10kA, 3-pole, C, 40 A according to UL 489-480Y/277V | 13200 | 1 | ZN | 1
5SJ4340-8HG41 |  | Miniature circuit breaker 240 V 10kA, 3-pole, D, 40A, D=70 mm according to UL 489 | 15400 | 1 | ZN | 1
5SJ4345-7HG41 |  | Miniature circuit breaker 240 V 10kA, 3-pole, C, 45 A, D=70 mm according to UL 489 | 16000 | 1 | ZN | 1
5SJ4345-8HG41 |  | Miniature circuit breaker 240 V 10kA, 3-pole, D, 45 A, D=70 mm according to UL 489 | 18500 | 1 | ZN | 1
5SJ4350-7HG41 |  | Miniature circuit breaker 240 V 10kA, 3-pole, C, 50 A, D=70 mm according to UL 489 | 16000 | 1 | ZN | 1
5SJ4350-8HG41 |  | Miniature circuit breaker 240 V 10kA, 3-pole, D, 50 A, D=70 mm according to UL 489 | 18500 | 1 | ZN | 1
5SJ4360-7HG41 |  | Miniature circuit breaker 240 V 10kA, 3-pole, C, 60A, D=70 mm according to UL 489 | 18700 | 1 | ZN | 1
5SJ4360-8HG41 |  | Miniature circuit breaker 240 V 10kA, 3-pole, D, 60A, D=70 mm according to UL 489 | 21500 | 1 | ZN | 1
5SJ4363-7HG41 |  | Miniature circuit breaker 240 V 10kA, 3-pole, C, 63 A, D=70 mm according to UL 489 | 18700 | 1 | ZN | 1
5SJ4363-8HG41 |  | Miniature circuit breaker 240 V 10kA, 3-pole, D, 63 A, D=70 mm according to UL 489 | 21500 | 1 | ZN | 1
5SJ6110-6KS |  | Miniature circuit breaker 230/400 V 6kA, 1-pole, B, 10A, D=70 mm with screwless outgoing terminals | 311 | 1 | ZN | 1
5SJ6110-7KS |  | Miniature circuit breaker 230/400 V 6kA, 1-pole, C, 10A, D=70 mm with screwless outgoing terminals | 271 | 1 | ZN | 1
5SJ6113-6KS |  | Miniature circuit breaker 230/400 V 6kA, 1-pole, B, 13 A, D=70 mm with screwless outgoing terminals | 311 | 1 | ZN | 1
5SJ6113-7KS |  | Miniature circuit breaker 230/400 V 6kA, 1-pole, C, 13 A, D=70 mm with screwless outgoing terminals | 271 | 1 | ZN | 1
5SJ6116-6KS |  | Miniature circuit breaker 230/400 V 6kA, 1-pole, B, 16A, D=70 mm with screwless outgoing terminals | 311 | 1 | ZN | 1
5SJ6116-7KS |  | Miniature circuit breaker 230/400 V 6kA, 1-pole, C, 16A, D=70 mm with screwless outgoing terminals | 271 | 1 | ZN | 1
5SJ6120-6KS |  | Miniature circuit breaker 230/400 V 6kA, 1-pole, B, 20 A, D=70 mm with screwless outgoing terminals | 311 | 1 | ZN | 1
5SJ6120-7KS |  | Miniature circuit breaker 230/400 V 6kA, 1-pole, C, 20 A, D=70 mm with screwless outgoing terminals | 271 | 1 | ZN | 1
5SJ6210-6KS |  | Miniature circuit breaker 400 V 6kA, 2-pole, B, 10A, D=70 mm with screwless outgoing terminals | 866 | 1 | ZN | 1
5SJ6210-7KS |  | Miniature circuit breaker 400 V 6kA, 2-pole, C, 10A, D=70 mm with screwless outgoing terminals | 759 | 1 | ZN | 1
5SJ6213-6KS |  | Miniature circuit breaker 400 V 6kA, 2-pole, B, 13 A, D=70 mm with screwless outgoing terminals | 866 | 1 | ZN | 1
5SJ6213-7KS |  | Miniature circuit breaker 400 V 6kA, 2-pole, C, 13 A, D=70 mm with screwless outgoing terminals | 759 | 1 | ZN | 1
5SJ6216-6KS |  | Miniature circuit breaker 400 V 6kA, 2-pole, B, 16A, D=70 mm with screwless outgoing terminals | 866 | 1 | ZN | 1
5SJ6216-7KS |  | Miniature circuit breaker 400 V 6kA, 2-pole, C, 16A, D=70 mm with screwless outgoing terminals | 759 | 1 | ZN | 1
5SJ6220-6KS |  | Miniature circuit breaker 400 V 6kA, 2-pole, B, 20 A, D=70 mm with screwless outgoing terminals | 866 | 1 | ZN | 1
5SJ6220-7KS |  | Miniature circuit breaker 400 V 6kA, 2-pole, C, 20 A, D=70 mm with screwless outgoing terminals | 759 | 1 | ZN | 1
5SJ6310-6KS |  | Miniature circuit breaker 400 V 6kA, 3-pole, B, 10A, D=70 mm with screwless outgoing terminals | 1240 | 1 | ZN | 1
5SJ6310-7KS |  | Miniature circuit breaker 400 V 6kA, 3-pole, C, 10A, D=70 mm with screwless outgoing terminals | 1090 | 1 | ZN | 1
5SJ6313-6KS |  | Miniature circuit breaker 400 V 6kA, 3-pole, B, 13 A, D=70 mm with screwless outgoing terminals | 1240 | 1 | ZN | 1
5SJ6313-7KS |  | Miniature circuit breaker 400 V 6kA, 3-pole, C, 13 A, D=70 mm with screwless outgoing terminals | 1090 | 1 | ZN | 1
5SJ6316-6KS |  | Miniature circuit breaker 400 V 6kA, 3-pole, B, 16A, D=70 mm with screwless outgoing terminals | 1240 | 1 | ZN | 1
5SJ6316-7KS |  | Miniature circuit breaker 400 V 6kA, 3-pole, C, 16A, D=70 mm with screwless outgoing terminals | 1090 | 1 | ZN | 1
5SJ6320-6KS |  | Miniature circuit breaker 400 V 6kA, 3-pole, B, 20 A, D=70 mm with screwless outgoing terminals | 1240 | 1 | ZN | 1
5SJ6320-7KS |  | Miniature circuit breaker 400 V 6kA, 3-pole, C, 20 A, D=70 mm with screwless outgoing terminals | 1090 | 1 | ZN | 1
5SJ6510-6KS |  | Miniature circuit breaker 230 V 6kA, 1+N-pole, B, 10A, D=70 mm with screwless outgoing terminals | 588 | 1 | ZN | 1
5SJ6510-7KS |  | Miniature circuit breaker 230 V 6kA, 1+N-pole, C, 10A, D=70 mm with screwless outgoing terminals | 516 | 1 | ZN | 1
5SJ6513-6KS |  | Miniature circuit breaker 230 V 6kA, 1+N-pole, B, 13 A, D=70 mm with screwless outgoing terminals | 588 | 1 | ZN | 1
5SJ6513-7KS |  | Miniature circuit breaker 230 V 6kA, 1+N-pole, C, 13 A, D=70 mm with screwless outgoing terminals | 516 | 1 | ZN | 1
5SJ6516-6KS |  | Miniature circuit breaker 230 V 6kA, 1+N-pole, B, 16A, D=70 mm with screwless outgoing terminals | 588 | 1 | ZN | 1
5SJ6516-7KS |  | Miniature circuit breaker 230 V 6kA, 1+N-pole, C, 16A, D=70 mm with screwless outgoing terminals | 516 | 1 | ZN | 1
5SJ6520-6KS |  | Miniature circuit breaker 230 V 6kA, 1+N-pole, B, 20 A, D=70 mm with screwless outgoing terminals | 588 | 1 | ZN | 1
5SJ6520-7KS |  | Miniature circuit breaker 230 V 6kA, 1+N-pole, C, 20 A, D=70 mm with screwless outgoing terminals | 516 | 1 | ZN | 1
5SL4101-6 |  | Miniature circuit breaker 230/400 V 10kA, 1-pole, B, 1 A | 385 | 1 | ZN | 1
5SL4101-7 |  | Miniature circuit breaker 230/400 V 10kA, 1-pole, C, 1 A | 367 | 1 | ZN | 1
5SL4102-6 |  | Miniature circuit breaker 230/400 V 10kA, 1-pole, B, 2A | 385 | 1 | ZN | 1
5SL4102-7 |  | Miniature circuit breaker 230/400 V 10kA, 1-pole, C, 2A | 367 | 1 | ZN | 1
5SL4102-8 |  | Miniature circuit breaker 230/400 V 10kA, 1-pole, D, 2A | 404 | 1 | ZN | 1
5SL4103-6 |  | Miniature circuit breaker 230/400 V 10kA, 1-pole, B, 3A | 385 | 1 | ZN | 1
5SL4103-7 |  | Miniature circuit breaker 230/400 V 10kA, 1-pole, C, 3A | 367 | 1 | ZN | 1
5SL4104-6 |  | Miniature circuit breaker 230/400 V 10kA, 1-pole, B, 4A | 385 | 1 | ZN | 1
5SL4104-7 |  | Miniature circuit breaker 230/400 V 10kA, 1-pole, C, 4A | 367 | 1 | ZN | 1
5SL4104-8 |  | Miniature circuit breaker 230/400 V 10kA, 1-pole, D, 4A | 404 | 1 | ZN | 1
5SL4105-7 |  | miniature circuit breaker 230/400 V 10 kA, 1-pole, C, 0.5 A | 367 | 1 | ZN | 1
5SL4106-6 |  | Miniature circuit breaker 230/400 V 10kA, 1-pole, B, 6A | 385 | 1 | ZN | 1
5SL4106-7 |  | Miniature circuit breaker 230/400 V 10kA, 1-pole, C, 6A | 367 | 1 | ZN | 1
5SL4106-8 |  | Miniature circuit breaker 230/400 V 10kA, 1-pole, D, 6A | 404 | 1 | ZN | 1
5SL4108-6 |  | Miniature circuit breaker 230/400 V 10kA, 1-pole, B, 8A | 385 | 1 | ZN | 1
5SL4108-7 |  | Miniature circuit breaker 230/400 V 10kA, 1-pole, C, 8A | 367 | 1 | ZN | 1
5SL4110-6 |  | Miniature circuit breaker 230/400 V 10kA, 1-pole, B, 10 A | 323 | 1 | ZN | 1
5SL4110-7 |  | Miniature circuit breaker 230/400 V 10kA, 1-pole, C, 10 A | 308 | 1 | ZN | 1
5SL4110-8 |  | Miniature circuit breaker 230/400 V 10kA, 1-pole, D, 10 A | 336 | 1 | ZN | 1
5SL4113-6 |  | Miniature circuit breaker 230/400 V 10kA, 1-pole, B, 13A | 323 | 1 | ZN | 1
5SL4113-7 |  | Miniature circuit breaker 230/400 V 10kA, 1-pole, C, 13A | 308 | 1 | ZN | 1
5SL4114-7 |  | miniature circuit breaker 230/400 V 10 kA, 1-pole, C, 0.3 A | 367 | 1 | ZN | 1
5SL4115-7 |  | miniature circuit breaker 230/400 V 10 kA, 1-pole, C, 1.6 A | 367 | 1 | ZN | 1
5SL4116-6 |  | Miniature circuit breaker 230/400 V 10kA, 1-pole, B, 16A | 323 | 1 | ZN | 1
5SL4116-7 |  | Miniature circuit breaker 230/400 V 10kA, 1-pole, C, 16A | 308 | 1 | ZN | 1
5SL4116-8 |  | Miniature circuit breaker 230/400 V 10kA, 1-pole, D, 16A | 336 | 1 | ZN | 1
5SL4120-6 |  | Miniature circuit breaker 230/400 V 10kA, 1-pole, B, 20 A | 323 | 1 | ZN | 1
5SL4120-7 |  | Miniature circuit breaker 230/400 V 10kA, 1-pole, C, 20 A | 308 | 1 | ZN | 1
5SL4125-6 |  | Miniature circuit breaker 230/400 V 10kA, 1-pole, B, 25A | 323 | 1 | ZN | 1
5SL4125-7 |  | Miniature circuit breaker 230/400 V 10kA, 1-pole, C, 25A | 308 | 1 | ZN | 1
5SL4132-6 |  | Miniature circuit breaker 230/400 V 10kA, 1-pole, B, 32 A | 385 | 1 | ZN | 1
5SL4132-7 |  | Miniature circuit breaker 230/400 V 10kA, 1-pole, C, 32 A | 367 | 1 | ZN | 1
5SL4140-6 |  | Miniature circuit breaker 230/400 V 10kA, 1-pole, B, 40 A | 484 | 1 | ZN | 1
5SL4140-7 |  | Miniature circuit breaker 230/400 V 10kA, 1-pole, C, 40 A | 460 | 1 | ZN | 1
5SL4150-6 |  | Miniature circuit breaker 230/400 V 10kA, 1-pole, B, 50 A | 580 | 1 | ZN | 1
5SL4150-7 |  | Miniature circuit breaker 230/400 V 10kA, 1-pole, C, 50 A | 553 | 1 | ZN | 1
5SL4163-6 |  | Miniature circuit breaker 230/400 V 10kA, 1-pole, B, 63 A | 675 | 1 | ZN | 1
5SL4163-7 |  | Miniature circuit breaker 230/400 V 10kA, 1-pole, C, 63 A | 644 | 1 | ZN | 1
5SL4201-6 |  | Miniature circuit breaker 400 V 10kA, 2-pole, B, 1 A | 1080 | 1 | ZN | 1
5SL4201-7 |  | Miniature circuit breaker 400 V 10kA, 2-pole, C, 1 A | 1030 | 1 | ZN | 1
5SL4201-8 |  | Miniature circuit breaker 400 V 10kA, 2-pole, D, 1 A | 1120 | 1 | ZN | 1
5SL4202-6 |  | Miniature circuit breaker 400 V 10kA, 2-pole, B, 2A | 1080 | 1 | ZN | 1
5SL4202-7 |  | Miniature circuit breaker 400 V 10kA, 2-pole, C, 2A | 1030 | 1 | ZN | 1
5SL4202-8 |  | Miniature circuit breaker 400 V 10kA, 2-pole, D, 2A | 1120 | 1 | ZN | 1
5SL4203-6 |  | Miniature circuit breaker 400 V 10kA, 2-pole, B, 3A | 1080 | 1 | ZN | 1
5SL4203-7 |  | Miniature circuit breaker 400 V 10kA, 2-pole, C, 3A | 1030 | 1 | ZN | 1
5SL4204-6 |  | Miniature circuit breaker 400 V 10kA, 2-pole, B, 4A | 1080 | 1 | ZN | 1
5SL4204-7 |  | Miniature circuit breaker 400 V 10kA, 2-pole, C, 4A | 1030 | 1 | ZN | 1
5SL4205-7 |  | miniature circuit breaker 400 V 10 kA, 2-pole, C, 0.5 A | 1030 | 1 | ZN | 1
5SL4206-6 |  | Miniature circuit breaker 400 V 10kA, 2-pole, B, 6A | 1080 | 1 | ZN | 1
5SL4206-7 |  | Miniature circuit breaker 400 V 10kA, 2-pole, C, 6A | 1030 | 1 | ZN | 1
5SL4206-8 |  | Miniature circuit breaker 400 V 10kA, 2-pole, D, 6A | 1120 | 1 | ZN | 1
5SL4208-6 |  | Miniature circuit breaker 400 V 10kA, 2-pole, B, 8A | 1080 | 1 | ZN | 1
5SL4208-7 |  | Miniature circuit breaker 400 V 10kA, 2-pole, C, 8A | 1030 | 1 | ZN | 1
5SL4210-6 |  | Miniature circuit breaker 400 V 10kA, 2-pole, B, 10 A | 905 | 1 | ZN | 1
5SL4210-7 |  | Miniature circuit breaker 400 V 10kA, 2-pole, C, 10 A | 856 | 1 | ZN | 1
5SL4210-8 |  | Miniature circuit breaker 400 V 10kA, 2-pole, D, 10 A | 941 | 1 | ZN | 1
5SL4213-6 |  | Miniature circuit breaker 400 V 10kA, 2-pole, B, 13A | 905 | 1 | ZN | 1
5SL4213-7 |  | Miniature circuit breaker 400 V 10kA, 2-pole, C, 13A | 856 | 1 | ZN | 1
5SL4214-7 |  | miniature circuit breaker 400 V 10 kA, 2-pole, C, 0.3 A | 1030 | 1 | ZN | 1
5SL4215-7 |  | miniature circuit breaker 400 V 10 kA, 2-pole, C, 1.6 A | 1030 | 1 | ZN | 1
5SL4216-6 |  | Miniature circuit breaker 400 V 10kA, 2-pole, B, 16A | 905 | 1 | ZN | 1
5SL4216-7 |  | Miniature circuit breaker 400 V 10kA, 2-pole, C, 16A | 856 | 1 | ZN | 1
5SL4216-8 |  | Miniature circuit breaker 400 V 10kA, 2-pole, D, 16A | 941 | 1 | ZN | 1
5SL4220-6 |  | Miniature circuit breaker 400 V 10kA, 2-pole, B, 20 A | 905 | 1 | ZN | 1
5SL4220-7 |  | Miniature circuit breaker 400 V 10kA, 2-pole, C, 20 A | 856 | 1 | ZN | 1
5SL4220-8 |  | Miniature circuit breaker 400 V 10kA, 2-pole, D, 20 A | 941 | 1 | ZN | 1
5SL4225-6 |  | Miniature circuit breaker 400 V 10kA, 2-pole, B, 25A | 905 | 1 | ZN | 1
5SL4225-7 |  | Miniature circuit breaker 400 V 10kA, 2-pole, C, 25A | 856 | 1 | ZN | 1
5SL4225-8 |  | Miniature circuit breaker 400 V 10kA, 2-pole, D, 25A | 941 | 1 | ZN | 1
5SL4232-6 |  | Miniature circuit breaker 400 V 10kA, 2-pole, B, 32 A | 1080 | 1 | ZN | 1
5SL4232-7 |  | Miniature circuit breaker 400 V 10kA, 2-pole, C, 32 A | 1030 | 1 | ZN | 1
5SL4232-8 |  | Miniature circuit breaker 400 V 10kA, 2-pole, D, 32 A | 1120 | 1 | ZN | 1
5SL4240-6 |  | Miniature circuit breaker 400 V 10kA, 2-pole, B, 40 A | 1360 | 1 | ZN | 1
5SL4240-7 |  | Miniature circuit breaker 400 V 10kA, 2-pole, C, 40 A | 1280 | 1 | ZN | 1
5SL4240-8 |  | Miniature circuit breaker 400 V 10kA, 2-pole, D, 40 A | 1410 | 1 | ZN | 1
5SL4250-6 |  | Miniature circuit breaker 400 V 10kA, 2-pole, B, 50 A | 1610 | 1 | ZN | 1
5SL4250-7 |  | Miniature circuit breaker 400 V 10kA, 2-pole, C, 50 A | 1540 | 1 | ZN | 1
5SL4250-8 |  | Miniature circuit breaker 400 V 10kA, 2-pole, D, 50 A | 1700 | 1 | ZN | 1
5SL4263-6 |  | Miniature circuit breaker 400 V 10kA, 2-pole, B, 63 A | 1910 | 1 | ZN | 1
5SL4263-7 |  | Miniature circuit breaker 400 V 10kA, 2-pole, C, 63 A | 1810 | 1 | ZN | 1
5SL4263-8 |  | Miniature circuit breaker 400 V 10kA, 2-pole, D, 63 A | 1950 | 1 | ZN | 1
5SL4301-6 |  | Miniature circuit breaker 400 V 10kA, 3-pole, B, 1 A | 1540 | 1 | ZN | 1
5SL4301-7 |  | Miniature circuit breaker 400 V 10kA, 3-pole, C, 1 A | 1460 | 1 | ZN | 1
5SL4302-6 |  | Miniature circuit breaker 400 V 10kA, 3-pole, B, 2A | 1540 | 1 | ZN | 1
5SL4302-7 |  | Miniature circuit breaker 400 V 10kA, 3-pole, C, 2A | 1460 | 1 | ZN | 1
5SL4303-6 |  | Miniature circuit breaker 400 V 10kA, 3-pole, B, 3A | 1540 | 1 | ZN | 1
5SL4303-7 |  | Miniature circuit breaker 400 V 10kA, 3-pole, C, 3A | 1460 | 1 | ZN | 1
5SL4304-6 |  | Miniature circuit breaker 400 V 10kA, 3-pole, B, 4A | 1540 | 1 | ZN | 1
5SL4304-7 |  | Miniature circuit breaker 400 V 10kA, 3-pole, C, 4A | 1460 | 1 | ZN | 1
5SL4305-7 |  | miniature circuit breaker 400 V 10 kA, 3-pole, C, 0.5 A | 1460 | 1 | ZN | 1
5SL4306-6 |  | Miniature circuit breaker 400 V 10kA, 3-pole, B, 6A | 1540 | 1 | ZN | 1
5SL4306-7 |  | Miniature circuit breaker 400 V 10kA, 3-pole, C, 6A | 1460 | 1 | ZN | 1
5SL4306-8 |  | Miniature circuit breaker 400 V 10kA, 3-pole, D, 6A | 1590 | 1 | ZN | 1
5SL4308-6 |  | Miniature circuit breaker 400 V 10kA, 3-pole, B, 8A | 1540 | 1 | ZN | 1
5SL4308-7 |  | Miniature circuit breaker 400 V 10kA, 3-pole, C, 8A | 1460 | 1 | ZN | 1
5SL4310-6 |  | Miniature circuit breaker 400 V 10kA, 3-pole, B, 10 A | 1300 | 1 | ZN | 1
5SL4310-7 |  | Miniature circuit breaker 400 V 10kA, 3-pole, C, 10 A | 1230 | 1 | ZN | 1
5SL4310-8 |  | Miniature circuit breaker 400 V 10kA, 3-pole, D, 10 A | 1360 | 1 | ZN | 1
5SL4313-6 |  | Miniature circuit breaker 400 V 10kA, 3-pole, B, 13A | 1300 | 1 | ZN | 1
5SL4313-7 |  | Miniature circuit breaker 400 V 10kA, 3-pole, C, 13A | 1230 | 1 | ZN | 1
5SL4314-7 |  | miniature circuit breaker 400 V 10 kA, 3-pole, C, 0.3 A | 1460 | 1 | ZN | 1
5SL4315-7 |  | miniature circuit breaker 400 V 10 kA, 3-pole, C, 1.6 A | 1460 | 1 | ZN | 1
5SL4316-6 |  | Miniature circuit breaker 400 V 10kA, 3-pole, B, 16A | 1300 | 1 | ZN | 1
5SL4316-7 |  | Miniature circuit breaker 400 V 10kA, 3-pole, C, 16A | 1230 | 1 | ZN | 1
5SL4316-8 |  | Miniature circuit breaker 400 V 10kA, 3-pole, D, 16A | 1360 | 1 | ZN | 1
5SL4320-6 |  | Miniature circuit breaker 400 V 10kA, 3-pole, B, 20 A | 1300 | 1 | ZN | 1
5SL4320-7 |  | Miniature circuit breaker 400 V 10kA, 3-pole, C, 20 A | 1230 | 1 | ZN | 1
5SL4320-8 |  | Miniature circuit breaker 400 V 10kA, 3-pole, D, 20 A | 1360 | 1 | ZN | 1
5SL4325-6 |  | Miniature circuit breaker 400 V 10kA, 3-pole, B, 25A | 1300 | 1 | ZN | 1
5SL4325-7 |  | Miniature circuit breaker 400 V 10kA, 3-pole, C, 25A | 1230 | 1 | ZN | 1
5SL4325-8 |  | Miniature circuit breaker 400 V 10kA, 3-pole, D, 25A | 1360 | 1 | ZN | 1
5SL4332-6 |  | Miniature circuit breaker 400 V 10kA, 3-pole, B, 32 A | 1540 | 1 | ZN | 1
5SL4332-7 |  | Miniature circuit breaker 400 V 10kA, 3-pole, C, 32 A | 1460 | 1 | ZN | 1
5SL4332-8 |  | Miniature circuit breaker 400 V 10kA, 3-pole, D, 32 A | 1590 | 1 | ZN | 1
5SL4340-6 |  | Miniature circuit breaker 400 V 10kA, 3-pole, B, 40 A | 1940 | 1 | ZN | 1
5SL4340-7 |  | Miniature circuit breaker 400 V 10kA, 3-pole, C, 40 A | 1840 | 1 | ZN | 1
5SL4340-8 |  | Miniature circuit breaker 400 V 10kA, 3-pole, D, 40 A | 2030 | 1 | ZN | 1
5SL4350-6 |  | Miniature circuit breaker 400 V 10kA, 3-pole, B, 50 A | 2310 | 1 | ZN | 1
5SL4350-7 |  | Miniature circuit breaker 400 V 10kA, 3-pole, C, 50 A | 2200 | 1 | ZN | 1
5SL4350-8 |  | Miniature circuit breaker 400 V 10kA, 3-pole, D, 50 A | 2440 | 1 | ZN | 1
5SL4363-6 |  | Miniature circuit breaker 400 V 10kA, 3-pole, B, 63 A | 2730 | 1 | ZN | 1
5SL4363-7 |  | Miniature circuit breaker 400 V 10kA, 3-pole, C, 63 A | 2590 | 1 | ZN | 1
5SL4363-8 |  | Miniature circuit breaker 400 V 10kA, 3-pole, D, 63 A | 2820 | 1 | ZN | 1
5SL4401-6 |  | Miniature circuit breaker 400 V 10kA, 4-pole, B, 1 A | 2160 | 1 | ZN | 1
5SL4401-7 |  | Miniature circuit breaker 400 V 10kA, 4-pole, C, 1 A | 2050 | 1 | ZN | 1
5SL4402-6 |  | Miniature circuit breaker 400 V 10kA, 4-pole, B, 2A | 2160 | 1 | ZN | 1
5SL4402-7 |  | Miniature circuit breaker 400 V 10kA, 4-pole, C, 2A | 2050 | 1 | ZN | 1
5SL4403-6 |  | Miniature circuit breaker 400 V 10kA, 4-pole, B, 3A | 2160 | 1 | ZN | 1
5SL4403-7 |  | Miniature circuit breaker 400 V 10kA, 4-pole, C, 3A | 2050 | 1 | ZN | 1
5SL4404-6 |  | Miniature circuit breaker 400 V 10kA, 4-pole, B, 4A | 2160 | 1 | ZN | 1
5SL4404-7 |  | Miniature circuit breaker 400 V 10kA, 4-pole, C, 4A | 2050 | 1 | ZN | 1
5SL4405-7 |  | miniature circuit breaker 400 V 10 kA, 4-pole, C, 0.5 A | 2050 | 1 | ZN | 1
5SL4406-6 |  | Miniature circuit breaker 400 V 10kA, 4-pole, B, 6A | 2160 | 1 | ZN | 1
5SL4406-7 |  | Miniature circuit breaker 400 V 10kA, 4-pole, C, 6A | 2050 | 1 | ZN | 1
5SL4408-6 |  | Miniature circuit breaker 400 V 10kA, 4-pole, B, 8A | 2160 | 1 | ZN | 1
5SL4408-7 |  | Miniature circuit breaker 400 V 10kA, 4-pole, C, 8A | 2050 | 1 | ZN | 1
5SL4410-6 |  | Miniature circuit breaker 400 V 10kA, 4-pole, B, 10 A | 1800 | 1 | ZN | 1
5SL4410-7 |  | Miniature circuit breaker 400 V 10kA, 4-pole, C, 10 A | 1670 | 1 | ZN | 1
5SL4413-6 |  | Miniature circuit breaker 400 V 10kA, 4-pole, B, 13A | 1800 | 1 | ZN | 1
5SL4413-7 |  | Miniature circuit breaker 400 V 10kA, 4-pole, C, 13A | 1670 | 1 | ZN | 1
5SL4414-7 |  | miniature circuit breaker 400 V 10 kA, 4-pole, C, 0.3 A | 2050 | 1 | ZN | 1
5SL4415-7 |  | miniature circuit breaker 400 V 10 kA, 4-pole, C, 1.6 A | 2050 | 1 | ZN | 1
5SL4416-6 |  | Miniature circuit breaker 400 V 10kA, 4-pole, B, 16A | 1800 | 1 | ZN | 1
5SL4416-7 |  | Miniature circuit breaker 400 V 10kA, 4-pole, C, 16A | 1670 | 1 | ZN | 1
5SL4420-6 |  | Miniature circuit breaker 400 V 10kA, 4-pole, B, 20 A | 1800 | 1 | ZN | 1
5SL4420-7 |  | Miniature circuit breaker 400 V 10kA, 4-pole, C, 20 A | 1670 | 1 | ZN | 1
5SL4425-6 |  | Miniature circuit breaker 400 V 10kA, 4-pole, B, 25A | 1800 | 1 | ZN | 1
5SL4425-7 |  | Miniature circuit breaker 400 V 10kA, 4-pole, C, 25A | 1670 | 1 | ZN | 1
5SL4432-6 |  | Miniature circuit breaker 400 V 10kA, 4-pole, B, 32 A | 2160 | 1 | ZN | 1
5SL4432-7 |  | Miniature circuit breaker 400 V 10kA, 4-pole, C, 32 A | 2050 | 1 | ZN | 1
5SL4440-6 |  | Miniature circuit breaker 400 V 10kA, 4-pole, B, 40 A | 2730 | 1 | ZN | 1
5SL4440-7 |  | Miniature circuit breaker 400 V 10kA, 4-pole, C, 40 A | 2590 | 1 | ZN | 1
5SL4450-6 |  | Miniature circuit breaker 400 V 10kA, 4-pole, B, 50 A | 3240 | 1 | ZN | 1
5SL4450-7 |  | Miniature circuit breaker 400 V 10kA, 4-pole, C, 50 A | 3090 | 1 | ZN | 1
5SL4463-6 |  | Miniature circuit breaker 400 V 10kA, 4-pole, B, 63 A | 3760 | 1 | ZN | 1
5SL4463-7 |  | Miniature circuit breaker 400 V 10kA, 4-pole, C, 63 A | 3590 | 1 | ZN | 1
5SL4501-6 |  | Miniature circuit breaker 230 V 10kA, 1+N-pole, B, 1A | 736 | 1 | ZN | 1
5SL4501-7 |  | Miniature circuit breaker 230 V 10kA, 1+N-pole, C, 1 A | 698 | 1 | ZN | 1
5SL4502-6 |  | Miniature circuit breaker 230 V 10kA, 1+N-pole, B, 2A | 736 | 1 | ZN | 1
5SL4502-7 |  | Miniature circuit breaker 230 V 10kA, 1+N-pole, C, 2A | 698 | 1 | ZN | 1
5SL4503-6 |  | Miniature circuit breaker 230 V 10kA, 1+N-pole, B, 3A | 736 | 1 | ZN | 1
5SL4503-7 |  | Miniature circuit breaker 230 V 10kA, 1+N-pole, C, 3A | 698 | 1 | ZN | 1
5SL4504-6 |  | Miniature circuit breaker 230 V 10kA, 1+N-pole, B, 4A | 736 | 1 | ZN | 1
5SL4504-7 |  | Miniature circuit breaker 230 V 10kA, 1+N-pole, C, 4A | 698 | 1 | ZN | 1
5SL4505-7 |  | miniature circuit breaker 230 V 10 kA, 1+N-pole, C, 0.5 A | 698 | 1 | ZN | 1
5SL4506-6 |  | Miniature circuit breaker 230 V 10kA, 1+N-pole, B, 6A | 736 | 1 | ZN | 1
5SL4506-7 |  | Miniature circuit breaker 230 V 10kA, 1+N-pole, C, 6A | 698 | 1 | ZN | 1
5SL4508-6 |  | Miniature circuit breaker 230 V 10kA, 1+N-pole, B, 8A | 736 | 1 | ZN | 1
5SL4508-7 |  | Miniature circuit breaker 230 V 10kA, 1+N-pole, C, 8A | 698 | 1 | ZN | 1
5SL4510-6 |  | Miniature circuit breaker 230 V 10kA, 1+N-pole, B, 10 A | 615 | 1 | ZN | 1
5SL4510-7 |  | Miniature circuit breaker 230 V 10kA, 1+N-pole, C, 10 A | 582 | 1 | ZN | 1
5SL4513-6 |  | Miniature circuit breaker 230 V 10kA, 1+N-pole, B, 13A | 615 | 1 | ZN | 1
5SL4513-7 |  | Miniature circuit breaker 230 V 10kA, 1+N-pole, C, 13A | 582 | 1 | ZN | 1
5SL4514-7 |  | miniature circuit breaker 230 V 10 kA, 1+N-pole, C, 0.3 A | 698 | 1 | ZN | 1
5SL4515-7 |  | miniature circuit breaker 230 V 10 kA, 1+N-pole, C, 1.6 A | 698 | 1 | ZN | 1
5SL4516-6 |  | Miniature circuit breaker 230 V 10kA, 1+N-pole, B, 16A | 615 | 1 | ZN | 1
5SL4516-7 |  | Miniature circuit breaker 230 V 10kA, 1+N-pole, C, 16A | 582 | 1 | ZN | 1
5SL4520-6 |  | Miniature circuit breaker 230 V 10kA, 1+N-pole, B, 20 A | 615 | 1 | ZN | 1
5SL4520-7 |  | Miniature circuit breaker 230 V 10kA, 1+N-pole, C, 20 A | 582 | 1 | ZN | 1
5SL4525-6 |  | Miniature circuit breaker 230 V 10kA, 1+N-pole, B, 25A | 615 | 1 | ZN | 1
5SL4525-7 |  | Miniature circuit breaker 230 V 10kA, 1+N-pole, C, 25A | 582 | 1 | ZN | 1
5SL4532-6 |  | Miniature circuit breaker 230 V 10kA, 1+N-pole, B, 32 A | 736 | 1 | ZN | 1
5SL4532-7 |  | Miniature circuit breaker 230 V 10kA, 1+N-pole, C, 32 A | 698 | 1 | ZN | 1
5SL4540-6 |  | Miniature circuit breaker 230 V 10kA, 1+N-pole, B, 40 A | 916 | 1 | ZN | 1
5SL4540-7 |  | Miniature circuit breaker 230 V 10kA, 1+N-pole, C, 40 A | 875 | 1 | ZN | 1
5SL4550-6 |  | Miniature circuit breaker 230 V 10kA, 1+N-pole, B, 50 A | 1100 | 1 | ZN | 1
5SL4550-7 |  | Miniature circuit breaker 230 V 10kA, 1+N-pole, C, 50 A | 1050 | 1 | ZN | 1
5SL4563-6 |  | Miniature circuit breaker 230 V 10kA, 1+N-pole, B, 63 A | 1290 | 1 | ZN | 1
5SL4563-7 |  | Miniature circuit breaker 230 V 10kA, 1+N-pole, C, 63 A | 1230 | 1 | ZN | 1
5SL4601-6 |  | Miniature circuit breaker 400 V 10kA, 3+N-pole, B, 1 A | 1940 | 1 | ZN | 1
5SL4601-7 |  | Miniature circuit breaker 400 V 10kA, 3+N-pole, C, 1 A | 1840 | 1 | ZN | 1
5SL4602-6 |  | Miniature circuit breaker 400 V 10kA, 3+N-pole, B, 2A | 1940 | 1 | ZN | 1
5SL4602-7 |  | Miniature circuit breaker 400 V 10kA, 3+N-pole, C, 2A | 1840 | 1 | ZN | 1
5SL4603-6 |  | Miniature circuit breaker 400 V 10kA, 3+N-pole, B, 3A | 1940 | 1 | ZN | 1
5SL4603-7 |  | Miniature circuit breaker 400 V 10kA, 3+N-pole, C, 3A | 1840 | 1 | ZN | 1
5SL4604-6 |  | Miniature circuit breaker 400 V 10kA, 3+N-pole, B, 4A | 1940 | 1 | ZN | 1
5SL4604-7 |  | Miniature circuit breaker 400 V 10kA, 3+N-pole, C, 4A | 1840 | 1 | ZN | 1
5SL4605-7 |  | miniature circuit breaker 400 V 10 kA, 3+N-pole, C, 0.5 A | 1840 | 1 | ZN | 1
5SL4606-6 |  | Miniature circuit breaker 400 V 10kA, 3+N-pole, B, 6A | 1940 | 1 | ZN | 1
5SL4606-7 |  | Miniature circuit breaker 400 V 10kA, 3+N-pole, C, 6A | 1840 | 1 | ZN | 1
5SL4608-6 |  | Miniature circuit breaker 400 V 10kA, 3+N-pole, B, 8A | 1940 | 1 | ZN | 1
5SL4608-7 |  | Miniature circuit breaker 400 V 10kA, 3+N-pole, C, 8A | 1840 | 1 | ZN | 1
5SL4610-6 |  | Miniature circuit breaker 400 V 10kA, 3+N-pole, B, 10 A | 1610 | 1 | ZN | 1
5SL4610-7 |  | Miniature circuit breaker 400 V 10kA, 3+N-pole, C, 10 A | 1540 | 1 | ZN | 1
5SL4613-6 |  | Miniature circuit breaker 400 V 10kA, 3+N-pole, B, 13A | 1610 | 1 | ZN | 1
5SL4613-7 |  | Miniature circuit breaker 400 V 10kA, 3+N-pole, C, 13A | 1540 | 1 | ZN | 1
5SL4614-7 |  | miniature circuit breaker 400 V 10 kA, 3+N-pole, C, 0.3 A | 1840 | 1 | ZN | 1
5SL4615-7 |  | miniature circuit breaker 400 V 10 kA, 3+N-pole, C, 1.6 A | 1840 | 1 | ZN | 1
5SL4616-6 |  | Miniature circuit breaker 400 V 10kA, 3+N-pole, B, 16A | 1610 | 1 | ZN | 1
5SL4616-7 |  | Miniature circuit breaker 400 V 10kA, 3+N-pole, C, 16A | 1540 | 1 | ZN | 1
5SL4620-6 |  | Miniature circuit breaker 400 V 10kA, 3+N-pole, B, 20 A | 1610 | 1 | ZN | 1
5SL4620-7 |  | Miniature circuit breaker 400 V 10kA, 3+N-pole, C, 20 A | 1540 | 1 | ZN | 1
5SL4625-6 |  | Miniature circuit breaker 400 V 10kA, 3+N-pole, B, 25A | 1610 | 1 | ZN | 1
5SL4625-7 |  | Miniature circuit breaker 400 V 10kA, 3+N-pole, C, 25A | 1540 | 1 | ZN | 1
5SL4632-6 |  | Miniature circuit breaker 400 V 10kA, 3+N-pole, B, 32 A | 1940 | 1 | ZN | 1
5SL4632-7 |  | Miniature circuit breaker 400 V 10kA, 3+N-pole, C, 32 A | 1840 | 1 | ZN | 1
5SL4640-6 |  | Miniature circuit breaker 400 V 10kA, 3+N-pole, B, 40 A | 2400 | 1 | ZN | 1
5SL4640-7 |  | Miniature circuit breaker 400 V 10kA, 3+N-pole, C, 40 A | 2300 | 1 | ZN | 1
5SL4650-6 |  | Miniature circuit breaker 400 V 10kA, 3+N-pole, B, 50 A | 2950 | 1 | ZN | 1
5SL4650-7 |  | Miniature circuit breaker 400 V 10kA, 3+N-pole, C, 50 A | 2720 | 1 | ZN | 1
5SL4663-6 |  | Miniature circuit breaker 400 V 10kA, 3+N-pole, B, 63 A | 3380 | 1 | ZN | 1
5SL4663-7 |  | Miniature circuit breaker 400 V 10kA, 3+N-pole, C, 63 A | 3230 | 1 | ZN | 1
5SL6002-7 |  | miniature circuit breaker 230 V, 6 kA, 1+N-pole/1 MW, C2 | 757 | 1 | ZN | 1
5SL6004-7 |  | miniature circuit breaker 230 V, 6 kA, 1+N-pole/1 MW, C4 | 757 | 1 | ZN | 1
5SL6006-6 |  | miniature circuit breaker 230 V, 6 kA, 1+N-pole/1 MW, B6 | 569 | 1 | ZN | 1
5SL6006-7 |  | miniature circuit breaker 230 V, 6 kA, 1+N-pole/1 MW, C6 | 757 | 1 | ZN | 1
5SL6010-7 |  | miniature circuit breaker 230 V, 6 kA, 1+N-pole/1 MW, C10 | 629 | 1 | ZN | 1
5SL6016-7 |  | miniature circuit breaker 230 V, 6 kA, 1+N-pole/1 MW, C16 | 629 | 1 | ZN | 1
5SL6020-7 |  | miniature circuit breaker 230 V, 6 kA, 1+N-pole/1 MW, C20 | 629 | 1 | ZN | 1
5SL6032-7 |  | miniature circuit breaker 230 V, 6 kA, 1+N-pole/1 MW, C32 | 757 | 1 | ZN | 1
5SL6040-7 |  | miniature circuit breaker 230 V, 6 kA, 1+N-pole/1 MW, C40 | 952 | 1 | ZN | 1
5SL6101-7 |  | Miniature circuit breaker 230/400 V 6kA, 1-pole, C, 1 A | 302 | 1 | ZN | 1
5SL6102-7 |  | Miniature circuit breaker 230/400 V 6kA, 1-pole, C, 2A | 302 | 1 | ZN | 1
5SL6103-7 |  | Miniature circuit breaker 230/400 V 6kA, 1-pole, C, 3A | 302 | 1 | ZN | 1
5SL6104-7 |  | Miniature circuit breaker 230/400 V 6kA, 1-pole, C, 4A | 302 | 1 | ZN | 1
5SL6105-7 |  | miniature circuit breaker 230/400 V 6 kA, 1-pole, C, 0.5 A | 302 | 1 | ZN | 1
5SL6106-7 |  | Miniature circuit breaker 230/400 V 6kA, 1-pole, C, 6A | 302 | 1 | ZN | 1
5SL6108-7 |  | Miniature circuit breaker 230/400 V 6kA, 1-pole, C, 8A | 302 | 1 | ZN | 1
5SL6110-7 |  | Miniature circuit breaker 230/400 V 6kA, 1-pole, C, 10 A | 248 | 1 | ZN | 1
5SL6113-7 |  | Miniature circuit breaker 230/400 V 6kA, 1-pole, C, 13A | 248 | 1 | ZN | 1
5SL6114-7 |  | miniature circuit breaker 230/400 V 6 kA, 1-pole, C, 0.3 A | 302 | 1 | ZN | 1
5SL6115-7 |  | miniature circuit breaker 230/400 V 6 kA, 1-pole, C, 1.6 A | 302 | 1 | ZN | 1
5SL6116-7 |  | Miniature circuit breaker 230/400 V 6kA, 1-pole, C, 16A | 248 | 1 | ZN | 1
5SL6120-7 |  | Miniature circuit breaker 230/400 V 6kA, 1-pole, C, 20 A | 248 | 1 | ZN | 1
5SL6125-7 |  | Miniature circuit breaker 230/400 V 6kA, 1-pole, C, 25A | 248 | 1 | ZN | 1
5SL6132-7 |  | Miniature circuit breaker 230/400 V 6kA, 1-pole, C, 32 A | 302 | 1 | ZN | 1
5SL6140-7 |  | Miniature circuit breaker 230/400 V 6kA, 1-pole, C, 40 A | 372 | 1 | ZN | 1
5SL6150-7 |  | Miniature circuit breaker 230/400 V 6kA, 1-pole, C, 50 A | 449 | 1 | ZN | 1
5SL6163-7 |  | Miniature circuit breaker 230/400 V 6kA, 1-pole, C, 63 A | 525 | 1 | ZN | 1
5SL6201-7 |  | Miniature circuit breaker 400 V 6kA, 2-pole, C, 1 A | 838 | 1 | ZN | 1
5SL6202-7 |  | Miniature circuit breaker 400 V 6kA, 2-pole, C, 2A | 838 | 1 | ZN | 1
5SL6203-7 |  | Miniature circuit breaker 400 V 6kA, 2-pole, C, 3A | 838 | 1 | ZN | 1
5SL6204-7 |  | Miniature circuit breaker 400 V 6kA, 2-pole, C, 4A | 838 | 1 | ZN | 1
5SL6205-7 |  | miniature circuit breaker 400 V 6 kA, 2-pole, C, 0.5 A | 838 | 1 | ZN | 1
5SL6206-7 |  | Miniature circuit breaker 400 V 6kA, 2-pole, C, 6A | 838 | 1 | ZN | 1
5SL6208-7 |  | Miniature circuit breaker 400 V 6kA, 2-pole, C, 8A | 838 | 1 | ZN | 1
5SL6210-7 |  | Miniature circuit breaker 400 V 6kA, 2-pole, C, 10 A | 700 | 1 | ZN | 1
5SL6213-7 |  | Miniature circuit breaker 400 V 6kA, 2-pole, C, 13A | 700 | 1 | ZN | 1
5SL6214-7 |  | miniature circuit breaker 400 V 6 kA, 2-pole, C, 0.3 A | 838 | 1 | ZN | 1
5SL6215-7 |  | miniature circuit breaker 400 V 6 kA, 2-pole, C, 1.6 A | 838 | 1 | ZN | 1
5SL6216-7 |  | Miniature circuit breaker 400 V 6kA, 2-pole, C, 16A | 700 | 1 | ZN | 1
5SL6220-7 |  | Miniature circuit breaker 400 V 6kA, 2-pole, C, 20 A | 700 | 1 | ZN | 1
5SL6225-7 |  | Miniature circuit breaker 400 V 6kA, 2-pole, C, 25A | 700 | 1 | ZN | 1
5SL6232-7 |  | Miniature circuit breaker 400 V 6kA, 2-pole, C, 32 A | 838 | 1 | ZN | 1
5SL6240-7 |  | Miniature circuit breaker 400 V 6kA, 2-pole, C, 40 A | 1050 | 1 | ZN | 1
5SL6250-7 |  | Miniature circuit breaker 400 V 6kA, 2-pole, C, 50 A | 1260 | 1 | ZN | 1
5SL6263-7 |  | Miniature circuit breaker 400 V 6kA, 2-pole, C, 63 A | 1470 | 1 | ZN | 1
5SL6301-7 |  | Miniature circuit breaker 400 V 6kA, 3-pole, C, 1 A | 1200 | 1 | ZN | 1
5SL6302-7 |  | Miniature circuit breaker 400 V 6kA, 3-pole, C, 2A | 1200 | 1 | ZN | 1
5SL6303-7 |  | Miniature circuit breaker 400 V 6kA, 3-pole, C, 3A | 1200 | 1 | ZN | 1
5SL6304-7 |  | Miniature circuit breaker 400 V 6kA, 3-pole, C, 4A | 1200 | 1 | ZN | 1
5SL6305-7 |  | miniature circuit breaker 400 V 6 kA, 3-pole, C, 0.5 A | 1200 | 1 | ZN | 1
5SL6306-7 |  | Miniature circuit breaker 400 V 6kA, 3-pole, C, 6A | 1200 | 1 | ZN | 1
5SL6308-7 |  | Miniature circuit breaker 400 V 6kA, 3-pole, C, 8A | 1200 | 1 | ZN | 1
5SL6310-7 |  | Miniature circuit breaker 400 V 6kA, 3-pole, C, 10 A | 1000 | 1 | ZN | 1
5SL6313-7 |  | Miniature circuit breaker 400 V 6kA, 3-pole, C, 13A | 1000 | 1 | ZN | 1
5SL6314-7 |  | miniature circuit breaker 400 V 6 kA, 3-pole, C, 0.3 A | 1200 | 1 | ZN | 1
5SL6315-7 |  | miniature circuit breaker 400 V 6 kA, 3-pole, C, 1.6 A | 1200 | 1 | ZN | 1
5SL6316-7 |  | Miniature circuit breaker 400 V 6kA, 3-pole, C, 16A | 1000 | 1 | ZN | 1
5SL6320-7 |  | Miniature circuit breaker 400 V 6kA, 3-pole, C, 20 A | 1000 | 1 | ZN | 1
5SL6325-7 |  | Miniature circuit breaker 400 V 6kA, 3-pole, C, 25A | 1000 | 1 | ZN | 1
5SL6332-7 |  | Miniature circuit breaker 400 V 6kA, 3-pole, C, 32 A | 1200 | 1 | ZN | 1
5SL6340-7 |  | Miniature circuit breaker 400 V 6kA, 3-pole, C, 40 A | 1480 | 1 | ZN | 1
5SL6350-7 |  | Miniature circuit breaker 400 V 6kA, 3-pole, C, 50 A | 1810 | 1 | ZN | 1
5SL6363-7 |  | Miniature circuit breaker 400 V 6kA, 3-pole, C, 63 A | 2090 | 1 | ZN | 1
5SL6401-7 |  | Miniature circuit breaker 400 V 6kA, 4-pole, C, 1 A | 1690 | 1 | ZN | 1
5SL6402-7 |  | Miniature circuit breaker 400 V 6kA, 4-pole, C, 2A | 1690 | 1 | ZN | 1
5SL6403-7 |  | Miniature circuit breaker 400 V 6kA, 4-pole, C, 3A | 1690 | 1 | ZN | 1
5SL6404-7 |  | Miniature circuit breaker 400 V 6kA, 4-pole, C, 4A | 1690 | 1 | ZN | 1
5SL6405-7 |  | miniature circuit breaker 400 V 6 kA, 4-pole, C, 0.5 A | 1690 | 1 | ZN | 1
5SL6406-7 |  | Miniature circuit breaker 400 V 6kA, 4-pole, C, 6A | 1690 | 1 | ZN | 1
5SL6408-7 |  | Miniature circuit breaker 400 V 6kA, 4-pole, C, 8A | 1690 | 1 | ZN | 1
5SL6410-7 |  | Miniature circuit breaker 400 V 6kA, 4-pole, C, 10 A | 1410 | 1 | ZN | 1
5SL6413-7 |  | Miniature circuit breaker 400 V 6kA, 4-pole, C, 13A | 1410 | 1 | ZN | 1
5SL6414-7 |  | miniature circuit breaker 400 V 6 kA, 4-pole, C, 0.3 A | 1690 | 1 | ZN | 1
5SL6415-7 |  | miniature circuit breaker 400 V 6 kA, 4-pole, C, 1.6 A | 1690 | 1 | ZN | 1
5SL6416-7 |  | Miniature circuit breaker 400 V 6kA, 4-pole, C, 16A | 1410 | 1 | ZN | 1
5SL6420-7 |  | Miniature circuit breaker 400 V 6kA, 4-pole, C, 20 A | 1410 | 1 | ZN | 1
5SL6425-7 |  | Miniature circuit breaker 400 V 6kA, 4-pole, C, 25A | 1410 | 1 | ZN | 1
5SL6432-7 |  | Miniature circuit breaker 400 V 6kA, 4-pole, C, 32 A | 1690 | 1 | ZN | 1
5SL6440-7 |  | Miniature circuit breaker 400 V 6kA, 4-pole, C, 40 A | 2090 | 1 | ZN | 1
5SL6450-7 |  | Miniature circuit breaker 400 V 6kA, 4-pole, C, 50 A | 2500 | 1 | ZN | 1
5SL6463-7 |  | Miniature circuit breaker 400 V 6kA, 4-pole, C, 63 A | 2930 | 1 | ZN | 1
5SL6501-7 |  | Miniature circuit breaker 230 V 6kA, 1+N-pole, C, 1 A | 567 | 1 | ZN | 1
5SL6502-7 |  | Miniature circuit breaker 230 V 6kA, 1+N-pole, C, 2A | 567 | 1 | ZN | 1
5SL6503-7 |  | Miniature circuit breaker 230 V 6kA, 1+N-pole, C, 3A | 567 | 1 | ZN | 1
5SL6504-7 |  | Miniature circuit breaker 230 V 6kA, 1+N-pole, C, 4A | 567 | 1 | ZN | 1
5SL6505-7 |  | miniature circuit breaker 230 V 6 kA, 1+N-pole, C, 0.5 A | 567 | 1 | ZN | 1
5SL6506-7 |  | Miniature circuit breaker 230 V 6kA, 1+N-pole, C, 6A | 567 | 1 | ZN | 1
5SL6508-7 |  | Miniature circuit breaker 230 V 6kA, 1+N-pole, C, 8A | 567 | 1 | ZN | 1
5SL6510-7 |  | Miniature circuit breaker 230 V 6kA, 1+N-pole, C, 10 A | 471 | 1 | ZN | 1
5SL6513-7 |  | Miniature circuit breaker 230 V 6kA, 1+N-pole, C, 13A | 471 | 1 | ZN | 1
5SL6514-7 |  | miniature circuit breaker 230 V 6 kA, 1+N-pole, C, 0.3 A | 567 | 1 | ZN | 1
5SL6515-7 |  | miniature circuit breaker 230 V 6 kA, 1+N-pole, C, 1.6 A | 567 | 1 | ZN | 1
5SL6516-7 |  | Miniature circuit breaker 230 V 6kA, 1+N-pole, C, 16A | 471 | 1 | ZN | 1
5SL6520-7 |  | Miniature circuit breaker 230 V 6kA, 1+N-pole, C, 20 A | 471 | 1 | ZN | 1
5SL6525-7 |  | Miniature circuit breaker 230 V 6kA, 1+N-pole, C, 25A | 471 | 1 | ZN | 1
5SL6532-7 |  | Miniature circuit breaker 230 V 6kA, 1+N-pole, C, 32 A | 567 | 1 | ZN | 1
5SL6540-7 |  | Miniature circuit breaker 230 V 6kA, 1+N-pole, C, 40 A | 710 | 1 | ZN | 1
5SL6550-7 |  | Miniature circuit breaker 230 V 6kA, 1+N-pole, C, 50 A | 848 | 1 | ZN | 1
5SL6563-7 |  | Miniature circuit breaker 230 V 6kA, 1+N-pole, C, 63 A | 1000 | 1 | ZN | 1
5SL6601-7 |  | Miniature circuit breaker 400 V 6kA, 3+N-pole, C, 1 A | 1480 | 1 | ZN | 1
5SL6602-7 |  | Miniature circuit breaker 400 V 6kA, 3+N-pole, C, 2A | 1480 | 1 | ZN | 1
5SL6603-7 |  | Miniature circuit breaker 400 V 6kA, 3+N-pole, C, 3A | 1480 | 1 | ZN | 1
5SL6604-7 |  | Miniature circuit breaker 400 V 6kA, 3+N-pole, C, 4A | 1480 | 1 | ZN | 1
5SL6605-7 |  | miniature circuit breaker 400 V 6 kA, 3+N-pole, C, 0.5 A | 1480 | 1 | ZN | 1
5SL6606-7 |  | Miniature circuit breaker 400 V 6kA, 3+N-pole, C, 6A | 1480 | 1 | ZN | 1
5SL6608-7 |  | Miniature circuit breaker 400 V 6kA, 3+N-pole, C, 8A | 1480 | 1 | ZN | 1
5SL6610-7 |  | Miniature circuit breaker 400 V 6kA, 3+N-pole, C, 10 A | 1260 | 1 | ZN | 1
5SL6613-7 |  | Miniature circuit breaker 400 V 6kA, 3+N-pole, C, 13A | 1260 | 1 | ZN | 1
5SL6614-7 |  | miniature circuit breaker 400 V 6 kA, 3+N-pole, C, 0.3 A | 1480 | 1 | ZN | 1
5SL6615-7 |  | miniature circuit breaker 400 V 6 kA, 3+N-pole, C, 1.6 A | 1480 | 1 | ZN | 1
5SL6616-7 |  | Miniature circuit breaker 400 V 6kA, 3+N-pole, C, 16A | 1260 | 1 | ZN | 1
5SL6620-7 |  | Miniature circuit breaker 400 V 6kA, 3+N-pole, C, 20 A | 1260 | 1 | ZN | 1
5SL6625-7 |  | Miniature circuit breaker 400 V 6kA, 3+N-pole, C, 25A | 1260 | 1 | ZN | 1
5SL6632-7 |  | Miniature circuit breaker 400 V 6kA, 3+N-pole, C, 32 A | 1480 | 1 | ZN | 1
5SL6640-7 |  | Miniature circuit breaker 400 V 6kA, 3+N-pole, C, 40 A | 1880 | 1 | ZN | 1
5SL6650-7 |  | Miniature circuit breaker 400 V 6kA, 3+N-pole, C, 50 A | 2230 | 1 | ZN | 1
5SL6663-7 |  | Miniature circuit breaker 400 V 6kA, 3+N-pole, C, 63 A | 2650 | 1 | ZN | 1
5SM2121-0 |  | RC unit for 5SY, 2-pole, typeÂ AC, In: 16 A, 10 mA, Un AC: 230 V | 1950 | 1 | ZN | 1
5SM2322-0 |  | RC unit for 5SY, 2-pole, typeÂ AC, In: 40 A, 30 mA, Un AC: 230 V | 1430 | 1 | ZN | 1
5SM2323-0 |  | RC unit for 5SL4, 2-pole, typeÂ AC, In: 40 A, 30 mA, Un AC: 230 V | 1430 | 1 | ZN | 1
5SM2325-0 |  | RC unit for 5SY, 2-pole, typeÂ AC, In: 63 A, 30 mA, Un AC: 230 V | 4370 | 1 | ZN | 1
5SM2326-0 |  | RC unit for 5SL4, 2-pole, typeÂ AC, In: 63 A, 30 mA, Un AC: 230 V | 4370 | 1 | ZN | 1
5SM2327-0 |  | RC unit for 5SP4, 2-pole, typeÂ AC, In: 100 A, 30 mA, Un AC: 230 V | 5520 | 1 | ZN | 1
5SM2332-0 |  | RC unit for 5SY, 3-pole, typeÂ AC, In: 40 A, 30 mA, Un AC: 400 V | 1560 | 1 | ZN | 1
5SM2333-0 |  | RC unit for 5SL4, 3-pole, typeÂ AC, In: 40 A, 30 mA, Un AC: 400 V | 1560 | 1 | ZN | 1
5SM2335-0 |  | RC unit for 5SY, 3-pole, typeÂ AC, In: 63 A, 30 mA, Un AC: 400 V | 4760 | 1 | ZN | 1
5SM2336-0 |  | RC unit for 5SL4, 3-pole, typeÂ AC, In: 63 A, 30 mA, Un AC: 400 V | 4760 | 1 | ZN | 1
5SM2342-0 |  | RC unit for 5SY, 4-pole, typeÂ AC, In: 40 A, 30 mA, Un AC: 400 V | 1650 | 1 | ZN | 1
5SM2343-0 |  | RC unit for 5SL4, 4-pole, typeÂ AC, In: 40 A, 30 mA, Un AC: 400 V | 1650 | 1 | ZN | 1
5SM2345-0 |  | RC unit for 5SY, 4-pole, typeÂ AC, In: 63 A, 30 mA, Un AC: 400 V | 5260 | 1 | ZN | 1
5SM2346-0 |  | RC unit for 5SL4, 4-pole, typeÂ AC, In: 63 A, 30 mA, Un AC: 400 V | 5260 | 1 | ZN | 1
5SM2347-0 |  | RC unit for 5SP4, 4-pole, typeÂ AC, In: 100 A, 30 mA, Un AC: 400 V | 6720 | 1 | ZN | 1
5SM2622-0 |  | RC unit for 5SY, 2-pole, typeÂ AC, In: 40 A, 300 mA, Un AC: 230 V | 1500 | 1 | ZN | 1
5SM2622-2 |  | RC unit for 5SY, 2-pole, typeÂ AC, selective, In: 40 A, 300 mA, Un AC: 230 V | 3320 | 1 | ZN | 1
5SM2623-0 |  | RC unit for 5SL4, 2-pole, typeÂ AC, In: 40 A, 300 mA, Un AC: 230 V | 1500 | 1 | ZN | 1
5SM2623-2 |  | RC unit for 5SL4, 2-pole, typeÂ AC, selective, In: 40 A, 300 mA, Un AC: 230 V | 3320 | 1 | ZN | 1
5SM2625-0 |  | RC unit for 5SY, 2-pole, typeÂ AC, In: 63 A, 300 mA, Un AC: 230 V | 2330 | 1 | ZN | 1
5SM2625-2 |  | RC unit for 5SY, 2-pole, typeÂ AC, selective, In: 63 A, 300 mA, Un AC: 230 V | 5240 | 1 | ZN | 1
5SM2626-0 |  | RC unit for 5SL4, 2-pole, typeÂ AC, In: 63 A, 300 mA, Un AC: 230 V | 2330 | 1 | ZN | 1
5SM2626-2 |  | RC unit for 5SL4, 2-pole, typeÂ AC, selective, In: 63 A, 300 mA, Un AC: 230 V | 5240 | 1 | ZN | 1
5SM2627-0 |  | RC unit for 5SP4, 2-pole, typeÂ AC, In: 100 A, 300 mA, Un AC: 230 V | 4860 | 1 | ZN | 1
5SM2632-0 |  | RC unit for 5SY, 3-pole, typeÂ AC, In: 40 A, 300 mA, Un AC: 400 V | 1560 | 1 | ZN | 1
5SM2633-0 |  | RC unit for 5SL4, 3-pole, typeÂ AC, In: 40 A, 300 mA, Un AC: 400 V | 1560 | 1 | ZN | 1
5SM2635-0 |  | RC unit for 5SY, 3-pole, typeÂ AC, In: 63 A, 300 mA, Un AC: 400 V | 2380 | 1 | ZN | 1
5SM2636-0 |  | RC unit for 5SL4, 3-pole, typeÂ AC, In: 63 A, 300 mA, Un AC: 400 V | 2380 | 1 | ZN | 1
5SM2642-0 |  | RC unit for 5SY, 4-pole, typeÂ AC, In: 40 A, 300 mA, Un AC: 400 V | 1640 | 1 | ZN | 1
5SM2643-0 |  | RC unit for 5SL4, 4-pole, typeÂ AC, In: 40 A, 300 mA, Un AC: 400 V | 1640 | 1 | ZN | 1
5SM2645-0 |  | RC unit for 5SY, 4-pole, typeÂ AC, In: 63 A, 300 mA, Un AC: 400 V | 2450 | 1 | ZN | 1
5SM2645-2 |  | RC unit, 4-pole, typeÂ AC, selective, In: 63 A, 300 mA, Un AC: 400 V | 5330 | 1 | ZN | 1
5SM2646-0 |  | RC unit for 5SL4, 4-pole, typeÂ AC, In: 63 A, 300 mA, Un AC: 400 V | 2450 | 1 | ZN | 1
5SM2646-2 |  | RC unit for 5SL4, 4-pole, typeÂ AC, selective, In: 63 A, 300 mA, Un AC: 400 V | 5330 | 1 | ZN | 1
5SM2647-0 |  | RC unit for 5SP4, 4-pole, typeÂ AC, In: 100 A, 300 mA, Un AC: 400 V | 5820 | 1 | ZN | 1
5SM2725-0 |  | RC unit for 5SY, 2-pole, typeÂ AC, In: 63 A, 500 mA, Un AC: 230 V | 2330 | 1 | ZN | 1
5SM2735-0 |  | RC unit for 5SY, 3-pole, typeÂ AC, In: 63 A, 500 mA, Un AC: 400 V | 2380 | 1 | ZN | 1
5SM2745-0 |  | RC unit for 5SY, 4-pole, typeÂ AC, In: 63 A, 500 mA, Un AC: 400 V | 2450 | 1 | ZN | 1
5SM2845-2 |  | RC unit for 5SY, 4-pole, typeÂ AC, selective, In: 63 A, 1000 mA, Un AC: 400 V | 5330 | 1 | ZN | 1
5SM3315-0KK |  | Residual current operated circuit breaker, 2-pole, type AC, In: 125 A, 30 mA, Un AC: 230 V | 23800 | 1 | ZN | 1
5SM3318-0KK |  | Residual current operated circuit breaker, 2-pole, type AC, In: 100 A, 30 mA, Un AC: 230 V | 14700 | 1 | ZN | 1
5SM3415-0KK |  | Residual current operated circuit breaker, 2-pole, type AC, In: 125 A, 100 mA, Un AC: 230 V | 19400 | 1 | ZN | 1
5SM3418-0KK |  | Residual current operated circuit breaker, 2-pole, type AC, In: 100 A, 100 mA, Un AC: 230 V | 13400 | 1 | ZN | 1
5SM3615-0KK |  | Residual current operated circuit breaker, 2-pole, type AC, In: 125 A, 300 mA, Un AC: 230 V | 14200 | 1 | ZN | 1
5SM3618-0KK |  | Residual current operated circuit breaker, 2-pole, type AC, In: 100 A, 300 mA, Un AC: 230 V | 11100 | 1 | ZN | 1
5SM6011-1XX02 |  | Arc fault detection device block AFDD, 1-16 A 230 V 1 MW with miniature circuit breaker 1+N 6 kA, B 10 A 1 MW | 12800 | 1 | ZN | 1
5SM6011-2 |  | Arc fault detection device block AFDD, 1-16 A 230 V for MCB or RCBO 1+N 1 MW | 5950 | 1 | ZN | 1
5SM6014-2 |  | Arc fault detection device block AFDD, 1-40 A 230 V for MCB or RCBO 1+N 1MW | 8350 | 1 | ZN | 1
5SM6021-2 |  | Arc fault detection device block AFDD, 1-16 A 230 V for CB and RCBO 1+N 2MW | 6160 | 1 | ZN | 1
5SM6024-2 |  | Arc fault detection device block AFDD, 1-40 A 230 V for CB and RCBO 1+N 2MW | 8570 | 1 | ZN | 1
5SM9121-0KK |  | RC unit, 2-pole, type AC, In: 16 A, 10 mA, Un AC: 400 V | 862 | 1 | ZN | 1
5SP4180-6 |  | Miniature circuit breaker 230/400 V 10kA, 1-pole, B, 80 A, D=70 mm | 1190 | 1 | ZN | 1
5SP4180-7 |  | Miniature circuit breaker 230/400 V 10kA, 1-pole, C, 80 A, D=70 mm | 1050 | 1 | ZN | 1
5SP4180-8 |  | Miniature circuit breaker 230/400 V 10kA, 1-pole, D, 80 A, D=70 mm | 1630 | 1 | ZN | 1
5SP4191-6 |  | Miniature circuit breaker 230/400 V 10kA, 1-pole, B, 100 A, D=70 mm | 1340 | 1 | ZN | 1
5SP4191-7 |  | Miniature circuit breaker 230/400 V 10kA, 1-pole, C, 100 A, D=70 mm | 1170 | 1 | ZN | 1
5SP4191-8 |  | Miniature circuit breaker 230/400 V 10kA, 1-pole, D, 100 A, D=70 mm | 1830 | 1 | ZN | 1
5SP4192-6 |  | Miniature circuit breaker 230/400 V 10kA, 1-pole, B, 125 A, D=70 mm | 1490 | 1 | ZN | 1
5SP4192-7 |  | Miniature circuit breaker 230/400 V 10kA, 1-pole, C, 125 A, D=70 mm | 1290 | 1 | ZN | 1
5SP4280-6 |  | Miniature circuit breaker 400 V 10kA, 2-pole, B, 80 A, D=70 mm | 3340 | 1 | ZN | 1
5SP4280-7 |  | Miniature circuit breaker 400 V 10kA, 2-pole, C, 80 A, D=70 mm | 2950 | 1 | ZN | 1
5SP4280-8 |  | Miniature circuit breaker 400 V 10kA, 2-pole, D, 80 A, D=70 mm | 4620 | 1 | ZN | 1
5SP4291-6 |  | Miniature circuit breaker 400 V 10kA, 2-pole, B, 100 A, D=70 mm | 3750 | 1 | ZN | 1
5SP4291-7 |  | Miniature circuit breaker 400 V 10kA, 2-pole, C, 100 A, D=70 mm | 3250 | 1 | ZN | 1
5SP5291-7CC |  | Miniature circuit-breaker 440 V DC 10kA, 2-pole, C, 100 A | 4930 | 1 | ZN | 1
5SP4291-8 |  | Miniature circuit breaker 400 V 10kA, 2-pole, D, 100 A, D=70 mm | 5160 | 1 | ZN | 1
5SP4292-6 |  | Miniature circuit breaker 400 V 10kA, 2-pole, B, 125 A, D=70 mm | 4150 | 1 | ZN | 1
5SP4292-7 |  | Miniature circuit breaker 400 V 10kA, 2-pole, C, 125 A, D=70 mm | 3650 | 1 | ZN | 1
5SP4380-6 |  | Miniature circuit breaker 400 V 10kA, 3-pole, B, 80 A, D=70 mm | 4760 | 1 | ZN | 1
5SP4380-7 |  | Miniature circuit breaker 400 V 10kA, 3-pole, C, 80 A, D=70 mm | 3960 | 1 | ZN | 1
5SP4380-8 |  | Miniature circuit breaker 400 V 10kA, 3-pole, D, 80 A, D=70 mm | 6540 | 1 | ZN | 1
5SP4391-6 |  | Miniature circuit breaker 400 V 10kA, 3-pole, B, 100 A, D=70 mm | 5350 | 1 | ZN | 1
5SP4391-7 |  | Miniature circuit breaker 400 V 10kA, 3-pole, C, 100 A, D=70 mm | 4450 | 1 | ZN | 1
5SP4392-6 |  | Miniature circuit breaker 400 V 10kA, 3-pole, B, 125 A, D=70 mm | 5960 | 1 | ZN | 1
5SP4392-7 |  | Miniature circuit breaker 400 V 10kA, 3-pole, C, 125 A, D=70 mm | 4970 | 1 | ZN | 1
5SP4480-6 |  | Miniature circuit breaker 400 V 10kA, 4-pole, B, 80 A, D=70 mm | 6700 | 1 | ZN | 1
5SP4480-7 |  | Miniature circuit breaker 400 V 10kA, 4-pole, C, 80 A, D=70 mm | 5810 | 1 | ZN | 1
5SP4480-8 |  | Miniature circuit breaker 400 V 10kA, 4-pole, D, 80 A, D=70 mm | 9150 | 1 | ZN | 1
5SP4491-6 |  | Miniature circuit breaker 400 V 10kA, 4-pole, B, 100 A, D=70 mm | 7510 | 1 | ZN | 1
5SP4491-7 |  | Miniature circuit breaker 400 V 10kA, 4-pole, C, 100 A, D=70 mm | 6550 | 1 | ZN | 1
5SP4491-8 |  | Miniature circuit breaker 400 V 10kA, 4-pole, D, 100 A, D=70 mm | 10300 | 1 | ZN | 1
5SP4492-6 |  | Miniature circuit breaker 400 V 10kA, 4-pole, B, 125 A, D=70 mm | 8320 | 1 | ZN | 1
5SP4492-7 |  | Miniature circuit breaker 400 V 10kA, 4-pole, C, 125 A, D=70 mm | 7260 | 1 | ZN | 1
5ST1141 |  | standard mounting rail, 35x 27x 7.3x 1.0 mm 2000 mm long, not perforated sendzimir coated | 171 | 1 | ZN | 20
5ST1142 |  | standard mounting rail, 35x 27x 15x 1.5 mm 2000 mm long, not perforated galvanized | 397 | 1 | ZN | 10
5ST1143 |  | standard mounting rail, 35x 27x 7.3x 1.0 mm 2000 mm long, not perforated galvanized | 216 | 1 | ZN | 20
5ST1144 |  | standard mounting rail, 35x 27x 15x 1.5 mm 2000 mm long, not perforated sendzimir coated | 349 | 1 | ZN | 10
5ST1145 |  | standard mounting rail, 35x 27x 7.3x 1.0 mm 2000 mm long, perforated sendzimir coated | 249 | 1 | ZN | 20
5ST1146 |  | standard mounting rail, 35x 27x 7.3x 1.0 mm 2000 mm long, perforated galvanized | 302 | 1 | ZN | 20
5ST1292 |  | Cable link for N miniature circuit breaker 5SX end sleeves on both ends 6 mm2, Length 125 mm | 33.6 | 1 | ZN | 50
5ST1293 |  | Cable link for N miniature circuit breaker 5SX end sleeves on both ends 6 mm2, Length 250 mm | 45.4 | 1 | ZN | 50
5ST2116 |  | Touch protection cap for N miniature circuit breaker, without screws | 15.4 | 1 | ZN | 10
5ST2134 |  | end plate for terminal cover can be snapped onto DIN rail | 154 | 1 | ZN | 10
5ST2135 |  | angled profile approx. 1 m long for terminal cover | 349 | 1 | ZN | 5
5ST2136 |  | flat profile for terminal cover for 2-tier arrangement | 392 | 1 | ZN | 5
5ST2157 |  | connection terminal 35 mm2 for infeed for fork-type or pin busbars | 274 | 1 | ZN | 5
5ST2186 |  | Fork-type busbar touch-safe, 1-phase 16 mm2, 12 MW |  |  | ZN | 1
5ST2187 |  | Fork-type busbar touch-safe, 2-phase 16 mm2, 12 MW |  |  | ZN | 1
5ST2190 |  | Fork-type busbar touch-safe, 1-phase 16 mm2, 56 MW | 719 | 1 | ZN | 1
5ST2191 |  | Fork-type busbar touch-safe, 2-phase 16 mm2, 56 MW | 1200 | 1 | ZN | 1
5ST2192 |  | Fork-type busbar touch-safe, 3-phase 16 mm2, 56 MW | 1520 | 1 | ZN | 1
5ST2196 |  | End cap for fork-type busbar 1-phase 5ST2183, 5ST2190, 5ST2193 | 24.9 | 1 | ZN | 10
5ST2197 |  | End cap for fork-type busbar 2+3-phase 5ST218. and 5ST219 | 24.9 | 1 | ZN | 10
5ST2204 |  | Busbar, 3-phase for N miniature circuit breaker 5SQ for 12 MW, 210 mm long, 16 mm2 CU | 542 | 1 | ZN | 1
5ST2205 |  | Busbar, touch-safe for N miniature circuit breaker 5SQ 16 mm2 CU, 1-phase 210 mm long, for 12 MW | 182 | 1 | ZN | 1
5ST2206 |  | Busbar, touch-safe for N miniature circuit breaker 5SQ 16 mm2 CU, 1-phase 1000 mm long, for 56 MW | 807 | 1 | ZN | 1
5ST2426 |  | Touch protection for unassigned connections yellow | 73.5 | 1 | ZN | 10
5ST2501 |  | distribution block 4-pole, 80 A, 690 V, input: 1x 2.5-16 mm2, output: 8x 1.5-10 mm2 for DIN-rail mounting | 1300 | 1 | ZN | 1
5ST2502 |  | distribution block 4-pole, 125 A, 690 V, phases: in each case 1x 6-35 mm2 + 2x 4-16 mm2 + 5x 1.5-6 mm2, neutral: 1x 6-35 mm2 + 6x 4-16 mm2 + 4x 1.5-10 mm2, for DIN-rail mounting | 1360 | 1 | ZN | 1
5ST2503 |  | distribution block 4-pole, 160 A, 690 V, input: 1x 10-50 mm2, output: 3x 10-35 mm2 + 8x 2.5-16 mm2 for DIN-rail mounting | 4040 | 1 | ZN | 1
5ST2504 |  | distribution block 1-pole, 80 A, IEC 1000 V AC / 1500 V DC; UL 600 V AC/DC; input: 3x 2.5-25 mm2, output: 4x 2.5-6 mm2 for DIN-rail mounting | 497 | 1 | ZN | 1
5ST2505 |  | distribution block 1-pole, IEC 125 A, 1000 V AC / 1500 V DC; UL 115 A, 600 V AC/DC; input: 1x 10-35 mm2 + 1x 2.5-25 mm2, output: 6x 2.5-16 mm2 for DIN-rail mounting | 1060 | 1 | ZN | 1
5ST2506 |  | Connector for distribution block 5ST2505 touch-safe, 20 mm2, 1-phase, 32mm | 174 | 1 | ZN | 10
5ST2507 |  | distribution block 1-pole, 160 A, IEC 1000 V AC / 1500 V DC; UL 600 V AC/DC; input: 1x 10-70 mm2, output: 6x 2.5-25 mm2 for DIN-rail mounting | 1830 | 1 | ZN | 1
5ST2508 |  | distribution block 1-pole, IEC 250 A, 1000 V AC / 1500 V DC; UL 230 A, 600 V AC/DC; input: 1x 35-120 mm2, output: 2x 2.5-35 mm2, 5x 2.5-16 mm2, 4x 2.5-10 mm2 for DIN-rail mounting | 2520 | 1 | ZN | 1
5ST2510 |  | connecting lug for distribution block 5ST2508 | 302 | 1 | ZN | 10
5ST2511 |  | distribution block 1-pole, IEC 400 A, 1000 V AC / 1500 V DC; UL 310 A, 600 V AC/DC; input: 1x 95-185 mm2, output: 2x 2.5-35 mm2, 5x 2.5-16 mm2, 4x 2.5-10 mm2 for DIN-rail mounting | 2610 | 1 | ZN | 1
5ST2512 |  | connecting lug for distribution block 5ST2511 | 336 | 1 | ZN | 10
5ST2520 |  | Busbar, 4-phase, 12 module | 3610 | 1 | ZN | 1
5ST2521 |  | Busbar, 4-phase, 24 modules | 4130 | 1 | ZN | 1
5ST2522 |  | Busbar, 4-phase, 36 module | 5600 | 1 | ZN | 1
5ST2523 |  | Connecting cable with connector 6 mm2, 120 mm long Insulation black | 99.3 | 1 | ZN | 10
5ST2524 |  | Connecting cable with connector 6 mm2, 120 mm long Insulation blue | 99.3 | 1 | ZN | 10
5ST2525 |  | Connecting cable with connector 10 mm2, 120 mm long Insulation black | 111 | 1 | ZN | 10
5ST2526 |  | Connecting cable with connector 10 mm2, 120 mm long Insulation blue | 111 | 1 | ZN | 10
5ST2527 |  | Connecting cable with connector 6 mm2, 220 mm long Insulation black | 121 | 1 | ZN | 10
5ST2528 |  | Connecting cable with connector 6 mm2, 220 mm long Insulation blue | 121 | 1 | ZN | 10
5ST2530 |  | Connecting cable with connector 10 mm2, 220 mm long Insulation black | 135 | 1 | ZN | 10
5ST2531 |  | Connecting cable with connector 10 mm2, 220 mm long Insulation blue | 135 | 1 | ZN | 10
5ST2532 |  | Crimp connector for connection to cables 4/6 mm2 | 99.3 | 1 | ZN | 20
5ST2533 |  | mounting bracket For standard mounting rails | 308 | 1 | ZN | 2
5ST2600 |  | Connection terminal 3-pole modular width 15 mm 25 mm2 fork design | 483 | 1 | ZN | 10
5ST2601 |  | Busbar, 63 A 3-pole modular width 15 mm Fork design for 2 devices | 372 | 1 | ZN | 10
5ST2602 |  | Busbar, 63 A 3-pole modular width 15 mm Fork design for 3 devices | 469 | 1 | ZN | 10
5ST2603 |  | Busbar, 63 A 3-pole modular width 15 mm Fork design for 4 devices | 851 | 1 | ZN | 10
5ST2604 |  | Busbar, 63 A 3-pole modular width 15 mm Fork design for 5 devices | 655 | 1 | ZN | 10
5ST3010 |  | auxiliary switch, 1 NO + 1 NC for miniature circuit breakers 5SL, 5SY, 5SP, incorporated switch 5TL1, RCBO 5SU1 (without 5SU1â€¦FP/FR), RCCB 5SV (for 5SU1, handle coupler 5ST3805-1 is required) | 560 | 1 | ZN | 1
5ST3010-0CC |  | auxiliary switch, 1 NO+1 NC CC | 384 | 1 | ZN | 1
5ST3010-0HG |  | auxiliary switch, 1 NO contact + 1 NC contact for miniature circuit breakers, acc. to UL 489 | 1220 | 1 | ZN | 1
5ST3010-2 |  | auxiliary switch with test button 1 NO + 1 NC for miniature circuit breakers 5SL, 5SY, 5SP, incorporated switch 5TL1, RCBO 5SU1 (without 5SU1â€¦FP/FR), RCCB 5SV (for 5SU1, handle coupler 5ST3805-1 is required) | 681 | 1 | ZN | 1
5ST3011 |  | auxiliary switch 2 NO for miniature circuit breakers 5SL, 5SY, 5SP, incorporated switch 5TL1, RCBO 5SU1 (without 5SU1â€¦FP/FR), RCCB 5SV (for 5SU1, handle coupler 5ST3805-1 is required) | 565 | 1 | ZN | 1
5ST3011-0HG |  | auxiliary switch 2 NO, for miniature circuit breaker according to UL 489 | 1220 | 1 | ZN | 1
5ST3011-2 |  | auxiliary switch 2 NO with test button for miniature circuit breakers 5SL, 5SY, 5SP, incorporated switch 5TL1, RCBO 5SU1 (without 5SU1â€¦FP/FR), RCCB 5SV (for 5SU1, handle coupler 5ST3805-1 is required) | 687 | 1 | ZN | 1
5ST3012 |  | auxiliary switch 2 NC for miniature circuit breakers 5SL, 5SY, 5SP, incorporated switch 5TL1, RCBO 5SU1 (without 5SU1â€¦FP/FR), RCCB 5SV (for 5SU1, handle coupler 5ST3805-1 is required) | 565 | 1 | ZN | 1
5ST3012-0HG |  | auxiliary switch 2 NC, for miniature circuit breaker according to UL 489 | 1220 | 1 | ZN | 1
5ST3012-2 |  | auxiliary switch 2 NC with test button for miniature circuit breakers 5SL, 5SY, 5SP, incorporated switch 5TL1, RCBO 5SU1 (without 5SU1â€¦FP/FR), RCCB 5SV (for 5SU1, handle coupler 5ST3805-1 is required) | 687 | 1 | ZN | 1
5ST3013 |  | auxiliary switch, 1 NO + 1 NC, low power for miniature circuit breakers 5SL, 5SY, 5SP, incorporated switch 5TL1, RCBO 5SU1 (without 5SU1â€¦FP/FR), RCCB 5SV (for 5SU1, handle coupler 5ST3805-1 is required) | 1150 | 1 | ZN | 1
5ST3013-2 |  | auxiliary switch with test button 1 NO + 1 NC, low power for miniature circuit breakers 5SL, 5SY, 5SP, incorporated switch 5TL1, RCBO 5SU1 (without 5SU1â€¦FP/FR), RCCB 5SV (for 5SU1, handle coupler 5ST3805-1 is required) | 1380 | 1 | ZN | 1
5ST3014 |  | auxiliary switch 2 NO, low power for miniature circuit breakers 5SL, 5SY, 5SP, incorporated switch 5TL1, RCBO 5SU1 (without 5SU1â€¦FP/FR), RCCB 5SV (for 5SU1, handle coupler 5ST3805-1 is required) | 1150 | 1 | ZN | 1
5ST3014-2 |  | auxiliary switch with test button 2 NO, low power for miniature circuit breakers 5SL, 5SY, 5SP, incorporated switch 5TL1, RCBO 5SU1 (without 5SU1â€¦FP/FR), RCCB 5SV (for 5SU1, handle coupler 5ST3805-1 is required) | 1380 | 1 | ZN | 1
5ST3015 |  | auxiliary switch 2 NC, low power for miniature circuit breakers 5SL, 5SY, 5SP, incorporated switch 5TL1, RCBO 5SU1 (without 5SU1â€¦FP/FR), RCCB 5SV (for 5SU1, handle coupler 5ST3805-1 is required) | 1150 | 1 | ZN | 1
5ST3015-2 |  | auxiliary switch with test button 2 NC, low power for miniature circuit breakers 5SL, 5SY, 5SP, incorporated switch 5TL1, RCBO 5SU1 (without 5SU1â€¦FP/FR), RCCB 5SV (for 5SU1, handle coupler 5ST3805-1 is required) | 1380 | 1 | ZN | 1
5ST3016 |  | auxiliary switch 1 CO for miniature circuit breakers 5SL, 5SY, 5SP, incorporated switch 5TL1, RCBO 5SU1 (without 5SU1â€¦FP/FR), RCCB 5SV (for 5SU1, handle coupler 5ST3805-1 is required) | 549 | 1 | ZN | 1
5ST3020 |  | Fault signal contact 1 NO+1 NC, for miniature circuit breaker 5SL, 5SY, 5SP RCBO 5SU1, FI 5SV (for 5SU1 handle coupler 5ST3805-1 is required) | 885 | 1 | ZN | 1
5ST3020-0CC |  | Fault signal contact 1 NO + 1 NC CC | 454 | 1 | ZN | 1
5ST3020-0HG |  | Fault signal contact 1 NO+1 NC, for Miniature circuit breaker according to UL 489 | 1970 | 1 | ZN | 1
5ST3020-2 |  | fault signal contact with test button 1 NO + 1 NC for miniature circuit breakers 5SL, 5SY, 5SP RCBO 5SU1, RCCB 5SV (required for 5SU1 handle coupler 5ST3805-1) | 1060 | 1 | ZN | 1
5ST3021 |  | Fault signal contact, 2 NO for miniature circuit breaker 5SL, 5SY, 5SP RCBO 5SU1, FI 5SV (for 5SU1 handle coupler 5ST3805-1 is required) | 885 | 1 | ZN | 1
5ST3021-0HG |  | Fault signal contact 2 NO, for miniature circuit breaker according to UL 489 | 1970 | 1 | ZN | 1
5ST3021-2 |  | fault signal contact with test button 2 NO for miniature circuit breakers 5SL, 5SY, 5SP RCBO 5SU1, RCCB 5SV (required for 5SU1 handle coupler 5ST3805-1) | 1060 | 1 | ZN | 1
5ST3022 |  | Fault signal contact, 2 NC for miniature circuit breaker 5SL, 5SY, 5SP RCBO 5SU1, FI 5SV (for 5SU1 handle coupler 5ST3805-1 is required) | 885 | 1 | ZN | 1
5ST3022-0HG |  | Fault signal contact 2 NC, for miniature circuit breaker according to UL 489 | 1970 | 1 | ZN | 1
5ST3022-2 |  | fault signal contact with test button 2 NC for miniature circuit breakers 5SL, 5SY, 5SP RCBO 5SU1, RCCB 5SV (required for 5SU1 handle coupler 5ST3805-1) | 1060 | 1 | ZN | 1
5ST3030 |  | shunt release 110-415 V AC, for miniature circuit breaker 5SL4, 5SY, 5SP, RCBO 5SU1, FI 5SV (for 5SU1 handle coupler 5ST3805-1 is required) | 1680 | 1 | ZN | 1
5ST3030-0HG |  | shunt release 110-480 V AC for miniature circuit breaker according to UL 489 | 3470 | 1 | ZN | 1
5ST3031 |  | shunt release 24-48 V DC, for miniature circuit breaker 5SL4, 5SY, 5SP, RCBO 5SU1, FI 5SV (for 5SU1 handle coupler 5ST3805-1 is required) | 1680 | 1 | ZN | 1
5ST3031-0HG |  | shunt release 24-60 V DC for miniature circuit breaker according to UL 489 | 3470 | 1 | ZN | 1
5ST3040 |  | Undervoltage release 230 V AC, with 6 terminals for miniature circuit breaker 5SL4, 5SY, 5SP RCBO 5SU1, FI 5SV (for 5SU1 handle coupler 5ST3805-1 is required) | 3360 | 1 | ZN | 1
5ST3041 |  | Undervoltage release 110 V DC, with 6 terminals for miniature circuit breaker 5SL4, 5SY, 5SP RCBO 5SU1, FI 5SV (for 5SU1 handle coupler 5ST3805-1 is required) | 3360 | 1 | ZN | 1
5ST3042 |  | Undervoltage release 24 V DC, with 6 terminals for miniature circuit breaker 5SL4, 5SY, 5SP RCBO 5SU1, FI 5SV (for 5SU1 handle coupler 5ST3805-1 is required) | 3360 | 1 | ZN | 1
5ST3043 |  | Undervoltage release 230 V AC, with 2 terminals for miniature circuit breaker 5SL4, 5SY, 5SP RCBO 5SU1, FI 5SV (for 5SU1 handle coupler 5ST3805-1 is required) | 2540 | 1 | ZN | 1
5ST3044 |  | Undervoltage release 110 V DC, with 2 terminals for miniature circuit breaker 5SL4, 5SY, 5SP RCBO 5SU1, FI 5SV (for 5SU1 handle coupler 5ST3805-1 is required) | 2540 | 1 | ZN | 1
5ST3045 |  | Undervoltage release 24 V DC, with 2 terminals for miniature circuit breaker 5SL4, 5SY, 5SP RCBO 5SU1, FI 5SV (for 5SU1 handle coupler 5ST3805-1 is required) | 2540 | 1 | ZN | 1
5ST3053 |  | remote operating mechanism 5ST3 Basic 12-30 V AC / 12-48 V DC; 1.5 MW; for CB, RCBO up to 3-pole, on-off switch | 6920 | 1 | ZN | 1
5ST3054 |  | remote operating mechanism 5ST3 Basic 230 V AC; 2 MW; for CB, RCBO up to 3-pole, on-off switch | 8940 | 1 | ZN | 1
5ST3055 |  | remote operating mechanism 5ST3 Power 12-30 V AC / 12-48 V DC; 2 MW; for CB, RCCB, RC units, RCBO, on-off switch | 12300 | 1 | ZN | 1
5ST3056 |  | remote operating mechanism 5ST3 Power 230 V AC; 2 MW; for CB, RCCB, RC units, RCBO, on-off switch | 14400 | 1 | ZN | 1
5ST3057 |  | remote operating mechanism 5ST3 ARD 12-30 V AC / 12-48 V DC; 2 MW; for CB, RCCB, RC units, RCBO, on-off switch | 13000 | 1 | ZN | 1
5ST3058 |  | remote operating mechanism 5ST3 ARD 230 V AC; 2 MW; for CB, RCCB, RC units, RCBO, on-off switch | 15400 | 1 | ZN | 1
5ST3060 |  | rotary operating mechanism complete black IP65 for 5SY, 5SP4, 5SL, 5TL1, 5TE2 and 5SU1 from 2 modular widths | 5580 | 1 | ZN | 1
5ST3061 |  | rotary operating mechanism complete red IP65 for 5SY, 5SP4, 5SL, 5TL1, 5TE2 and 5SU1 from 2 modular widths | 5580 | 1 | ZN | 1
5ST3062 |  | auxiliary switch 1 CO + fault signal contact 1 changeover contact 230/400 V AC / 24-220 V DC 0.5 MW for 5SY, 5SL for 5SP, 5SV, 5SU1, 5ST3 | 1600 | 1 | ZN | 1
5ST3070 |  | remote operating mechanism 5ST3 Power with extended functions (railway approval, ext. temperature range) 12-30 V AC / 12-48 V DC; 2 MW; for CB, RCCB, RC units, RCBO, on-off switch | 16000 | 1 | ZN | 1
5ST3600 |  | Pin busbar, 10 mm2 connection: 2x 1-phase touch-safe | 48.3 | 1 | ZN | 10
5ST3601 |  | Pin busbar, 10 mm2 connection: 6x 1-phase touch-safe | 49.9 | 1 | ZN | 10
5ST3602 |  | Pin busbar, 10 mm2 connection: 12x 1-phase touch-safe | 78 | 1 | ZN | 10
5ST3603 |  | Pin busbar, 10 mm2 connection: 2x (1-phase+AUX/FS) touch-safe | 105 | 1 | ZN | 10
5ST3604 |  | Pin busbar, 10 mm2 connection: 6x (1-phase+AUX/FS) touch-safe | 105 | 1 | ZN | 10
5ST3605 |  | Pin busbar, 10 mm2 connection: 9X (1-phase+AUX/FS) touch-safe | 86.9 | 1 | ZN | 10
5ST3606 |  | Pin busbar, 10 mm2 connection: 2x 2-phase touch-safe | 73.7 | 1 | ZN | 10
5ST3607 |  | Pin busbar, 10 mm2 connection: 3x 2-phase touch-safe | 103 | 1 | ZN | 10
5ST3608 |  | Pin busbar, 10 mm2 connection: 6x 2-phase touch-safe | 274 | 1 | ZN | 10
5ST3610 |  | Pin busbar, 10 mm2 connection: 2x (2-phase+AUX/FS) touch-safe | 83.9 | 1 | ZN | 10
5ST3611 |  | Pin busbar, 10 mm2 connection: 3x (2-phase+AUX/FS) touch-safe | 162 | 1 | ZN | 10
5ST3612 |  | Pin busbar, 10 mm2 connection: 5x (2-phase+AUX/FS) touch-safe | 202 | 1 | ZN | 10
5ST3613 |  | Pin busbar, 10 mm2 connection: 2x 3-phase touch-safe | 122 | 1 | ZN | 10
5ST3614 |  | Pin busbar, 10 mm2 connection: 3x 3-phase touch-safe | 166 | 1 | ZN | 10
5ST3615 |  | Pin busbar, 10 mm2 connection: 4x 3-phase touch-safe | 214 | 1 | ZN | 10
5ST3615-1 |  | pin busbar, fixed length 210 mm for AFDD 5SM601.-2, pin spacing 2 MW connection: 6 x 3-phase | 208 | 1 | ZN | 10
5ST3616 |  | Pin busbar, 10 mm2 connection: 2x (3-phase+AUX/FS) touch-safe | 129 | 1 | ZN | 10
5ST3617 |  | Pin busbar, 10 mm2 connection: 4x (3-phase+AUX/FS) touch-safe | 238 | 1 | ZN | 10
5ST3618 |  | Pin busbar, 10 mm2 connection: 2x (3x (1x Phase+HS/FS)) touch-safe | 129 | 1 | ZN | 10
5ST3620 |  | Pin busbar, 10 mm2 connection: 3x (3x (1x Phase+HS/FS) touch-safe | 238 | 1 | ZN | 10
5ST3621 |  | Pin busbar, 10 mm2 connection: 2x 4-phase touch-safe | 199 | 1 | ZN | 10
5ST3622 |  | Pin busbar, 10 mm2 connection: 3x 4-phase touch-safe | 372 | 1 | ZN | 10
5ST3623 |  | Pin busbar, 10 mm2 connection: 2x3x (1-phase+N) touch-safe | 372 | 1 | ZN | 10
5ST3624 |  | Pin busbar, 10 mm2 connection: 3-phase/N+8x phase touch-safe for 1F, 4-pole + 8 CB, 1-pole | 259 | 1 | ZN | 10
5ST3630 |  | Pin busbar, 16 mm2 connection: 2x 1-phase touch-safe | 44.5 | 1 | ZN | 10
5ST3631 |  | Pin busbar, 16 mm2 connection: 6x 1-phase touch-safe | 76 | 1 | ZN | 10
5ST3632 |  | Pin busbar, 16 mm2 connection: 12x 1-phase touch-safe | 117 | 1 | ZN | 10
5ST3633 |  | Pin busbar, 16 mm2 connection: 2x (1-phase+AUX/FS) touch-safe | 54.7 | 1 | ZN | 10
5ST3634 |  | Pin busbar, 16 mm2 connection: 6x (1-phase+AUX/FS) touch-safe | 82.6 | 1 | ZN | 10
5ST3635 |  | Pin busbar, 16 mm2 connection: 9X (1-phase+AUX/FS) touch-safe | 132 | 1 | ZN | 10
5ST3636 |  | Pin busbar, 16 mm2 connection: 2x 2-phase touch-safe | 110 | 1 | ZN | 10
5ST3637 |  | Pin busbar, 16 mm2 connection: 3x 2-phase touch-safe | 154 | 1 | ZN | 10
5ST3638 |  | Pin busbar, 16 mm2 connection: 6x 2-phase touch-safe | 274 | 1 | ZN | 10
5ST3640 |  | Pin busbar, 16 mm2 connection: 2x (2-phase+AUX/FS) touch-safe | 127 | 1 | ZN | 10
5ST3641 |  | Pin busbar, 16 mm2 connection: 3x (2-phase+AUX/FS) touch-safe | 247 | 1 | ZN | 10
5ST3642 |  | Pin busbar, 16 mm2 connection: 5x (2-phase+AUX/FS) touch-safe | 304 | 1 | ZN | 10
5ST3643 |  | Pin busbar, 16 mm2 connection: 2x 3-phase touch-safe | 272 | 1 | ZN | 10
5ST3644 |  | Pin busbar, 16 mm2 connection: 3x 3-phase touch-safe | 252 | 1 | ZN | 10
5ST3645 |  | Pin busbar, 16 mm2 connection: 4x 3-phase touch-safe | 322 | 1 | ZN | 10
5ST3646 |  | Pin busbar, 16 mm2 connection: 2x (3-phase+AUX/FS) touch-safe | 194 | 1 | ZN | 10
5ST3647 |  | Pin busbar, 16 mm2 connection: 4x (3-phase+AUX/FS) touch-safe | 354 | 1 | ZN | 10
5ST3648 |  | Pin busbar, 16 mm2 connection: 2x (3x (1x Phase+HS/FS)) touch-safe | 194 | 1 | ZN | 10
5ST3650 |  | Pin busbar, 16 mm2 connection: 3x (3x (1x Phase+HS/FS) touch-safe | 354 | 1 | ZN | 10
5ST3651 |  | Pin busbar, 16 mm2 connection: 2x 4-phase touch-safe | 299 | 1 | ZN | 10
5ST3652 |  | Pin busbar, 16 mm2 connection: 3x 4-phase touch-safe | 558 | 1 | ZN | 10
5ST3653 |  | Pin busbar, 16 mm2 connection: 2x3x (1-phase+N) touch-safe | 558 | 1 | ZN | 10
5ST3654 |  | Pin busbar, 16 mm2 connection: 3-phase/+ 8x phase touch-safe for 1F, 4-pole + 8 CB, 1-pole | 578 | 1 | ZN | 10
5ST3655 |  | Touch protection for unassigned connections yellow | 89.4 | 1 | ZN | 10
5ST3655-0HG |  | Touch protection yellow for unassigned connections for pin busbars according to UL 508 | 117 | 1 | ZN | 10
5ST3655-3HG |  | touch protection, yellow for unassigned connections for pin busbar 5ST37â€¦-3HG | 81 | 1 | ZN | 10
5ST3656 |  | Pin busbar, 10 mm2 Range with: 20x 5ST3613+10x 5ST3614+ 50x 5ST3615+10x 5ST3655 | 14900 | 1 | ZN | 1
5ST3657 |  | Pin busbar, 16 mm2 Range with: 20x 5ST3643+10x 5ST3644+ 50x 5ST3645+10x 5ST3655 | 20500 | 1 | ZN | 1
5ST3663-0HG |  | Pin busbar, 16 mm2 connection: 6x 1-phase according to UL 489, 480Y/277V for LS 5SJ4...-.HG | 401 | 1 | ZN | 10
5ST3663-1HG |  | Pin busbar, 16 mm2 connection: 12x 1-phase according to UL 489, 480Y/277V for LS 5SJ4...-.HG | 645 | 1 | ZN | 10
5ST3663-2HG |  | Pin busbar, 16 mm2 connection: 18x 1-phase according to UL 489, 480Y/277V for LS 5SJ4...-.HG | 856 | 1 | ZN | 10
5ST3664-0HG |  | Pin busbar, 16 mm2 connection: 3x 2-phase according to UL 489, 480Y/277V for LS 5SJ4...-.HG | 460 | 1 | ZN | 10
5ST3664-1HG |  | Pin busbar, 16 mm2 connection: 6x 2-phase according to UL 489, 480Y/277V for LS 5SJ4...-.HG | 738 | 1 | ZN | 10
5ST3664-2HG |  | Pin busbar, 16 mm2 connection: 9x 2-phase according to UL 489, 480Y/277V for LS 5SJ4...-.HG | 1050 | 1 | ZN | 10
5ST3665-0HG |  | Pin busbar, 16 mm2 connection: 2x 3-phase according to UL 489, 480Y/277V for LS 5SJ4...-.HG | 540 | 1 | ZN | 10
5ST3665-1HG |  | Pin busbar, 16 mm2 connection: 4x 3-phase according to UL 489, 480Y/277V for LS 5SJ4...-.HG | 869 | 1 | ZN | 10
5ST3665-2HG |  | Pin busbar, 16 mm2 connection: 6x 3-phase according to UL 489, 480Y/277V for LS 5SJ4...-.HG | 1240 | 1 | ZN | 10
5ST3666-0HG |  | Connecting terminal, 35 mm2 according to UL 489, 480Y/277V for LS 5SJ4...-.HG Infeed LS | 494 | 1 | ZN | 10
5ST3666-1HG |  | Touch protection for unassigned connections for pin busbar according to UL 489, 480Y/277V | 99.1 | 1 | ZN | 10
5ST3666-2HG |  | Connecting terminal, 50 mm2 according to UL 489, 480Y/277V for LS 5SJ4...-.HG Infeed busbar | 494 | 1 | ZN | 10
5ST3667 |  | Pin busbar, 10 mm2 connection: 3-phase/+ 8x phase touch-safe for 1FI, 4-pole, NLI+8LS, 1-pole | 214 | 1 | ZN | 10
5ST3668 |  | Pin busbar, 16 mm2 connection: 3-phase/+ 8x phase touch-safe for 1FI, 4-pole, NLI+8LS, 1-pole | 322 | 1 | ZN | 10
5ST3700 |  | Pin busbar touch-safe, 16 mm2 1-phase, 214 mm long can be cut, with end caps | 218 | 1 | ZN | 1
5ST3700-0CC |  | Pin busbar Shock hazard safety, 16 mm2 1 phase, L=214 mm with end caps | 56 | 1 | ZN | 1
5ST3701 |  | Pin busbar touch-safe, 16 mm2 1-phase, 1016 mm long can be cut, without end caps | 712 | 1 | ZN | 1
5ST3701-0CC |  | Pin busbar Shock hazard safety, 16 mm2 1 phase, L=1016 mm without end caps | 229 | 1 | ZN | 1
5ST3701-0HG |  | Pin busbar 1-phase, 1016 mm long touch-safe, 18 mm2 without end caps, according to UL 508 | 1350 | 1 | ZN | 1
5ST3701-2HG |  | Pin busbar 1-phase, 1016 mm long touch-safe, 25 mm2 without end caps, according to UL 508 | 1930 | 1 | ZN | 1
5ST3701-3HG |  | pin busbar, can be cut 18 mm2, 1-phase, 1016 mm , according to UL 508, 480/277 V for MCB 5SJ4...-.HG | 4810 | 1 | ZN | 1
5ST3702 |  | Pin busbar touch-safe, 16 mm2 1-phase+AUX 214 mm long can be cut, with end caps | 272 | 1 | ZN | 1
5ST3702-0CC |  | Pin busbar Shock hazard safety, 16 mm2 1 phase+AUX, L=214 mm with end caps | 70.8 | 1 | ZN | 1
5ST3703 |  | Pin busbar touch-safe, 16 mm2 1-phase+AUX 1016 mm long can be cut, without end caps | 894 | 1 | ZN | 1
5ST3703-0CC |  | Pin busbar Shock hazard safety, 16 mm2 1 phase+AUX, L=1016 mm without end caps | 265 | 1 | ZN | 1
5ST3703-0HG |  | Pin busbar 1-phase+AUX 1016 mm long touch-safe, 18 mm2 without end caps, according to UL 508 | 1600 | 1 | ZN | 1
5ST3703-3HG |  | pin busbar, can be cut 18 mm2, 1-phase+auxiliary switch 1016 mm , according to UL 508, 480/277 V for MCB 5SJ4...-.HG | 4010 | 1 | ZN | 1
5ST3704 |  | Pin busbar touch-safe, 16 mm2 2-phase, 214 mm long can be cut, with end caps | 440 | 1 | ZN | 1
5ST3704-0CC |  | Pin busbar Shock hazard safety, 16 mm2 2-phase, L=214 mm with end caps | 112 | 1 | ZN | 1
5ST3705 |  | Pin busbar touch-safe, 16 mm2 2-phase, 1016 mm long can be cut, without end caps | 1830 | 1 | ZN | 1
5ST3705-0CC |  | Pin busbar Shock hazard safety, 16 mm2 2-phase, L=1016 mm without end caps | 367 | 1 | ZN | 1
5ST3705-0HG |  | Pin busbar 2-phase, 1016 mm long touch-safe, 18 mm2 without end caps, according to UL 508 | 3160 | 1 | ZN | 1
5ST3705-2HG |  | Pin busbar 2-phase, 1016 mm long touch-safe, 25 mm2 without end caps, according to UL 508 | 4600 | 1 | ZN | 1
5ST3705-3HG |  | pin busbar, can be cut 18 mm2, 2-phase, 1016 mm , according to UL 508, 480/277 V for MCB 5SJ4...-.HG | 5530 | 1 | ZN | 1
5ST3706 |  | Pin busbar touch-safe, 16 mm2 2-phase+AUX, 214 mm long can be cut, with end caps | 544 | 1 | ZN | 1
5ST3706-0CC |  | Pin busbar Shock hazard safety, 16 mm2 2-phase+AUX, L=214 mm with end caps | 134 | 1 | ZN | 1
5ST3707 |  | Pin busbar touch-safe, 16 mm2 2-phase+AUX, 1016 mm long can be cut, without end caps | 2290 | 1 | ZN | 1
5ST3707-0CC |  | Pin busbar Shock hazard safety, 16 mm2 2-phase+AUX, L=1016 mm without end caps | 454 | 1 | ZN | 1
5ST3707-0HG |  | Pin busbar 2-phase+AUX, 1016 mm long touch-safe, 18 mm2 without end caps, according to UL 508 | 3780 | 1 | ZN | 1
5ST3707-3HG |  | pin busbar, can be cut 18 mm2, 2-phase+auxiliary switch 1016 mm , according to UL 508, 480/277 V for MCB 5SJ4...-.HG | 5060 | 1 | ZN | 1
5ST3708 |  | Pin busbar touch-safe, 16 mm2 3-phase, 214 mm long can be cut, with end caps | 651 | 1 | ZN | 1
5ST3708-0CC |  | Pin busbar Shock hazard safety, 16 mm2 3-phase, L=214 mm with end caps | 180 | 1 | ZN | 1
5ST3710 |  | Pin busbar touch-safe, 16 mm2 3-phase, 1016 mm long can be cut, without end caps | 2740 | 1 | ZN | 1
5ST3710-0CC |  | Pin busbar Shock hazard safety, 16 mm2 3-phase, L=1016 mm without end caps | 547 | 1 | ZN | 1
5ST3710-0HG |  | Pin busbar 3-phase, 1016 mm long touch-safe, 18 mm2 without end caps, according to UL 508 | 4600 | 1 | ZN | 1
5ST3710-2HG |  | Pin busbar 3-phase, 1016 mm long touch-safe, 25 mm2 without end caps, according to UL 508 | 6580 | 1 | ZN | 1
5ST3710-3HG |  | pin busbar, can be cut 18 mm2, 3-phase, 1016 mm , according to UL 508, 480/277 V for MCB 5SJ4...-.HG | 6240 | 1 | ZN | 1
5ST3711 |  | Pin busbar touch-safe, 16 mm2 3-phase+AUX, 214 mm long can be cut, with end caps | 821 | 1 | ZN | 1
5ST3711-0CC |  | Pin busbar Shock hazard safety, 16 mm2 3-phase+AUX, L=214 mm with end caps | 208 | 1 | ZN | 1
5ST3712 |  | Pin busbar touch-safe, 16 mm2 3-phase+AUX, 1016 mm long can be cut, without end caps | 3470 | 1 | ZN | 1
5ST3712-0CC |  | Pin busbar Shock hazard safety, 16 mm2 3-phase+AUX, L=1016 mm without end caps | 678 | 1 | ZN | 1
5ST3712-0HG |  | Pin busbar 3-phase+AUX, 1016 mm long touch-safe, 18 mm2 without end caps, according to UL 508 | 5530 | 1 | ZN | 1
5ST3712-3HG |  | pin busbar, can be cut 18 mm2, 3-phase+auxiliary switch 1016 mm , according to UL 508, 480/277 V for MCB 5SJ4...-.HG | 5740 | 1 | ZN | 1
5ST3713 |  | Pin busbar touch-safe, 16 mm2 3x 1-phase+AUX, 214 mm long can be cut, with end caps | 542 | 1 | ZN | 1
5ST3713-0CC |  | Pin busbar Shock hazard safety, 16 mm2 3x 1-phase+AUX, L=214 mm with end caps | 208 | 1 | ZN | 1
5ST3714 |  | Pin busbar touch-safe, 16 mm2 3x 1-phase+AUX, 1016 mm long can be cut, without end caps | 3470 | 1 | ZN | 1
5ST3714-0CC |  | Pin busbar Shock hazard safety, 16 mm2 3x 1-phase+AUX, L=1016 mm without end caps | 678 | 1 | ZN | 1
5ST3714-0HG |  | Pin busbar 3x 1-phase+AUX, 1016 mm long touch-safe, 18 mm2 without end caps, according to UL 508 | 5530 | 1 | ZN | 1
5ST3714-3HG |  | pin busbar, can be cut 18 mm2, 3x (1-phase+AUX) 1016 mm , according to UL 508, 480/277 V for MCB 5SJ4...-.HG | 5740 | 1 | ZN | 1
5ST3715 |  | Pin busbar touch-safe, 16 mm2 4-phase, 214 mm long can be cut, with end caps | 1030 | 1 | ZN | 1
5ST3715-0CC |  | Pin busbar Shock hazard safety, 16 mm2 4-phase, L=214 mm with end caps | 281 | 1 | ZN | 1
5ST3716 |  | Pin busbar touch-safe, 16 mm2 4-phase, 1016 mm long can be cut, without end caps | 4150 | 1 | ZN | 1
5ST3716-0CC |  | Pin busbar Shock hazard safety, 16 mm2 4-phase, L=1016 mm without end caps | 1210 | 1 | ZN | 1
5ST3718 |  | End cap for pin busbars 4-phase | 62.8 | 1 | ZN | 10
5ST3718-0CC |  | End cap for pin busbars 4-phase | 4.99 | 1 | ZN | 1
5ST3720 |  | Pin busbar touch-safe, 16 mm2 4-phase, L1/N/L2/N/L3/N 1016 mm long, without end caps | 3700 | 1 | ZN | 1
5ST3721 |  | Pin busbar touch-safe, 16 mm2 3-phase, 396 mm long fully insulated for 6x (RC unit 5SM2+LS 5SY 2-pole) | 771 | 1 | ZN | 1
5ST3722 |  | Pin busbar touch-safe, 16 mm2 3-phase, 430 mm long fully insulated, for 1 RCCB 5SM3 4-pole and 20 miniature circuit breakers 5SY | 649 | 1 | ZN | 1
5ST3723 |  | Pin busbar touch-safe, 16 mm2 3-phase (L1L2, L3L1, L2L3) 1016 mm long fully insulated | 1790 | 1 | ZN | 1
5ST3724 |  | Pin busbar touch-safe, 16 mm2 2-phase, 393 mm long fully insulated for 6x (RC unit 5SM2+LS 5SY 2-pole) | 372 | 1 | ZN | 1
5ST3725 |  | Pin busbar touch-safe, 16 mm2 4-phase+AUX, 1000 mm long | 2680 | 1 | ZN | 1
5ST3726 |  | Pin busbar touch-safe, 16 mm2 4-phase, L1/N/L2/N/L3/N 432 mm long, without end caps | 919 | 1 | ZN | 1
5ST3730 |  | Pin busbar touch-safe, 10 mm2 1-phase, 214 mm long can be cut, with end caps | 200 | 1 | ZN | 1
5ST3731 |  | Pin busbar touch-safe, 10 mm2 1-phase, 1016 mm long can be cut, without end caps | 712 | 1 | ZN | 1
5ST3732 |  | Pin busbar touch-safe, 10 mm2 1-phase+AUX 214 mm long can be cut, with end caps | 229 | 1 | ZN | 1
5ST3733 |  | Pin busbar touch-safe, 10 mm2 1-phase+AUX 1016 mm long can be cut, without end caps | 807 | 1 | ZN | 1
5ST3734 |  | Pin busbar touch-safe, 10 mm2 2-phase, 214 mm long can be cut, with end caps | 313 | 1 | ZN | 1
5ST3735 |  | Pin busbar touch-safe, 10 mm2 2-phase, 1016 mm long can be cut, without end caps | 1300 | 1 | ZN | 1
5ST3735-1 |  | Pin busbar, 2-phase 10 mm2, 56 MW, gray insulation can be cut for AFDD 5SM602.-2 | 1250 | 1 | ZN | 1
5ST3735-2 |  | Pin busbar, 2-phase 10 mm2, 990mm, gray insulation can be cut for FI/LS 2P (3 MW)+AFDD | 2150 | 1 | ZN | 1
5ST3736 |  | Pin busbar touch-safe, 10 mm2 2-phase+AUX, 214 mm long can be cut with end caps | 367 | 1 | ZN | 1
5ST3737 |  | Pin busbar touch-safe, 10 mm2 2-phase+AUX, 1016 mm long can be cut, without end caps | 1720 | 1 | ZN | 1
5ST3738 |  | Pin busbar touch-safe, 10 mm2 3-phase, 214 mm long can be cut, with end caps | 349 | 1 | ZN | 1
5ST3740 |  | Pin busbar touch-safe, 10 mm2 3-phase, 1016 mm long can be cut, without end caps | 1450 | 1 | ZN | 1
5ST3740-1 |  | Pin busbar, 3-phase 10 mm2, 58 MW, gray insulation can be cut for AFDD 5SM601.-2, pole center distance at least 150 mm | 1810 | 1 | ZN | 1
5ST3740-2 |  | Pin busbar, 3-phase 10 mm2, 1060mm, gray insulation can be cut for AFDD 5SM602.-2 for FI/LS 2P (3 MW)+AFDD | 3060 | 1 | ZN | 1
5ST3741 |  | Pin busbar touch-safe, 10 mm2 3-phase+AUX, 214 mm long can be cut, with end caps | 420 | 1 | ZN | 1
5ST3742 |  | Pin busbar touch-safe, 10 mm2 3-phase+AUX, 1016 mm long can be cut, without end caps | 1740 | 1 | ZN | 1
5ST3743 |  | Pin busbar touch-safe, 10 mm2 3x 1-phase+AUX, 214 mm long can be cut, with end caps | 354 | 1 | ZN | 1
5ST3744 |  | Pin busbar touch-safe, 10 mm2 3x 1-phase+AUX, 1016 mm long can be cut, without end caps | 2360 | 1 | ZN | 1
5ST3745 |  | Pin busbar touch-safe, 10 mm2 4-phase, 214 mm long can be cut, with end caps | 730 | 1 | ZN | 1
5ST3746 |  | Pin busbar touch-safe, 10 mm2 4-phase, 1016 mm long can be cut, without end caps | 3200 | 1 | ZN | 1
5ST3746-1 |  | Pin busbar, 4-phase 10 mm2, 52 MW, gray insulation can be cut for AFDD 5SM602.-2 | 1810 | 1 | ZN | 1
5ST3746-2 |  | Pin busbar, 4-phase 10 mm2, 1020mm, gray insulation can be cut for CB 2P+AUX | 3060 | 1 | ZN | 1
5ST3746-3 |  | Pin busbar, 4-phase 10 mm2, 980mm, gray insulation can be cut for FI/LS 2P (3 MW) | 3060 | 1 | ZN | 1
5ST3746-4 |  | Pin busbar, 4-phase 10 mm2, 1060mm, gray insulation can be cut for FI/LS 2P (3 MW)+AUX | 3220 | 1 | ZN | 1
5ST3746-5 |  | Pin busbar, 4-phase 10 mm2, 1050mm, gray insulation can be cut for FI/LS 2P (3 MW)+AFDD | 3220 | 1 | ZN | 1
5ST3748 |  | End cap for pin busbars 1-phase | 29.3 | 1 | ZN | 10
5ST3748-0CC |  | End cap for pin busbars 1-phase | 2.49 | 1 | ZN | 10
5ST3748-0HG |  | End cap 1-phase for pin busbars according to UL 508 | 38.8 | 1 | ZN | 10
5ST3750 |  | End cap for pin busbars 2-3-phase | 29.3 | 1 | ZN | 10
5ST3750-0CC |  | End cap for pin busbars 2/3-phase | 3.4 | 1 | ZN | 1
5ST3750-0HG |  | End cap 2 and 3-phase for pin busbars according to UL 508 | 38.8 | 1 | ZN | 10
5ST3750-3HG |  | end cap 1, 2, 3-phase for pin busbar 5ST37â€¦-3HG | 67.1 | 1 | ZN | 10
5ST3751 |  | Pin busbar safe to touch 16 mm2 2-phase for 5 RCBO 2-pole/3 MW 15 MW fully insulated | 456 | 1 | ZN | 10
5ST3752 |  | Pin busbar safe to touch 16 mm2 2-phase for 8 RCBO 2-pole/3 MW 24 MW fully insulated | 730 | 1 | ZN | 10
5ST3753 |  | Pin busbar safe to touch 16 mm2 3-phase for 4 RCBO 2-pole/3 MW 12 MW fully insulated | 399 | 1 | ZN | 10
5ST3754 |  | Pin busbar safe to touch 16 mm2 3-phase for 5 RCBO 2-pole/3 MW 15 MW fully insulated | 508 | 1 | ZN | 10
5ST3755 |  | Pin busbar safe to touch 16 mm2 3-phase for 8 RCBO 2-pole/3 MW 24 MW fully insulated | 948 | 1 | ZN | 10
5ST3756 |  | Pin busbar safe to touch 16 mm2 3-phase for 18 RCBO 2-pole /3 MW 54 MW fully insulated | 1830 | 1 | ZN | 10
5ST3760 |  | Pin busbar, 1-phase 10 mm2, 13 pins, Insulation gray | 160 | 1 | ZN | 10
5ST3760-3 |  | Connection terminal Central cable entry 690 V AC, 1000 V DC, 125 A IP20 | 196 | 1 | ZN | 10
5ST3760-4 |  | Connection terminal Cable entry left 690V AC, 1000 V DC, 125 A IP20 | 196 | 1 | ZN | 10
5ST3760-5 |  | Connection terminal Cable entry right 690V AC, 1000 V DC, 125 A IP20 | 196 | 1 | ZN | 10
5ST3761 |  | Pin busbar, 1-phase 10 mm2, 13 pins, Insulation blue | 160 | 1 | ZN | 10
5ST3762 |  | Pin busbar, 1-phase 10 mm2, 12 pins, Insulation gray can be cut, with end caps | 227 | 1 | ZN | 10
5ST3763 |  | Pin busbar, 1-phase 10 mm2, 12 pins, Insulation blue can be cut, with end caps | 227 | 1 | ZN | 10
5ST3764 |  | Pin busbar, 1-phase 10 mm2, 56 pins, Insulation gray can be cut, without end caps | 739 | 1 | ZN | 10
5ST3764-1 |  | pin busbar, 1-phase straight, 10 mm2, 54 MW, gray insulation, can be cut for AFDD 5SM6011-2, pin spacing 2 MW | 710 | 1 | ZN | 10
5ST3765 |  | Pin busbar, 1-phase 10 mm2, 56 pins, Insulation blue can be cut, without end caps | 739 | 1 | ZN | 10
5ST3765-1 |  | pin busbar, 1-phase angled, 10 mm2, 54 MW, insulation blue, can be cut for AFDD 5SM601.-2, pin spacing 2 MW | 710 | 1 | ZN | 10
5ST3765-2 |  | pin busbar, 1-phase straight 10 mm2, 54 MW, insulation blue can be cut for AFDD 5SM601.-2 pin spacing 2 MW | 708 | 1 | ZN | 10
5ST3766 |  | set of end caps for pin busbars 5ST3 76. gray, Set consisting of: 1 cap right/1 cap left | 126 | 1 | ZN | 10
5ST3767 |  | set of end caps for pin busbars 5ST3 76. blue, Set consisting of: 1 cap right/1 cap left | 126 | 1 | ZN | 10
5ST3768 |  | Infeed terminal 25 mm2 short for pin busbars | 207 | 1 | ZN | 25
5ST3768-3 |  | Connection terminal Central cable entry 690 V AC, 1000 V DC, 80 A IP20 | 155 | 1 | ZN | 10
5ST3768-4 |  | Connection terminal Cable entry left 690V AC, 1000 V DC, 80 A IP20 | 155 | 1 | ZN | 10
5ST3768-5 |  | Connection terminal Cable entry right 690V AC, 1000 V DC, 80 A IP20 | 155 | 1 | ZN | 10
5ST3770-0HG |  | Connection terminal 35mm2 for pin busbars according to UL 508 | 494 | 1 | ZN | 10
5ST3770-1HG |  | Center infeed terminal 50mm2 for pin busbars according to UL 508 | 494 | 1 | ZN | 10
5ST3770-2 |  | Pin busbar, 10 mm2 56 MW, 4-phase, can be cut for LS 2P and RCBO 1P+N touch-safe without end caps | 2180 | 1 | ZN | 10
5ST3770-3 |  | Pin busbar, 16 mm2 56 MW, 4-phase, can be cut for LS 2P and RCBO 1P+N touch-safe without end caps | 2880 | 1 | ZN | 1
5ST3770-3HG |  | connection terminal 35 mm2, 480/277 V for infeed MCB 5SJ4...-.HG | 381 | 1 | ZN | 10
5ST3770-4 |  | Pin busbar, 10 mm2 16 MW, 4-phase, can be cut FI 4P N right and 6 MCB 1P+N touch-safe with end caps | 934 | 1 | ZN | 10
5ST3770-5 |  | Pin busbar, 16 mm2 16 MW, 4-phase, can be cut FI 4P N right and 6 MCB 1P+N touch-safe with end caps | 687 | 1 | ZN | 10
5ST3770-7 |  | pin busbar, 16 mm2 connection 1-pole+N compact safe to touch, 1000 mm without end caps | 2000 | 1 | ZN | 1
5ST3771-0 |  | pin busbar, 16 mm2 connection 3-pole+N compact safe to touch, 1000 mm without end caps | 3200 | 1 | ZN | 1
5ST3771-1 |  | Infeed terminal 25 mm2 long for pin busbars | 159 | 1 | ZN | 25
5ST3771-2 |  | infeed terminal, 25mm2 cable entry on the left with touch protection IP20 | 160 | 1 | ZN | 10
5ST3772 |  | busbar 1-pole+N, 16 mm2, for FI5SV(1+N) and 5x(AFDD 5SM601+compact), fixed length 216 mm | 336 | 1 | ZN | 10
5ST3781-0 |  | series connector, 1-pole, 125 mm, 10 mm2, blue, 450 V, 80 A | 138 | 1 | ZN | 10
5ST3781-1 |  | series connector, 1-pole, 150 mm, 10 mm2, blue, 450 V, 80 A | 163 | 1 | ZN | 10