5ST3781-2 |  | series connector, 1-pole, 200 mm, 16 mm2, blue, 750 V, 80 A | 160 | 1 | ZN | 10
5ST3782-0 |  | series connector, 1-pole, 125 mm, 16 mm2, blue, 750 V, 80 A | 152 | 1 | ZN | 10
5ST3782-1 |  | series connector, 1-pole, 150 mm, 16 mm2, blue, 750 V, 80 A | 179 | 1 | ZN | 10
5ST3791-0 |  | series connector, 1-pole, 125 mm, 10 mm2, black, 450 V, 80 A | 138 | 1 | ZN | 10
5ST3791-1 |  | series connector, 1-pole, 150 mm, 10 mm2, black, 450 V, 80 A | 163 | 1 | ZN | 10
5ST3791-2 |  | series connector, 1-pole, 200 mm, 16 mm2, black, 750 V, 80 A | 160 | 1 | ZN | 10
5ST3792-0 |  | series connector, 1-pole, 125 mm, 16 mm2, black, 750 V, 80 A | 136 | 1 | ZN | 10
5ST3792-1 |  | series connector, 1-pole, 150 mm, 16 mm2, black, 750 V, 80 A | 179 | 1 | ZN | 10
5ST3793-0 |  | series connector, 3-pole, 125 mm, 10 mm2, black, 450 V, 80 A | 370 | 1 | ZN | 3
5ST3793-1 |  | series connector, 3-pole, 150 mm, 10 mm2, black, 450 V, 80 A | 447 | 1 | ZN | 3
5ST3793-2 |  | series connector, 3-pole, 200 mm, 16 mm2, black, 750 V, 80 A | 460 | 1 | ZN | 3
5ST3793-3 |  | series connector, 3-pole+N, 200 mm, 16 mm2, black-blue, 3-pole+N | 642 | 1 | ZN | 3
5ST3794-0 |  | series connector, 3-pole, 125 mm, 16 mm2, black, 750 V, 80 A | 401 | 1 | ZN | 3
5ST3794-1 |  | series connector, 3-pole, 150 mm, 16 mm2, black, 750 V, 80 A | 494 | 1 | ZN | 3
5ST3800 |  | terminal cover 1-pole for miniature circuit breakers, | 72.1 | 1 | ZN | 10
5ST3801 |  | handle locking devices for miniature circuit breaker for 5SY (not for 5SY17...) 5SP, 5TE8, 5SJ4...-.HG.. | 397 | 1 | ZN | 1
5ST3801-1 |  | Locking device for handle for residual current miniature circuit breaker D=70 mm | 397 | 1 | ZN | 1
5ST3802 |  | padlock for locking device 5ST3801, 5ST3806 and remote operating mechanism 5ST305. | 581 | 1 | ZN | 1
5ST3803 |  | locking device with bracket lock for miniature circuit breaker D=70 mm (1 set in poly bag) for 5SY, 5SP, 5TE8, 5SJ4...-.HG.. | 971 | 1 | ZN | 1
5ST3804 |  | Neutral conductor isolator for miniature circuit breaker 5SY, 5SL and 5SJ | 633 | 1 | ZN | 12
5ST3805-1 |  | Handle coupler for residual current miniature circuit breaker D=70 mm for mounting additional components (1 set=5 units in poly bag) | 451 | 1 | ZN | 1
5ST3806 |  | handle locking devices for 5SL, 5SV, 5TL1, 5SY17â€¦ | 145 | 1 | ZN | 5
5ST3807 |  | locking device with bracket lock (1 set in poly bag) for 5SL, 5SV, 5TL1 | 542 | 1 | ZN | 1
5ST3814-0CC |  | rotary operating mechanism complete for 2-, 3- and 4-pole devices 5SY, 5SJ, 5SL, 5SP4, 5TL1 and 5TE8 | 787 | 1 | ZN | 1
5ST3815-0CC |  | Overvoltage release for MCBS Trip voltage 280 V 0.01S | 438 | 1 | ZN | 1
5ST3816-0CC |  | Undervoltage-overvoltage release | 1610 | 1 | ZN | 1
5ST3820-1 |  | Adapter for 5SY 1 to 2MW for LS 5SY, 5SY..KK Accessory for remote operating mechanism | 176 | 1 | ZN | 1
5ST3820-2 |  | Adapter for 5SY 3 to 4MW for LS 5SY, 5SY..KK ,5SU1 3MW Accessory for remote operating mechanism | 176 | 1 | ZN | 1
5ST3820-3 |  | Adapter RC block 5SM2 Accessory for remote operating mechanism | 383 | 1 | ZN | 1
5ST3820-5 |  | Adapter for RCBO 5SU1 up to 2 MW Accessory for remote operating mechanism | 176 | 1 | ZN | 1
5ST3820-7 |  | Adapter for LS 5SL 5SN 3, 4 MW 5SY..cc 3 up to 4 MW Accessory for remote operating mechanism | 176 | 1 | ZN | 1
5SU1154-6KK06 |  | RCBO, 10 kA, 1P+N, type A, 10 mA, B char., In: 6 A, Un AC: 230 V | 4090 | 1 | ZN | 1
5SU1154-6KK10 |  | RCBO, 10 kA, 1P+N, type A, 10 mA, B char., In: 10 A, Un AC: 230 V | 4090 | 1 | ZN | 1
5SU1154-6KK13 |  | RCBO, 10 kA, 1P+N, type A, 10 mA, B char., In: 13 A, Un AC: 230 V | 4090 | 1 | ZN | 1
5SU1154-6KK16 |  | RCBO, 10 kA, 1P+N, type A, 10 mA, B char., In: 16 A, Un AC: 230 V | 4090 | 1 | ZN | 1
5SU1154-7KK06 |  | RCBO, 10 kA, 1P+N, type A, 10 mA, C-Char, In: 6 A, Un AC: 230 V | 5150 | 1 | ZN | 1
5SU1154-7KK10 |  | RCBO, 10 kA, 1P+N, type A, 10 mA, C-Char, In: 10 A, Un AC: 230 V | 5150 | 1 | ZN | 1
5SU1154-7KK13 |  | RCBO, 10 kA, 1P+N, type A, 10 mA, C-Char, In: 13 A, Un AC: 230 V | 5150 | 1 | ZN | 1
5SU1154-7KK16 |  | RCBO, 10 kA, 1P+N, type A, 10 mA, C-Char, In: 16 A, Un AC: 230 V | 5150 | 1 | ZN | 1
5SU1324-6FA06 |  | RCBO, 10 kA, 2P, type A, 30 mA, B char., In: 6 A, Un AC: 230 V | 4510 | 1 | ZN | 1
5SU1324-6FA10 |  | RCBO, 10 kA, 2P, type A, 30 mA, B char., In: 10 A, Un AC: 230 V | 4510 | 1 | ZN | 1
5SU1324-6FA13 |  | RCBO, 10 kA, 2P, type A, 30 mA, B char., In: 13 A, Un AC: 230 V | 4510 | 1 | ZN | 1
5SU1324-6FA16 |  | RCBO, 10 kA, 2P, type A, 30 mA, B char., In: 16 A, Un AC: 230 V | 4510 | 1 | ZN | 1
5SU1324-6FA20 |  | RCBO, 10 kA, 2P, type A, 30 mA, B char., In: 20 A, Un AC: 230 V | 4510 | 1 | ZN | 1
5SU1324-6FA25 |  | RCBO, 10 kA, 2P, type A, 30 mA, B char., In: 25 A, Un AC: 230 V | 4510 | 1 | ZN | 1
5SU1324-6FA32 |  | RCBO, 10 kA, 2P, type A, 30 mA, B char., In: 32 A, Un AC: 230 V | 4510 | 1 | ZN | 1
5SU1324-6FA40 |  | RCBO, 10 kA, 2P, type A, 30 mA, B char., In: 40 A, Un AC: 230 V | 4510 | 1 | ZN | 1
5SU1324-6KK82 |  | RCBO, 10 kA, 2P, type A, 30 mA, B char., In: 125 A, Un AC: 230 V | 19800 | 1 | ZN | 1
5SU1324-6KX06 |  | RCBO, Icn: 10 kA, 2P, type A, 30 mA, B char., In: 6 A, Un AC: 110 V | 4510 | 1 | ZN | 1
5SU1324-6KX10 |  | RCBO, Icn: 10 kA, 2P, type A, 30 mA, B char., In: 10 A, Un AC: 110 V | 4510 | 1 | ZN | 1
5SU1324-6KX13 |  | RCBO, Icn: 10 kA, 2P, type A, 30 mA, B char., In: 13 A, Un AC: 110 V | 4510 | 1 | ZN | 1
5SU1324-6KX16 |  | RCBO, Icn: 10 kA, 2P, type A, 30 mA, B char., In: 16 A, Un AC: 110 V | 4510 | 1 | ZN | 1
5SU1324-6KX20 |  | RCBO, Icn: 10 kA, 2P, type A, 30 mA, B char., In: 20 A, Un AC: 110 V | 4510 | 1 | ZN | 1
5SU1324-6KX25 |  | RCBO, Icn: 10 kA, 2P, type A, 30 mA, B char., In: 25 A, Un AC: 110 V | 4510 | 1 | ZN | 1
5SU1324-6KX32 |  | RCBO, Icn: 10 kA, 2P, type A, 30 mA, B char., In: 32 A, Un AC: 110 V | 4510 | 1 | ZN | 1
5SU1324-6KX40 |  | RCBO, Icn: 10 kA, 2P, type A, 30 mA, B char., In: 40 A, Un AC: 110 V | 4510 | 1 | ZN | 1
5SU1324-7FA06 |  | RCBO, 10 kA, 2P, type A, 30 mA, C-Char, In: 6 A, Un AC: 230 V | 5670 | 1 | ZN | 1
5SU1324-7FA10 |  | RCBO, 10 kA, 2P, type A, 30 mA, C-Char, In: 10 A, Un AC: 230 V | 5670 | 1 | ZN | 1
5SU1324-7FA13 |  | RCBO, 10 kA, 2P, type A, 30 mA, C-Char, In: 13 A, Un AC: 230 V | 5670 | 1 | ZN | 1
5SU1324-7FA16 |  | RCBO, 10 kA, 2P, type A, 30 mA, C-Char, In: 16 A, Un AC: 230 V | 5670 | 1 | ZN | 1
5SU1324-7FA20 |  | RCBO, 10 kA, 2P, type A, 30 mA, C-Char, In: 20 A, Un AC: 230 V | 5670 | 1 | ZN | 1
5SU1324-7FA25 |  | RCBO, 10 kA, 2P, type A, 30 mA, C-Char, In: 25 A, Un AC: 230 V | 5670 | 1 | ZN | 1
5SU1324-7FA32 |  | RCBO, 10 kA, 2P, type A, 30 mA, C-Char, In: 32 A, Un AC: 230 V | 5670 | 1 | ZN | 1
5SU1324-7FA40 |  | RCBO, 10 kA, 2P, type A, 30 mA, C-Char, In: 40 A, Un AC: 230 V | 5670 | 1 | ZN | 1
5SU1324-7KK82 |  | RCBO, 10 kA, 2P, type A, 30 mA, C-Char, In: 125 A, Un AC: 230 V | 24900 | 1 | ZN | 1
5SU1324-7KX06 |  | RCBO, Icn: 10 kA, 2P, type A, 30 mA, C-Char, In: 6 A, Un AC: 110 V | 5670 | 1 | ZN | 1
5SU1324-7KX10 |  | RCBO, Icn: 10 kA, 2P, type A, 30 mA, C-Char, In: 10 A, Un AC: 110 V | 5670 | 1 | ZN | 1
5SU1324-7KX13 |  | RCBO, Icn: 10 kA, 2P, type A, 30 mA, C-Char, In: 13 A, Un AC: 110 V | 5670 | 1 | ZN | 1
5SU1324-7KX16 |  | RCBO, Icn: 10 kA, 2P, type A, 30 mA, C-Char, In: 16 A, Un AC: 110 V | 5670 | 1 | ZN | 1
5SU1324-7KX20 |  | RCBO, Icn: 10 kA, 2P, type A, 30 mA, C-Char, In: 20 A, Un AC: 110 V | 5670 | 1 | ZN | 1
5SU1324-7KX25 |  | RCBO, Icn: 10 kA, 2P, type A, 30 mA, C-Char, In: 25 A, Un AC: 110 V | 5670 | 1 | ZN | 1
5SU1324-7KX32 |  | RCBO, Icn: 10 kA, 2P, type A, 30 mA, C-Char, In: 32 A, Un AC: 110 V | 5670 | 1 | ZN | 1
5SU1324-7KX40 |  | RCBO, Icn: 10 kA, 2P, type A, 30 mA, C-Char, In: 40 A, Un AC: 110 V | 5670 | 1 | ZN | 1
5SU1344-6KK82 |  | RCBO, 10 kA, 4P, type A, 30 mA, B char., In: 125 A, Un AC: 400 V | 29400 | 1 | ZN | 1
5SU1344-7KK82 |  | RCBO, 10 kA, 4P, type A, 30 mA, C-Char, In: 125 A, Un AC: 400 V | 37000 | 1 | ZN | 1
5SU1353-7KK06 |  | RCBO, 4.5 kA, 1P+N, type A, 30 mA, C-Char, In: 6 A, Un AC: 230 V | 3920 | 1 | ZN | 1
5SU1353-7KK08 |  | RCBO, 4.5 kA, 1P+N, type A, 30 mA, C-Char, In: 8 A, Un AC: 230 V | 3920 | 1 | ZN | 1
5SU1353-7KK10 |  | RCBO, 4.5 kA, 1P+N, type A, 30 mA, C-Char, In: 10 A, Un AC: 230 V | 3920 | 1 | ZN | 1
5SU1353-7KK13 |  | RCBO, 4.5 kA, 1P+N, type A, 30 mA, C-Char, In: 13 A, Un AC: 230 V | 3920 | 1 | ZN | 1
5SU1353-7KK16 |  | RCBO, 4.5 kA, 1P+N, type A, 30 mA, C-Char, In: 16 A, Un AC: 230 V | 3920 | 1 | ZN | 1
5SU1353-7KK20 |  | RCBO, 4.5 kA, 1P+N, type A, 30 mA, C-Char, In: 20 A, Un AC: 230 V | 3920 | 1 | ZN | 1
5SU1353-7KK25 |  | RCBO, 4.5 kA, 1P+N, type A, 30 mA, C-Char, In: 25 A, Un AC: 230 V | 3920 | 1 | ZN | 1
5SU1353-7KK32 |  | RCBO, 4.5 kA, 1P+N, type A, 30 mA, C-Char, In: 32 A, Un AC: 230 V | 3920 | 1 | ZN | 1
5SU1353-7KK40 |  | RCBO, 4.5 kA, 1P+N, type A, 30 mA, C-Char, In: 40 A, Un AC: 230 V | 3920 | 1 | ZN | 1
5SU1354-3KK06 |  | RCBO, 10 kA, 1P+N, type F, super-resistant K, 30 mA, B char., In: 6 A, Un AC: 230 V | 7640 | 1 | ZN | 1
5SU1354-3KK10 |  | RCBO, 10 kA, 1P+N, type F, super-resistant K, 30 mA, B char., In: 10 A, Un AC: 230 V | 7640 | 1 | ZN | 1
5SU1354-3KK13 |  | RCBO, 10 kA, 1P+N, type F, super-resistant K, 30 mA, B char., In: 13 A, Un AC: 230 V | 7640 | 1 | ZN | 1
5SU1354-3KK16 |  | RCBO, 10 kA, 1P+N, type F, super-resistant K, 30 mA, B char., In: 16 A, Un AC: 230 V | 7640 | 1 | ZN | 1
5SU1354-3KK20 |  | RCBO, 10 kA, 1P+N, type F, super-resistant K, 30 mA, B char., In: 20 A, Un AC: 230 V | 7640 | 1 | ZN | 1
5SU1354-3KK25 |  | RCBO, 10 kA, 1P+N, type F, super-resistant K, 30 mA, B char., In: 25 A, Un AC: 230 V | 7640 | 1 | ZN | 1
5SU1354-3KK32 |  | RCBO, 10 kA, 1P+N, type F, super-resistant K, 30 mA, B char., In: 32 A, Un AC: 230 V | 7640 | 1 | ZN | 1
5SU1354-3KK40 |  | RCBO, 10 kA, 1P+N, type F, super-resistant K, 30 mA, B char., In: 40 A, Un AC: 230 V | 7640 | 1 | ZN | 1
5SU1354-4KK06 |  | RCBO, 10 kA, 1P+N, type F, super-resistant K, 30 mA, C-Char, In: 6 A, Un AC: 230 V | 9620 | 1 | ZN | 1
5SU1354-4KK10 |  | RCBO, 10 kA, 1P+N, type F, super-resistant K, 30 mA, C-Char, In: 10 A, Un AC: 230 V | 9620 | 1 | ZN | 1
5SU1354-4KK13 |  | RCBO, 10 kA, 1P+N, type F, super-resistant K, 30 mA, C-Char, In: 13 A, Un AC: 230 V | 9620 | 1 | ZN | 1
5SU1354-4KK16 |  | RCBO, 10 kA, 1P+N, type F, super-resistant K, 30 mA, C-Char, In: 16 A, Un AC: 230 V | 9620 | 1 | ZN | 1
5SU1354-4KK20 |  | RCBO, 10 kA, 1P+N, type F, super-resistant K, 30 mA, C-Char, In: 20 A, Un AC: 230 V | 9620 | 1 | ZN | 1
5SU1354-4KK25 |  | RCBO, 10 kA, 1P+N, type F, super-resistant K, 30 mA, C-Char, In: 25 A, Un AC: 230 V | 9620 | 1 | ZN | 1
5SU1354-4KK32 |  | RCBO, 10 kA, 1P+N, type F, super-resistant K, 30 mA, C-Char, In: 32 A, Un AC: 230 V | 9620 | 1 | ZN | 1
5SU1354-4KK40 |  | RCBO, 10 kA, 1P+N, type F, super-resistant K, 30 mA, C-Char, In: 40 A, Un AC: 230 V | 9620 | 1 | ZN | 1
5SU1354-6GV10 |  | RCBO, Icn: 10 kA, 1P+N, type A, 30 mA, B char., In: 10 A, Un AC: 230 V, bulk packaging | 4020 | 1 | ZN | 36
5SU1354-6GV16 |  | RCBO, Icn: 10 kA, 1P+N, type A, 30 mA, B char., In: 16 A, Un AC: 230 V, bulk packaging | 4020 | 1 | ZN | 36
5SU1354-6KK06 |  | RCBO, 10 kA, 1P+N, type A, 30 mA, B char., In: 6 A, Un AC: 230 V | 4020 | 1 | ZN | 1
5SU1354-6KK10 |  | RCBO, 10 kA, 1P+N, type A, 30 mA, B char., In: 10 A, Un AC: 230 V | 4020 | 1 | ZN | 1
5SU1354-6KK13 |  | RCBO, 10 kA, 1P+N, type A, 30 mA, B char., In: 13 A, Un AC: 230 V | 4020 | 1 | ZN | 1
5SU1354-6KK16 |  | RCBO, 10 kA, 1P+N, type A, 30 mA, B char., In: 16 A, Un AC: 230 V | 4020 | 1 | ZN | 1
5SU1354-6KK20 |  | RCBO, 10 kA, 1P+N, type A, 30 mA, B char., In: 20 A, Un AC: 230 V | 4020 | 1 | ZN | 1
5SU1354-6KK25 |  | RCBO, 10 kA, 1P+N, type A, 30 mA, B char., In: 25 A, Un AC: 230 V | 4020 | 1 | ZN | 1
5SU1354-6KK32 |  | RCBO, 10 kA, 1P+N, type A, 30 mA, B char., In: 32 A, Un AC: 230 V | 4020 | 1 | ZN | 1
5SU1354-6KK40 |  | RCBO, 10 kA, 1P+N, type A, 30 mA, B char., In: 40 A, Un AC: 230 V | 4020 | 1 | ZN | 1
5SU1354-6LB10 |  | RCBO, 10 kA, 1P+N, type A, short-time-delayed G, super-resistant K, 30 mA, B char., In: 10 A, Un AC: 230 V | 7060 | 1 | ZN | 1
5SU1354-6LB13 |  | RCBO, 10 kA, 1P+N, type A, short-time-delayed G, super-resistant K, 30 mA, B char., In: 13 A, Un AC: 230 V | 7060 | 1 | ZN | 1
5SU1354-6LB16 |  | RCBO, 10 kA, 1P+N, type A, short-time-delayed G, super-resistant K, 30 mA, B char., In: 16 A, Un AC: 230 V | 7060 | 1 | ZN | 1
5SU1354-6LB20 |  | RCBO, 10 kA, 1P+N, type A, short-time-delayed G, super-resistant K, 30 mA, B char., In: 20 A, Un AC: 230 V | 7060 | 1 | ZN | 1
5SU1354-6LB25 |  | RCBO, 10 kA, 1P+N, type A, short-time-delayed G, super-resistant K, 30 mA, B char., In: 25 A, Un AC: 230 V | 7060 | 1 | ZN | 1
5SU1354-6LB32 |  | RCBO, 10 kA, 1P+N, type A, short-time-delayed G, super-resistant K, 30 mA, B char., In: 32 A, Un AC: 230 V | 7060 | 1 | ZN | 1
5SU1354-6LB40 |  | RCBO, 10 kA, 1P+N, type A, short-time-delayed G, super-resistant K, 30 mA, B char., In: 40 A, Un AC: 230 V | 7060 | 1 | ZN | 1
5SU1354-7GV10 |  | RCBO, Icn: 10 kA, 1P+N, type A, 30 mA, C-Char, In: 10 A, Un AC: 230 V, bulk packaging | 5060 | 1 | ZN | 36
5SU1354-7GV16 |  | RCBO, Icn: 10 kA, 1P+N, type A, 30 mA, C-Char, In: 16 A, Un AC: 230 V, bulk packaging | 5060 | 1 | ZN | 36
5SU1354-7KK06 |  | RCBO, 10 kA, 1P+N, type A, 30 mA, C-Char, In: 6 A, Un AC: 230 V | 5060 | 1 | ZN | 1
5SU1354-7KK08 |  | RCBO, 10 kA, 1P+N, type A, 30 mA, C-Char, In: 8 A, Un AC: 230 V | 5060 | 1 | ZN | 1
5SU1354-7KK10 |  | RCBO, 10 kA, 1P+N, type A, 30 mA, C-Char, In: 10 A, Un AC: 230 V | 5060 | 1 | ZN | 1
5SU1354-7KK13 |  | RCBO, 10 kA, 1P+N, type A, 30 mA, C-Char, In: 13 A, Un AC: 230 V | 5060 | 1 | ZN | 1
5SU1354-7KK16 |  | RCBO, 10 kA, 1P+N, type A, 30 mA, C-Char, In: 16 A, Un AC: 230 V | 5060 | 1 | ZN | 1
5SU1354-7KK20 |  | RCBO, 10 kA, 1P+N, type A, 30 mA, C-Char, In: 20 A, Un AC: 230 V | 5060 | 1 | ZN | 1
5SU1354-7KK25 |  | RCBO, 10 kA, 1P+N, type A, 30 mA, C-Char, In: 25 A, Un AC: 230 V | 5060 | 1 | ZN | 1
5SU1354-7KK32 |  | RCBO, 10 kA, 1P+N, type A, 30 mA, C-Char, In: 32 A, Un AC: 230 V | 5060 | 1 | ZN | 1
5SU1354-7KK40 |  | RCBO, 10 kA, 1P+N, type A, 30 mA, C-Char, In: 40 A, Un AC: 230 V | 5060 | 1 | ZN | 1
5SU1354-7LB10 |  | RCBO, 10 kA, 1P+N, type A, short-time-delayed G, super-resistant K, 30 mA, C-Char, In: 10 A, Un AC: 230 V | 8890 | 1 | ZN | 1
5SU1354-7LB13 |  | RCBO, 10 kA, 1P+N, type A, short-time-delayed G, super-resistant K, 30 mA, C-Char, In: 13 A, Un AC: 230 V | 8890 | 1 | ZN | 1
5SU1354-7LB16 |  | RCBO, 10 kA, 1P+N, type A, short-time-delayed G, super-resistant K, 30 mA, C-Char, In: 16 A, Un AC: 230 V | 8890 | 1 | ZN | 1
5SU1354-7LB20 |  | RCBO, 10 kA, 1P+N, type A, short-time-delayed G, super-resistant K, 30 mA, C-Char, In: 20 A, Un AC: 230 V | 8890 | 1 | ZN | 1
5SU1354-7LB25 |  | RCBO, 10 kA, 1P+N, type A, short-time-delayed G, super-resistant K, 30 mA, C-Char, In: 25 A, Un AC: 230 V | 8890 | 1 | ZN | 1
5SU1354-7LB32 |  | RCBO, 10 kA, 1P+N, type A, short-time-delayed G, super-resistant K, 30 mA, C-Char, In: 32 A, Un AC: 230 V | 8890 | 1 | ZN | 1
5SU1354-7LB40 |  | RCBO, 10 kA, 1P+N, type A, short-time-delayed G, super-resistant K, 30 mA, C-Char, In: 40 A, Un AC: 230 V | 8890 | 1 | ZN | 1
5SU1356-6GV10 |  | RCBO, Icn: 6 kA, 1P+N, type A, 30 mA, B char., In: 10 A, Un AC: 230 V, bulk packaging | 3350 | 1 | ZN | 36
5SU1356-6GV16 |  | RCBO, Icn: 6 kA, 1P+N, type A, 30 mA, B char., In: 16 A, Un AC: 230 V, bulk packaging | 3150 | 1 | ZN | 36
5SU1356-6KK06 |  | RCBO, 6 kA, 1P+N, type A, 30 mA, B char., In: 6 A, Un AC: 230 V | 3350 | 1 | ZN | 1
5SU1356-6KK10 |  | RCBO, 6 kA, 1P+N, type A, 30 mA, B char., In: 10 A, Un AC: 230 V | 3350 | 1 | ZN | 1
5SU1356-6KK13 |  | RCBO, 6 kA, 1P+N, type A, 30 mA, B char., In: 13 A, Un AC: 230 V | 3350 | 1 | ZN | 1
5SU1356-6KK16 |  | RCBO, 6 kA, 1P+N, type A, 30 mA, B char., In: 16 A, Un AC: 230 V | 3150 | 1 | ZN | 1
5SU1356-6KK20 |  | RCBO, 6 kA, 1P+N, type A, 30 mA, B char., In: 20 A, Un AC: 230 V | 3350 | 1 | ZN | 1
5SU1356-6KK25 |  | RCBO, 6 kA, 1P+N, type A, 30 mA, B char., In: 25 A, Un AC: 230 V | 3350 | 1 | ZN | 1
5SU1356-6KK32 |  | RCBO, 6 kA, 1P+N, type A, 30 mA, B char., In: 32 A, Un AC: 230 V | 3350 | 1 | ZN | 1
5SU1356-6KK40 |  | RCBO, 6 kA, 1P+N, type A, 30 mA, B char., In: 40 A, Un AC: 230 V | 3350 | 1 | ZN | 1
5SU1356-7GV10 |  | RCBO, Icn: 6 kA, 1P+N, type A, 30 mA, C-Char, In: 10 A, Un AC: 230 V, bulk packaging | 3520 | 1 | ZN | 36
5SU1356-7GV16 |  | RCBO, Icn: 6 kA, 1P+N, type A, 30 mA, C-Char, In: 16 A, Un AC: 230 V, bulk packaging | 3520 | 1 | ZN | 36
5SU1356-7KK06 |  | RCBO, 6 kA, 1P+N, type A, 30 mA, C-Char, In: 6 A, Un AC: 230 V | 4240 | 1 | ZN | 1
5SU1356-7KK08 |  | RCBO, 6 kA, 1P+N, type A, 30 mA, C-Char, In: 8 A, Un AC: 230 V | 4240 | 1 | ZN | 1
5SU1356-7KK10 |  | RCBO, 6 kA, 1P+N, type A, 30 mA, C-Char, In: 10 A, Un AC: 230 V | 4240 | 1 | ZN | 1
5SU1356-7KK13 |  | RCBO, 6 kA, 1P+N, type A, 30 mA, C-Char, In: 13 A, Un AC: 230 V | 4240 | 1 | ZN | 1
5SU1356-7KK16 |  | RCBO, 6 kA, 1P+N, type A, 30 mA, C-Char, In: 16 A, Un AC: 230 V | 4240 | 1 | ZN | 1
5SU1356-7KK20 |  | RCBO, 6 kA, 1P+N, type A, 30 mA, C-Char, In: 20 A, Un AC: 230 V | 4240 | 1 | ZN | 1
5SU1356-7KK25 |  | RCBO, 6 kA, 1P+N, type A, 30 mA, C-Char, In: 25 A, Un AC: 230 V | 4240 | 1 | ZN | 1
5SU1356-7KK32 |  | RCBO, 6 kA, 1P+N, type A, 30 mA, C-Char, In: 32 A, Un AC: 230 V | 4240 | 1 | ZN | 1
5SU1356-7KK40 |  | RCBO, 6 kA, 1P+N, type A, 30 mA, C-Char, In: 40 A, Un AC: 230 V | 4240 | 1 | ZN | 1
5SU1624-6KK82 |  | RCBO, 10 kA, 2P, type A, 300 mA, B char., In: 125 A, Un AC: 230 V | 19600 | 1 | ZN | 1
5SU1624-6WK82 |  | RCBO, 10 kA, 2P, type A, selective, 300 mA, B char., In: 125 A, Un AC: 230 V | 21100 | 1 | ZN | 1
5SU1624-7KK82 |  | RCBO, 10 kA, 2P, type A, 300 mA, C-Char, In: 125 A, Un AC: 230 V | 24700 | 1 | ZN | 1
5SU1624-7WK82 |  | RCBO, 10 kA, 2P, type A, selective, 300 mA, C-Char, In: 125 A, Un AC: 230 V | 26500 | 1 | ZN | 1
5SU1644-6KK82 |  | RCBO, 10 kA, 4P, type A, 300 mA, B char., In: 125 A, Un AC: 400 V | 29200 | 1 | ZN | 1
5SU1644-6WK82 |  | RCBO, 10 kA, 4P, type A, selective, 300 mA, B char., In: 125 A, Un AC: 400 V | 31400 | 1 | ZN | 1
5SU1644-7KK82 |  | RCBO, 10 kA, 4P, type A, 300 mA, C-Char, In: 125 A, Un AC: 400 V | 36700 | 1 | ZN | 1
5SU1644-7WK82 |  | RCBO, 10 kA, 4P, type A, selective, 300 mA, C-Char, In: 125 A, Un AC: 400 V | 39500 | 1 | ZN | 1
5SU1653-7KK06 |  | RCBO, 4.5 kA, 1P+N, type A, 300 mA, C-Char, In: 6 A, Un AC: 230 V | 3880 | 1 | ZN | 1
5SU1653-7KK10 |  | RCBO, 4.5 kA, 1P+N, type A, 300 mA, C-Char, In: 10 A, Un AC: 230 V | 3880 | 1 | ZN | 1
5SU1653-7KK13 |  | RCBO, 4.5 kA, 1P+N, type A, 300 mA, C-Char, In: 13 A, Un AC: 230 V | 3880 | 1 | ZN | 1
5SU1653-7KK16 |  | RCBO, 4.5 kA, 1P+N, type A, 300 mA, C-Char, In: 16 A, Un AC: 230 V | 3880 | 1 | ZN | 1
5SU1653-7KK20 |  | RCBO, 4.5 kA, 1P+N, type A, 300 mA, C-Char, In: 20 A, Un AC: 230 V | 3880 | 1 | ZN | 1
5SU1653-7KK25 |  | RCBO, 4.5 kA, 1P+N, type A, 300 mA, C-Char, In: 25 A, Un AC: 230 V | 3880 | 1 | ZN | 1
5SU1653-7KK32 |  | RCBO, 4.5 kA, 1P+N, type A, 300 mA, C-Char, In: 32 A, Un AC: 230 V | 3880 | 1 | ZN | 1
5SU1653-7KK40 |  | RCBO, 4.5 kA, 1P+N, type A, 300 mA, C-Char, In: 40 A, Un AC: 230 V | 3880 | 1 | ZN | 1
5SU1654-6KK06 |  | RCBO, 10 kA, 1P+N, type A, 300 mA, B char., In: 6 A, Un AC: 230 V | 3930 | 1 | ZN | 1
5SU1654-6KK10 |  | RCBO, 10 kA, 1P+N, type A, 300 mA, B char., In: 10 A, Un AC: 230 V | 3930 | 1 | ZN | 1
5SU1654-6KK13 |  | RCBO, 10 kA, 1P+N, type A, 300 mA, B char., In: 13 A, Un AC: 230 V | 3930 | 1 | ZN | 1
5SU1654-6KK16 |  | RCBO, 10 kA, 1P+N, type A, 300 mA, B char., In: 16 A, Un AC: 230 V | 3930 | 1 | ZN | 1
5SU1654-6KK20 |  | RCBO, 10 kA, 1P+N, type A, 300 mA, B char., In: 20 A, Un AC: 230 V | 3930 | 1 | ZN | 1
5SU1654-6KK25 |  | RCBO, 10 kA, 1P+N, type A, 300 mA, B char., In: 25 A, Un AC: 230 V | 3930 | 1 | ZN | 1
5SU1654-6KK32 |  | RCBO, 10 kA, 1P+N, type A, 300 mA, B char., In: 32 A, Un AC: 230 V | 3930 | 1 | ZN | 1
5SU1654-6KK40 |  | RCBO, 10 kA, 1P+N, type A, 300 mA, B char., In: 40 A, Un AC: 230 V | 3930 | 1 | ZN | 1
5SU1654-7KK06 |  | RCBO, 10 kA, 1P+N, type A, 300 mA, C-Char, In: 6 A, Un AC: 230 V | 4940 | 1 | ZN | 1
5SU1654-7KK10 |  | RCBO, 10 kA, 1P+N, type A, 300 mA, C-Char, In: 10 A, Un AC: 230 V | 4940 | 1 | ZN | 1
5SU1654-7KK13 |  | RCBO, 10 kA, 1P+N, type A, 300 mA, C-Char, In: 13 A, Un AC: 230 V | 4940 | 1 | ZN | 1
5SU1654-7KK16 |  | RCBO, 10 kA, 1P+N, type A, 300 mA, C-Char, In: 16 A, Un AC: 230 V | 4940 | 1 | ZN | 1
5SU1654-7KK20 |  | RCBO, 10 kA, 1P+N, type A, 300 mA, C-Char, In: 20 A, Un AC: 230 V | 4940 | 1 | ZN | 1
5SU1654-7KK25 |  | RCBO, 10 kA, 1P+N, type A, 300 mA, C-Char, In: 25 A, Un AC: 230 V | 4940 | 1 | ZN | 1
5SU1654-7KK32 |  | RCBO, 10 kA, 1P+N, type A, 300 mA, C-Char, In: 32 A, Un AC: 230 V | 4940 | 1 | ZN | 1
5SU1654-7KK40 |  | RCBO, 10 kA, 1P+N, type A, 300 mA, C-Char, In: 40 A, Un AC: 230 V | 4940 | 1 | ZN | 1
5SU1656-6KK06 |  | RCBO, 6 kA, 1P+N, type A, 300 mA, B char., In: 6 A, Un AC: 230 V | 3350 | 1 | ZN | 1
5SU1656-6KK10 |  | RCBO, 6 kA, 1P+N, type A, 300 mA, B char., In: 10 A, Un AC: 230 V | 3350 | 1 | ZN | 1
5SU1656-6KK13 |  | RCBO, 6 kA, 1P+N, type A, 300 mA, B char., In: 13 A, Un AC: 230 V | 3350 | 1 | ZN | 1
5SU1656-6KK16 |  | RCBO, 6 kA, 1P+N, type A, 300 mA, B char., In: 16 A, Un AC: 230 V | 3350 | 1 | ZN | 1
5SU1656-6KK20 |  | RCBO, 6 kA, 1P+N, type A, 300 mA, B char., In: 20 A, Un AC: 230 V | 3350 | 1 | ZN | 1
5SU1656-6KK25 |  | RCBO, 6 kA, 1P+N, type A, 300 mA, B char., In: 25 A, Un AC: 230 V | 3350 | 1 | ZN | 1
5SU1656-6KK32 |  | RCBO, 6 kA, 1P+N, type A, 300 mA, B char., In: 32 A, Un AC: 230 V | 3350 | 1 | ZN | 1
5SU1656-6KK40 |  | RCBO, 6 kA, 1P+N, type A, 300 mA, B char., In: 40 A, Un AC: 230 V | 3350 | 1 | ZN | 1
5SU1656-7KK06 |  | RCBO, 6 kA, 1P+N, type A, 300 mA, C-Char, In: 6 A, Un AC: 230 V | 4220 | 1 | ZN | 1
5SU1656-7KK10 |  | RCBO, 6 kA, 1P+N, type A, 300 mA, C-Char, In: 10 A, Un AC: 230 V | 4220 | 1 | ZN | 1
5SU1656-7KK13 |  | RCBO, 6 kA, 1P+N, type A, 300 mA, C-Char, In: 13 A, Un AC: 230 V | 4220 | 1 | ZN | 1
5SU1656-7KK16 |  | RCBO, 6 kA, 1P+N, type A, 300 mA, C-Char, In: 16 A, Un AC: 230 V | 4220 | 1 | ZN | 1
5SU1656-7KK20 |  | RCBO, 6 kA, 1P+N, type A, 300 mA, C-Char, In: 20 A, Un AC: 230 V | 4220 | 1 | ZN | 1
5SU1656-7KK25 |  | RCBO, 6 kA, 1P+N, type A, 300 mA, C-Char, In: 25 A, Un AC: 230 V | 4220 | 1 | ZN | 1
5SU1656-7KK32 |  | RCBO, 6 kA, 1P+N, type A, 300 mA, C-Char, In: 32 A, Un AC: 230 V | 4220 | 1 | ZN | 1
5SU1656-7KK40 |  | RCBO, 6 kA, 1P+N, type A, 300 mA, C-Char, In: 40 A, Un AC: 230 V | 4220 | 1 | ZN | 1
5SU1844-6WK82 |  | RCBO, 10 kA, 4P, type A, selective, 1000 mA, B char., In: 125 A, Un AC: 400 V | 30600 | 1 | ZN | 1
5SU1844-7WK82 |  | RCBO, 10 kA, 3P+N, type A, selective, 1000 mA, C char, In: 125 A, Un AC: 400 V | 38600 | 1 | ZN | 1
5SV1316-6KK06 |  | RCBO compact 1 MW 1-pole+N 6 kA type A 30 mA B6 | 3840 | 1 | ZN | 1
5SV4111-0 |  | residual current operated circuit breaker, 2-pole, type AC, In: 16 A, 10 mA, Un AC: 230 V Use of these devices is not permitted in all countries. Observe national installation regulations! | 2230 | 1 | ZN | 1
5SV4111-0KL |  | residual current operated circuit breaker, 2-pole, type AC, In: 16 A, 10 mA, Un AC: 230 V, N left Use of these devices is not permitted in all countries. Observe national installation regulations! | 2230 | 1 | ZN | 1
5SV4311-0 |  | residual current operated circuit breaker, 2-pole, type AC, In: 16 A, 30 mA, Un AC: 230 V Use of these devices is not permitted in all countries. Observe national installation regulations! | 2230 | 1 | ZN | 1
5SV4311-0KK13 |  | residual current operated circuit breaker, 2-pole, type AC, In: 16 A, 30 mA, Un AC: 24-125 V Use of these devices is not permitted in all countries. Observe national installation regulations! | 2630 | 1 | ZN | 1
5SV4311-0KL |  | residual current operated circuit breaker, 2-pole, type AC, In: 16 A, 30 mA, Un AC: 230 V, N left Use of these devices is not permitted in all countries. Observe national installation regulations! | 2230 | 1 | ZN | 1
5SV4312-0 |  | residual current operated circuit breaker, 2-pole, type AC, In: 25 A, 30 mA, Un AC: 230 V Use of these devices is not permitted in all countries. Observe national installation regulations! | 1970 | 1 | ZN | 1
5SV4312-0GV01 |  | residual current operated circuit breaker, 2-pole, type AC, In: 25 A, 30 mA, Un AC: 230 V, bulk packaging 36 units Use of these devices is not permitted in all countries. Observe national installation regulations! | 1970 | 1 | ZN | 36
5SV4312-0KK13 |  | residual current operated circuit breaker, 2-pole, type AC, In: 25 A, 30 mA, Un AC: 24-125 V Use of these devices is not permitted in all countries. Observe national installation regulations! | 2300 | 1 | ZN | 1
5SV4312-0KL |  | residual current operated circuit breaker, 2-pole, type AC, In: 25 A, 30 mA, Un AC: 230 V, N left Use of these devices is not permitted in all countries. Observe national installation regulations! | 1970 | 1 | ZN | 1
5SV4314-0 |  | residual current operated circuit breaker, 2-pole, type AC, In: 40 A, 30 mA, Un AC: 230 V Use of these devices is not permitted in all countries. Observe national installation regulations! | 2100 | 1 | ZN | 1
5SV4314-0GV01 |  | residual current operated circuit breaker, 2-pole, type AC, In: 40 A, 30 mA, Un AC: 230 V, bulk packaging 36 units Use of these devices is not permitted in all countries. Observe national installation regulations! | 2100 | 1 | ZN | 36
5SV4314-0GV02 |  | residual current operated circuit breaker, 2-pole, type AC, In: 40 A, 30 mA, Un AC: 230 V, bulk packaging 36 units, N left Use of these devices is not permitted in all countries. Observe national installation regulations! | 2100 | 1 | ZN | 36
5SV4314-0KK13 |  | residual current operated circuit breaker, 2-pole, type AC, In: 40 A, 30 mA, Un AC: 24-125 V Use of these devices is not permitted in all countries. Observe national installation regulations! | 2480 | 1 | ZN | 1
5SV4314-0KL |  | residual current operated circuit breaker, 2-pole, type AC, In: 40 A, 30 mA, Un AC: 230 V, N left Use of these devices is not permitted in all countries. Observe national installation regulations! | 2100 | 1 | ZN | 1
5SV4314-0LA |  | residual current operated circuit breaker, 2-pole, type AC, In: 40 A, 30 mA, Un AC: 230 V, with thermal overload protection Use of these devices is not permitted in all countries. Observe national installation regulations! | 2410 | 1 | ZN | 1
5SV4314-0LA01 |  | residual current operated circuit breaker, 2-pole, type AC, short-time-delayed, In: 40 A, 30 mA, Un AC: 230 V, with thermal overload protection Use of these devices is not permitted in all countries. Observe national installation regulations! | 4200 | 1 | ZN | 1
5SV4316-0 |  | residual current operated circuit breaker, 2-pole, type AC, In: 63 A, 30 mA, Un AC: 230 V Use of these devices is not permitted in all countries. Observe national installation regulations! | 3370 | 1 | ZN | 1
5SV4316-0KK13 |  | residual current operated circuit breaker, 2-pole, type AC, In: 63 A, 30 mA, Un AC: 24-125 V Use of these devices is not permitted in all countries. Observe national installation regulations! | 3940 | 1 | ZN | 1
5SV4316-0KL |  | residual current operated circuit breaker, 2-pole, type AC, In: 63 A, 30 mA, Un AC: 230 V, N left Use of these devices is not permitted in all countries. Observe national installation regulations! | 3370 | 1 | ZN | 1
5SV4317-0 |  | residual current operated circuit breaker, 2-pole, type AC, In: 80 A, 30 mA, Un AC: 230 V Use of these devices is not permitted in all countries. Observe national installation regulations! | 5950 | 1 | ZN | 1
5SV4317-0KL |  | residual current operated circuit breaker, 2-pole, type AC, In: 80 A, 30 mA, Un AC: 230 V, N left Use of these devices is not permitted in all countries. Observe national installation regulations! | 5950 | 1 | ZN | 1
5SV4342-0 |  | residual current operated circuit breaker, 4-pole, type AC, In: 25 A, 30 mA, Un AC: 400 V Use of these devices is not permitted in all countries. Observe national installation regulations! | 2120 | 1 | ZN | 1
5SV4342-0GV01 |  | residual current operated circuit breaker, 4-pole, type AC, In: 25 A, 30 mA, Un AC: 400 V, bulk packaging 18 units Use of these devices is not permitted in all countries. Observe national installation regulations! | 2120 | 1 | ZN | 18
5SV4342-0KL |  | residual current operated circuit breaker, 4-pole, type AC, In: 25 A, 30 mA, Un AC: 400 V, N left Use of these devices is not permitted in all countries. Observe national installation regulations! | 2120 | 1 | ZN | 1
5SV4344-0 |  | residual current operated circuit breaker, 4-pole, type AC, In: 40 A, 30 mA, Un AC: 400 V Use of these devices is not permitted in all countries. Observe national installation regulations! | 2230 | 1 | ZN | 1
5SV4344-0GV01 |  | residual current operated circuit breaker, 4-pole, type AC, In: 40 A, 30 mA, Un AC: 400 V, bulk packaging 18 units Use of these devices is not permitted in all countries. Observe national installation regulations! | 2230 | 1 | ZN | 18
5SV4344-0KL |  | residual current operated circuit breaker, 4-pole, type AC, In: 40 A, 30 mA, Un AC: 400 V, N left Use of these devices is not permitted in all countries. Observe national installation regulations! | 2230 | 1 | ZN | 1
5SV4344-0LA |  | residual current operated circuit breaker, 4-pole, type AC, In: 40 A, 30 mA, Un AC: 400 V, with thermal overload protection Use of these devices is not permitted in all countries. Observe national installation regulations! | 2580 | 1 | ZN | 1
5SV4344-0LA01 |  | residual current operated circuit breaker, 4-pole, type AC, short-time-delayed, In: 40 A, 30 mA, Un AC: 400 V, with thermal overload protection Use of these devices is not permitted in all countries. Observe national installation regulations! | 4530 | 1 | ZN | 1
5SV4345-0 |  | residual current operated circuit breaker, 4-pole, type AC, In: 125 A, 30 mA, Un AC: 400 V, use of these devices is not permitted in all countries. Observe national installation regulations! | 24100 | 1 | ZN | 1
5SV4346-0 |  | residual current operated circuit breaker, 4-pole, type AC, In: 63 A, 30 mA, Un AC: 400 V Use of these devices is not permitted in all countries. Observe national installation regulations! | 3610 | 1 | ZN | 1
5SV4346-0KL |  | residual current operated circuit breaker, 4-pole, type AC, In: 63 A, 30 mA, Un AC: 400 V, N left Use of these devices is not permitted in all countries. Observe national installation regulations! | 3610 | 1 | ZN | 1
5SV4346-0LA |  | residual current operated circuit breaker, 4-pole, type AC, In: 63 A, 30 mA, Un AC: 400 V, with thermal overload protection Use of these devices is not permitted in all countries. Observe national installation regulations! | 4140 | 1 | ZN | 1
5SV4346-0LA01 |  | residual current operated circuit breaker, 4-pole, type AC, short-time-delayed, In: 63 A, 30 mA, Un AC: 400 V, with thermal overload protection Use of these devices is not permitted in all countries. Observe national installation regulations! | 7210 | 1 | ZN | 1
5SV4347-0 |  | residual current operated circuit breaker, 4-pole, type AC, In: 80 A, 30 mA, Un AC: 400 V Use of these devices is not permitted in all countries. Observe national installation regulations! | 6350 | 1 | ZN | 1
5SV4347-0KL |  | residual current operated circuit breaker, 4-pole, type AC, In: 80 A, 30 mA, Un AC: 400 V, N left Use of these devices is not permitted in all countries. Observe national installation regulations! | 6350 | 1 | ZN | 1
5SV4348-0 |  | residual current operated circuit breaker, 4-pole, type AC, In: 100 A, 30 mA, Un AC: 400 V, use of these devices is not permitted in all countries. Observe national installation regulations! | 21000 | 1 | ZN | 1
5SV4412-0 |  | residual current operated circuit breaker, 2-pole, type AC, In: 25 A, 100 mA, Un AC: 230 V Use of these devices is not permitted in all countries. Observe national installation regulations! | 2330 | 1 | ZN | 1
5SV4414-0 |  | residual current operated circuit breaker, 2-pole, type AC, In: 40 A, 100 mA, Un AC: 230 V Use of these devices is not permitted in all countries. Observe national installation regulations! | 2700 | 1 | ZN | 1
5SV4414-0KL |  | residual current operated circuit breaker, 2-pole, type AC, In: 40 A, 100 mA, Un AC: 230 V, N left Use of these devices is not permitted in all countries. Observe national installation regulations! | 2700 | 1 | ZN | 1
5SV4416-0 |  | residual current operated circuit breaker, 2-pole, type AC, In: 63 A, 100 mA, Un AC: 230 V Use of these devices is not permitted in all countries. Observe national installation regulations! | 4040 | 1 | ZN | 1
5SV4416-0KL |  | residual current operated circuit breaker, 2-pole, type AC, In: 63 A, 100 mA, Un AC: 230 V, N left Use of these devices is not permitted in all countries. Observe national installation regulations! | 4040 | 1 | ZN | 1
5SV4417-0 |  | residual current operated circuit breaker, 2-pole, type AC, In: 80 A, 100 mA, Un AC: 230 V Use of these devices is not permitted in all countries. Observe national installation regulations! | 7030 | 1 | ZN | 1
5SV4442-0 |  | residual current operated circuit breaker, 4-pole, type AC, In: 25 A, 100 mA, Un AC: 400 V Use of these devices is not permitted in all countries. Observe national installation regulations! | 2980 | 1 | ZN | 1
5SV4444-0 |  | residual current operated circuit breaker, 4-pole, type AC, In: 40 A, 100 mA, Un AC: 400 V Use of these devices is not permitted in all countries. Observe national installation regulations! | 3180 | 1 | ZN | 1
5SV4444-0LA |  | residual current operated circuit breaker, 4-pole, type AC, In: 40 A, 100 mA, Un AC: 400 V, with thermal overload protection Use of these devices is not permitted in all countries. Observe national installation regulations! | 3670 | 1 | ZN | 1
5SV4444-0LA01 |  | residual current operated circuit breaker, 4-pole, type AC, short-time-delayed, In: 40 A, 100 mA, Un AC: 400 V, with thermal overload protection Use of these devices is not permitted in all countries. Observe national installation regulations! | 6330 | 1 | ZN | 1
5SV4445-0 |  | residual current operated circuit breaker, 4-pole, type AC, In: 125 A, 100 mA, Un AC: 400 V, use of these devices is not permitted in all countries. Observe national installation regulations! | 18200 | 1 | ZN | 1
5SV4446-0 |  | residual current operated circuit breaker, 4-pole, type AC, In: 63 A, 100 mA, Un AC: 400 V Use of these devices is not permitted in all countries. Observe national installation regulations! | 5110 | 1 | ZN | 1
5SV4446-0LA |  | residual current operated circuit breaker, 4-pole, type AC, In: 63 A, 100 mA, Un AC: 400 V, with thermal overload protection Use of these devices is not permitted in all countries. Observe national installation regulations! | 5870 | 1 | ZN | 1
5SV4446-0LA01 |  | residual current operated circuit breaker, 4-pole, type AC, short-time-delayed, In: 63 A, 100 mA, Un AC: 400 V, with thermal overload protection Use of these devices is not permitted in all countries. Observe national installation regulations! | 10200 | 1 | ZN | 1
5SV4447-0 |  | residual current operated circuit breaker, 4-pole, type AC, In: 80 A, 100 mA, Un AC: 400 V Use of these devices is not permitted in all countries. Observe national installation regulations! | 8960 | 1 | ZN | 1
5SV4448-0 |  | residual current operated circuit breaker, 4-pole, type AC, In: 100 A, 100 mA, Un AC: 400 V, use of these devices is not permitted in all countries. Observe national installation regulations! | 15800 | 1 | ZN | 1
5SV4612-0 |  | residual current operated circuit breaker, 2-pole, type AC, In: 25 A, 300 mA, Un AC: 230 V Use of these devices is not permitted in all countries. Observe national installation regulations! | 1950 | 1 | ZN | 1
5SV4612-0KL |  | residual current operated circuit breaker, 2-pole, type AC, In: 25 A, 300 mA, Un AC: 230 V, N left Use of these devices is not permitted in all countries. Observe national installation regulations! | 1950 | 1 | ZN | 1
5SV4614-0 |  | residual current operated circuit breaker, 2-pole, type AC, In: 40 A, 300 mA, Un AC: 230 V Use of these devices is not permitted in all countries. Observe national installation regulations! | 2080 | 1 | ZN | 1
5SV4614-0KL |  | residual current operated circuit breaker, 2-pole, type AC, In: 40 A, 300 mA, Un AC: 230 V, N left Use of these devices is not permitted in all countries. Observe national installation regulations! | 2080 | 1 | ZN | 1
5SV4616-0 |  | residual current operated circuit breaker, 2-pole, type AC, In: 63 A, 300 mA, Un AC: 230 V Use of these devices is not permitted in all countries. Observe national installation regulations! | 3340 | 1 | ZN | 1
5SV4616-0KL |  | residual current operated circuit breaker, 2-pole, type AC, In: 63 A, 300 mA, Un AC: 230 V, N left Use of these devices is not permitted in all countries. Observe national installation regulations! | 3340 | 1 | ZN | 1
5SV4617-0 |  | residual current operated circuit breaker, 2-pole, type AC, In: 80 A, 300 mA, Un AC: 230 V Use of these devices is not permitted in all countries. Observe national installation regulations! | 5860 | 1 | ZN | 1
5SV4617-0KL |  | residual current operated circuit breaker, 2-pole, type AC, In: 80 A, 300 mA, Un AC: 230 V, N left Use of these devices is not permitted in all countries. Observe national installation regulations! | 5860 | 1 | ZN | 1
5SV4642-0 |  | residual current operated circuit breaker, 4-pole, type AC, In: 25 A, 300 mA, Un AC: 400 V Use of these devices is not permitted in all countries. Observe national installation regulations! | 2020 | 1 | ZN | 1
5SV4642-0KL |  | residual current operated circuit breaker, 4-pole, type AC, In: 25 A, 300 mA, Un AC: 400 V, N left Use of these devices is not permitted in all countries. Observe national installation regulations! | 2020 | 1 | ZN | 1
5SV4644-0 |  | residual current operated circuit breaker, 4-pole, type AC, In: 40 A, 300 mA, Un AC: 400 V Use of these devices is not permitted in all countries. Observe national installation regulations! | 2150 | 1 | ZN | 1
5SV4644-0KL |  | residual current operated circuit breaker, 4-pole, type AC, In: 40 A, 300 mA, Un AC: 400 V, N left Use of these devices is not permitted in all countries. Observe national installation regulations! | 2150 | 1 | ZN | 1
5SV4645-0 |  | residual current operated circuit breaker, 4-pole, type AC, In: 125 A, 300 mA, Un AC: 400 V, use of these devices is not permitted in all countries. Observe national installation regulations! | 14000 | 1 | ZN | 1
5SV4646-0 |  | residual current operated circuit breaker, 4-pole, type AC, In: 63 A, 300 mA, Un AC: 400 V Use of these devices is not permitted in all countries. Observe national installation regulations! | 3460 | 1 | ZN | 1
5SV4646-0KL |  | residual current operated circuit breaker, 4-pole, type AC, In: 63 A, 300 mA, Un AC: 400 V, N left Use of these devices is not permitted in all countries. Observe national installation regulations! | 3460 | 1 | ZN | 1
5SV4647-0 |  | residual current operated circuit breaker, 4-pole, type AC, In: 80 A, 300 mA, Un AC: 400 V Use of these devices is not permitted in all countries. Observe national installation regulations! | 6120 | 1 | ZN | 1
5SV4647-0KL |  | residual current operated circuit breaker, 4-pole, type AC, In: 80 A, 300 mA, Un AC: 400 V, N left Use of these devices is not permitted in all countries. Observe national installation regulations! | 6120 | 1 | ZN | 1
5SV4648-0 |  | residual current operated circuit breaker, 4-pole, type AC, In: 100 A, 300 mA, Un AC: 400 V, use of these devices is not permitted in all countries. Observe national installation regulations! | 13000 | 1 | ZN | 1
5SV4742-0 |  | residual current operated circuit breaker, 4-pole, type AC, In: 25 A, 500 mA, Un AC: 400 V Use of these devices is not permitted in all countries. Observe national installation regulations! | 2070 | 1 | ZN | 1
5SV4744-0 |  | residual current operated circuit breaker, 4-pole, type AC, In: 40 A, 500 mA, Un AC: 400 V Use of these devices is not permitted in all countries. Observe national installation regulations! | 2170 | 1 | ZN | 1
5SV4745-0 |  | residual current operated circuit breaker, 4-pole, type AC, In: 125 A, 500 mA, Un AC: 400 V, use of these devices is not permitted in all countries. Observe national installation regulations! | 13800 | 1 | ZN | 1
5SV4746-0 |  | residual current operated circuit breaker, 4-pole, type AC, In: 63 A, 500 mA, Un AC: 400 V Use of these devices is not permitted in all countries. Observe national installation regulations! | 3470 | 1 | ZN | 1
5SV4747-0 |  | residual current operated circuit breaker, 4-pole, type AC, In: 80 A, 500 mA, Un AC: 400 V Use of these devices is not permitted in all countries. Observe national installation regulations! | 6190 | 1 | ZN | 1
5SV4748-0 |  | residual current operated circuit breaker, 4-pole, type AC, In: 100 A, 500 mA, Un AC: 400 V, use of these devices is not permitted in all countries. Observe national installation regulations! | 12900 | 1 | ZN | 1
5SV5111-0 |  | residual current operated circuit breaker, 2-pole, type AC, In: 16 A, 10 mA, Un AC: 230 V, | 2020 | 1 | ZN | 1
5SV5311-0 |  | residual current operated circuit breaker, 2-pole, type AC, In: 16 A, 30 mA, Un AC: 230 V, | 2020 | 1 | ZN | 1
5SV5312-0 |  | residual current operated circuit breaker, 2-pole, type AC, In: 25 A, 30 mA, Un AC: 230 V, | 1820 | 1 | ZN | 1
5SV5314-0 |  | residual current operated circuit breaker, 2-pole, type AC, In: 40 A, 30 mA, Un AC: 230 V, | 1920 | 1 | ZN | 1
5SV5316-0 |  | residual current operated circuit breaker, 2-pole, type AC, In: 63 A, 30 mA, Un AC: 230 V, | 3060 | 1 | ZN | 1
5SV5342-0 |  | residual current operated circuit breaker, 4-pole, type AC, In: 25 A, 30 mA, Un AC: 400 V, | 1940 | 1 | ZN | 1
5SV5344-0 |  | residual current operated circuit breaker, 4-pole, type AC, In: 40 A, 30 mA, Un AC: 400 V, | 2070 | 1 | ZN | 1
5SV5346-0 |  | residual current operated circuit breaker, 4-pole, type AC, In: 63 A, 30 mA, Un AC: 400 V, | 3270 | 1 | ZN | 1
5SV5412-0 |  | residual current operated circuit breaker, 2-pole, type AC, In: 25 A, 100 mA, Un AC: 230 V, | 2130 | 1 | ZN | 1
5SV5414-0 |  | residual current operated circuit breaker, 2-pole, type AC, In: 40 A, 100 mA, Un AC: 230 V, | 2450 | 1 | ZN | 1
5SV5416-0 |  | residual current operated circuit breaker, 2-pole, type AC, In: 63 A, 100 mA, Un AC: 230 V, | 3670 | 1 | ZN | 1
5SV5444-0 |  | residual current operated circuit breaker, 4-pole, type AC, In: 40 A, 100 mA, Un AC: 400 V, | 2880 | 1 | ZN | 1
5SV5446-0 |  | residual current operated circuit breaker, 4-pole, type AC, In: 63 A, 100 mA, Un AC: 400 V, | 4650 | 1 | ZN | 1
5SV5612-0 |  | residual current operated circuit breaker, 2-pole, type AC, In: 25 A, 300 mA, Un AC: 230 V, | 1790 | 1 | ZN | 1
5SV5614-0 |  | residual current operated circuit breaker, 2-pole, type AC, In: 40 A, 300 mA, Un AC: 230 V, | 1890 | 1 | ZN | 1
5SV5616-0 |  | residual current operated circuit breaker, 2-pole, type AC, In: 63 A, 300 mA, Un AC: 230 V, | 3030 | 1 | ZN | 1
5SV5642-0 |  | residual current operated circuit breaker, 4-pole, type AC, In: 25 A, 300 mA, Un AC: 400 V, | 1850 | 1 | ZN | 1
5SV5644-0 |  | residual current operated circuit breaker, 4-pole, type AC, In: 40 A, 300 mA, Un AC: 400 V, | 1950 | 1 | ZN | 1
5SV5646-0 |  | residual current operated circuit breaker, 4-pole, type AC, In: 63 A, 300 mA, Un AC: 400 V, | 3160 | 1 | ZN | 1
5SV8000-6KK |  | Differential current monitoring device analog, Type A IDN 0.03A 5A 0.02 5 sec. | 12200 | 1 | ZN | 1
5SV8001-6KK |  | Differential current monitoring device Digital, Type A IDN 0.03 A 30 A 0.02 10 sec. (INS, SEL) | 15700 | 1 | ZN | 1
5SV8101-4KK |  | modular residual current device type B, 230 V AC, LCD, 50/60 Hz, Idn 30 mA - 1 A, 0-2000 Hz | 55000 | 1 | ZN | 1
5SV8101-6KK |  | Modular residual current protective device LCD, 230V AC IDN 0.03A-3A (type A) German=INS-10 sec (SEL) | 20300 | 1 | ZN | 1
5SV8111-4KK |  | modular residual current device type B, 24 V DC, LCD, Idn 30 mA - 1 A, 0-2000 Hz | 55000 | 1 | ZN | 1
5SV8200-6KK |  | Differential current monitoring device Digital 4-channel, Type A IDN 0.03 A 30 A 0.02 10 sec. (INS, SEL) | 25500 | 1 | ZN | 1
5SV8700-0KK |  | Summation current transformer 20 mm | 4360 | 1 | ZN | 1
5SV8701-0KK |  | Summation current transformer 30 mm | 4450 | 1 | ZN | 1
5SV8701-2KK |  | Summation current transformer type B, 35 mm, 30 mA 1A | 34300 | 1 | ZN | 1
5SV8701-2KP |  | Summation current transformer type B, 35 mm, 30 mA 1A, with metal shielding | 37800 | 1 | ZN | 1
5SV8702-0KK |  | Summation current transformer 35 mm | 4710 | 1 | ZN | 1
5SV8702-2KK |  | Summation current transformer type B, 60 mm, 30 mA 1A | 39200 | 1 | ZN | 1
5SV8702-2KP |  | Summation current transformer type B, 60 mm, 30 mA 1A, with metal shielding | 42900 | 1 | ZN | 1
5SV8703-0KK |  | Summation current transformer 70 mm | 6420 | 1 | ZN | 1
5SV8703-2KK |  | Summation current transformer type B, 120 mm,100 mA 1A | 61500 | 1 | ZN | 1
5SV8704-0KK |  | Summation current transformer 105 mm | 9430 | 1 | ZN | 1
5SV8704-2KK |  | Summation current transformer type B, 210 mm, 300 mA 1A | 102000 | 1 | ZN | 1
5SV8705-0KK |  | Summation current transformer 140 mm | 20100 | 1 | ZN | 1
5SV8706-0KK |  | Summation current transformer 210 mm | 29600 | 1 | ZN | 1
5SV8900-1KK |  | SENTRON, holder, for transformer mounting | 282 | 1 | ZN | 2
5SV8900-2KK |  | Standard mounting rail support for 5SV8701-2KK, 5SV8701-2KP | 920 | 1 | ZN | 1
5SV8900-3KK |  | Standard mounting rail support for 5SV8702-2KK, 5SV8702-2KP | 920 | 1 | ZN | 1
5SV8902-1KK |  | Magnetic field centering barrel for Summation current transformer 35 mm | 6520 | 1 | ZN | 1
5SV8903-1KK |  | Magnetic field centering barrel for Summation current transformer 70 mm | 8180 | 1 | ZN | 1
5SV8904-1KK |  | Magnetic field centering barrel for Summation current transformer 105 mm | 11300 | 1 | ZN | 1
5SV8905-1KK |  | Magnetic field centering sleeve Summation current transformer 140 mm | 16000 | 1 | ZN | 1
5SV8906-1KK |  | Magnetic field centering barrel for Summation current transformer 210 mm | 20100 | 1 | ZN | 1
5SY4100-7 |  | miniature circuit breaker 230/400 V, 10 kA, 1-pole, C, 2.5 A | 472 | 1 | ZN | 1
5SY4101-7 |  | Miniature circuit breaker 230/400 V 10kA, 1-pole, C, 1A, D=70 mm | 472 | 1 | ZN | 1
5SY4102-6 |  | Miniature circuit breaker 230/400 V 10kA, 1-pole, B, 2A, D=70 mm | 534 | 1 | ZN | 1
5SY4102-7 |  | Miniature circuit breaker 230/400 V 10kA, 1-pole, C, 2A, D=70 mm | 472 | 1 | ZN | 1
5SY4103-7 |  | Miniature circuit breaker 230/400 V 10kA, 1-pole, C, 3 A, D=70 mm | 472 | 1 | ZN | 1
5SY4104-6 |  | Miniature circuit breaker 230/400 V 10kA, 1-pole, B, 4A, D=70 mm | 534 | 1 | ZN | 1
5SY4104-7 |  | Miniature circuit breaker 230/400 V 10kA, 1-pole, C, 4A, D=70 mm | 472 | 1 | ZN | 1
5SY4104-8 |  | Miniature circuit breaker 230/400 V 10kA, 1-pole, D, 4A, D=70 mm | 733 | 1 | ZN | 1
5SY4105-7 |  | miniature circuit breaker 230/400 V 10 kA, 1-pole, C, 0.5 A, D=70 mm | 472 | 1 | ZN | 1
5SY4106-6 |  | Miniature circuit breaker 230/400 V 10kA, 1-pole, B, 6 A, D=70 mm | 534 | 1 | ZN | 1
5SY4106-7 |  | Miniature circuit breaker 230/400 V 10kA, 1-pole, C, 6 A, D=70 mm | 472 | 1 | ZN | 1
5SY4106-8 |  | Miniature circuit breaker 230/400 V 10kA, 1-pole, D, 6 A, D=70 mm | 733 | 1 | ZN | 1
5SY4108-7 |  | Miniature circuit breaker 230/400 V 10kA, 1-pole, C, 8A, D=70 mm | 472 | 1 | ZN | 1
5SY4110-6 |  | Miniature circuit breaker 230/400 V 10kA, 1-pole, B, 10A, D=70 mm | 440 | 1 | ZN | 1
5SY4110-7 |  | Miniature circuit breaker 230/400 V 10kA, 1-pole, C, 10A, D=70 mm | 472 | 1 | ZN | 1
5SY4110-8 |  | Miniature circuit breaker 230/400 V 10kA, 1-pole, D, 10A, D=70 mm | 609 | 1 | ZN | 1
5SY4111-7 |  | Miniature circuit breaker 230/400 V 10kA, 1-pole, C, 5A, D=70 mm | 472 | 1 | ZN | 1
5SY4113-6 |  | Miniature circuit breaker 230/400 V 10kA, 1-pole, B, 13 A, D=70 mm | 440 | 1 | ZN | 1
5SY4113-7 |  | Miniature circuit breaker 230/400 V 10kA, 1-pole, C, 13 A, D=70 mm | 391 | 1 | ZN | 1
5SY4114-7 |  | miniature circuit breaker 230/400 V 10 kA, 1-pole, C, 0.3 A, D=70 mm | 472 | 1 | ZN | 1
5SY4115-7 |  | miniature circuit breaker 230/400 V 10 kA, 1-pole, C, 1.6 A, D=70 mm | 472 | 1 | ZN | 1
5SY4116-6 |  | Miniature circuit breaker 230/400 V 10kA, 1-pole, B, 16A, D=70 mm | 440 | 1 | ZN | 1
5SY4116-7 |  | Miniature circuit breaker 230/400 V 10kA, 1-pole, C, 16A, D=70 mm | 391 | 1 | ZN | 1
5SY4116-8 |  | Miniature circuit breaker 230/400 V 10kA, 1-pole, D, 16A, D=70 mm | 609 | 1 | ZN | 1
5SY4118-7 |  | Miniature circuit breaker 230/400 V 10kA, 1-pole, C, 15 A, D=70 mm | 391 | 1 | ZN | 1
5SY4120-6 |  | Miniature circuit breaker 230/400 V 10kA, 1-pole, B, 20 A, D=70 mm | 440 | 1 | ZN | 1
5SY4120-7 |  | Miniature circuit breaker 230/400 V 10kA, 1-pole, C, 20 A, D=70 mm | 391 | 1 | ZN | 1
5SY4123-7 |  | miniature circuit breaker 230/400 V, 10 kA, 1-pole, C, 3.5 A | 472 | 1 | ZN | 1
5SY4125-6 |  | Miniature circuit breaker 230/400 V 10kA, 1-pole, B, 25A, D=70 mm | 440 | 1 | ZN | 1
5SY4125-7 |  | Miniature circuit breaker 230/400 V 10kA, 1-pole, C, 25A, D=70 mm | 391 | 1 | ZN | 1
5SY4130-7 |  | Miniature circuit breaker 230/400 V 10kA, 1-pole, C, 30 A, D=70 mm | 472 | 1 | ZN | 1
5SY4132-6 |  | Miniature circuit breaker 230/400 V 10kA, 1-pole, B, 32 A, D=70 mm | 534 | 1 | ZN | 1
5SY4132-7 |  | Miniature circuit breaker 230/400 V 10kA, 1-pole, C, 32 A, D=70 mm | 472 | 1 | ZN | 1
5SY4135-7 |  | Miniature circuit breaker 230/400 V 10kA, 1-pole, C, 35 A, D=70 mm | 584 | 1 | ZN | 1
5SY4140-6 |  | Miniature circuit breaker 230/400 V 10kA, 1-pole, B, 40A, D=70 mm | 673 | 1 | ZN | 1
5SY4140-7 |  | Miniature circuit breaker 230/400 V 10kA, 1-pole, C, 40A, D=70 mm | 584 | 1 | ZN | 1
5SY4145-7 |  | Miniature circuit breaker 230/400 V 10kA, 1-pole, C, 45 A, D=70 mm | 703 | 1 | ZN | 1
5SY4150-6 |  | Miniature circuit breaker 230/400 V 10kA, 1-pole, B, 50 A, D=70 mm | 802 | 1 | ZN | 1
5SY4150-7 |  | Miniature circuit breaker 230/400 V 10kA, 1-pole, C, 50 A, D=70 mm | 703 | 1 | ZN | 1
5SY4160-7 |  | Miniature circuit breaker 230/400 V 10kA, 1-pole, C, 60A, D=70 mm | 816 | 1 | ZN | 1
5SY4163-6 |  | Miniature circuit breaker 230/400 V 10kA, 1-pole, B, 63A, D=70 mm | 936 | 1 | ZN | 1
5SY4163-7 |  | Miniature circuit breaker 230/400 V 10kA, 1-pole, C, 63 A, D=70 mm | 816 | 1 | ZN | 1
5SY4180-6 |  | Miniature circuit breaker 230/400 V 10kA, 1-pole, B, 80 A, D=70 mm | 1070 | 1 | ZN | 1
5SY4180-7 |  | Miniature circuit breaker 230/400 V 10kA, 1-pole, C, 80 A, D=70 mm | 932 | 1 | ZN | 1
5SY4202-7 |  | Miniature circuit breaker 400 V 10kA, 2-pole, C, 2A, D=70 mm | 1300 | 1 | ZN | 1
5SY4203-7 |  | Miniature circuit breaker 400 V 10kA, 2-pole, C, 3 A, D=70 mm | 1300 | 1 | ZN | 1
5SY4204-7 |  | Miniature circuit breaker 400 V 10kA, 2-pole, C, 4A, D=70 mm | 1300 | 1 | ZN | 1
5SY4205-7 |  | miniature circuit breaker 400 V 10 kA, 2-pole, C, 0.5 A, D=70 mm | 1300 | 1 | ZN | 1
5SY4206-6 |  | Miniature circuit breaker 400 V 10kA, 2-pole, B, 6 A, D=70 mm | 1510 | 1 | ZN | 1
5SY4206-7 |  | Miniature circuit breaker 400 V 10kA, 2-pole, C, 6 A, D=70 mm | 1300 | 1 | ZN | 1
5SY4208-7 |  | Miniature circuit breaker 400 V 10kA, 2-pole, C, 8A, D=70 mm | 1300 | 1 | ZN | 1
5SY4210-6 |  | Miniature circuit breaker 400 V 10kA, 2-pole, B, 10A, D=70 mm | 1240 | 1 | ZN | 1
5SY4210-7 |  | Miniature circuit breaker 400 V 10kA, 2-pole, C, 10A, D=70 mm | 1100 | 1 | ZN | 1
5SY4211-7 |  | Miniature circuit breaker 400 V 10kA, 2-pole, C, 5A, D=70 mm | 1300 | 1 | ZN | 1
5SY4213-6 |  | Miniature circuit breaker 400 V 10kA, 2-pole, B, 13 A, D=70 mm | 1240 | 1 | ZN | 1
5SY4213-7 |  | Miniature circuit breaker 400 V 10kA, 2-pole, C, 13 A, D=70 mm | 1100 | 1 | ZN | 1
5SY4214-7 |  | miniature circuit breaker 400 V 10 kA, 2-pole, C, 0.3 A, D=70 mm | 1300 | 1 | ZN | 1
5SY4215-7 |  | miniature circuit breaker 400 V 10 kA, 2-pole, C, 1.6 A, D=70 mm | 1300 | 1 | ZN | 1
5SY4216-6 |  | Miniature circuit breaker 400 V 10kA, 2-pole, B, 16A, D=70 mm | 1240 | 1 | ZN | 1
5SY4216-7 |  | Miniature circuit breaker 400 V 10kA, 2-pole, C, 16A, D=70 mm | 1100 | 1 | ZN | 1
5SY4218-7 |  | Miniature circuit breaker 400 V 10kA, 2-pole, C, 15 A, D=70 mm | 1100 | 1 | ZN | 1
5SY4220-6 |  | Miniature circuit breaker 400 V 10kA, 2-pole, B, 20 A, D=70 mm | 1240 | 1 | ZN | 1
5SY4220-7 |  | Miniature circuit breaker 400 V 10kA, 2-pole, C, 20 A, D=70 mm | 1100 | 1 | ZN | 1
5SY4220-8 |  | Miniature circuit breaker 400 V 10kA, 2-pole, D, 20 A, D=70 mm | 1690 | 1 | ZN | 1
5SY4225-6 |  | Miniature circuit breaker 400 V 10kA, 2-pole, B, 25A, D=70 mm | 1240 | 1 | ZN | 1
5SY4225-7 |  | Miniature circuit breaker 400 V 10kA, 2-pole, C, 25A, D=70 mm | 1100 | 1 | ZN | 1
5SY4230-7 |  | Miniature circuit breaker 400 V 10kA, 2-pole, C, 30 A, D=70 mm | 1300 | 1 | ZN | 1
5SY4232-6 |  | Miniature circuit breaker 400 V 10kA, 2-pole, B, 32 A, D=70 mm | 1510 | 1 | ZN | 1
5SY4232-7 |  | Miniature circuit breaker 400 V 10kA, 2-pole, C, 32 A, D=70 mm | 1300 | 1 | ZN | 1
5SY4235-7 |  | Miniature circuit breaker 400 V 10kA, 2-pole, C, 35 A, D=70 mm | 1630 | 1 | ZN | 1
5SY4240-6 |  | Miniature circuit breaker 400 V 10kA, 2-pole, B, 40A, D=70 mm | 1860 | 1 | ZN | 1
5SY4240-7 |  | Miniature circuit breaker 400 V 10kA, 2-pole, C, 40A, D=70 mm | 1630 | 1 | ZN | 1
5SY4245-7 |  | Miniature circuit breaker 400 V 10kA, 2-pole, C, 45 A, D=70 mm | 1980 | 1 | ZN | 1
5SY4250-6 |  | Miniature circuit breaker 400 V 10kA, 2-pole, B, 50 A, D=70 mm | 2270 | 1 | ZN | 1
5SY4250-7 |  | Miniature circuit breaker 400 V 10kA, 2-pole, C, 50 A, D=70 mm | 1980 | 1 | ZN | 1
5SY4260-7 |  | Miniature circuit breaker 400 V 10kA, 2-pole, C, 60A, D=70 mm | 2310 | 1 | ZN | 1
5SY4263-6 |  | Miniature circuit breaker 400 V 10kA, 2-pole, B, 63A, D=70 mm | 2630 | 1 | ZN | 1
5SY4263-7 |  | Miniature circuit breaker 400 V 10kA, 2-pole, C, 63 A, D=70 mm | 2310 | 1 | ZN | 1
5SY4263-8 |  | Miniature circuit breaker 400 V 10kA, 2-pole, D, 63 A, D=70 mm | 3680 | 1 | ZN | 1
5SY4280-6 |  | Miniature circuit breaker 400 V 10kA, 2-pole, B, 80 A, D=70 mm | 3010 | 1 | ZN | 1
5SY4280-7 |  | Miniature circuit breaker 400 V 10kA, 2-pole, C, 80 A, D=70 mm | 2610 | 1 | ZN | 1
5SY4301-7 |  | Miniature circuit breaker 400 V 10kA, 3-pole, C, 1A, D=70 mm | 1750 | 1 | ZN | 1
5SY4302-7 |  | Miniature circuit breaker 400 V 10kA, 3-pole, C, 2A, D=70 mm | 1750 | 1 | ZN | 1
5SY4303-7 |  | Miniature circuit breaker 400 V 10kA, 3-pole, C, 3 A, D=70 mm | 1750 | 1 | ZN | 1
5SY4304-7 |  | Miniature circuit breaker 400 V 10kA, 3-pole, C, 4A, D=70 mm | 1750 | 1 | ZN | 1
5SY4305-7 |  | miniature circuit breaker 400 V 10 kA, 3-pole, C, 0.5 A, D=70 mm | 1750 | 1 | ZN | 1
5SY4306-6 |  | Miniature circuit breaker 400 V 10kA, 3-pole, B, 6 A, D=70 mm | 2160 | 1 | ZN | 1
5SY4306-7 |  | Miniature circuit breaker 400 V 10kA, 3-pole, C, 6 A, D=70 mm | 1750 | 1 | ZN | 1
5SY4306-8 |  | Miniature circuit breaker 400 V 10kA, 3-pole, D, 6 A, D=70 mm | 2980 | 1 | ZN | 1
5SY4308-7 |  | Miniature circuit breaker 400 V 10kA, 3-pole, C, 8A, D=70 mm | 1750 | 1 | ZN | 1
5SY4310-6 |  | Miniature circuit breaker 400 V 10kA, 3-pole, B, 10A, D=70 mm | 1780 | 1 | ZN | 1
5SY4310-7 |  | Miniature circuit breaker 400 V 10kA, 3-pole, C, 10A, D=70 mm | 1490 | 1 | ZN | 1
5SY4311-7 |  | Miniature circuit breaker 400 V 10kA, 3-pole, C, 5A, D=70 mm | 1750 | 1 | ZN | 1
5SY4313-6 |  | Miniature circuit breaker 400 V 10kA, 3-pole, B, 13 A, D=70 mm | 1780 | 1 | ZN | 1
5SY4313-7 |  | Miniature circuit breaker 400 V 10kA, 3-pole, C, 13 A, D=70 mm | 1490 | 1 | ZN | 1
5SY4314-7 |  | miniature circuit breaker 400 V 10 kA, 3-pole, C, 0.3 A, D=70 mm | 1750 | 1 | ZN | 1
5SY4315-7 |  | miniature circuit breaker 400 V 10 kA, 3-pole, C, 1.6 A, D=70 mm | 1750 | 1 | ZN | 1
5SY4316-6 |  | Miniature circuit breaker 400 V 10kA, 3-pole, B, 16A, D=70 mm | 1780 | 1 | ZN | 1
5SY4316-7 |  | Miniature circuit breaker 400 V 10kA, 3-pole, C, 16A, D=70 mm | 1490 | 1 | ZN | 1
5SY4316-8 |  | Miniature circuit breaker 400 V 10kA, 3-pole, D, 16A, D=70 mm | 2440 | 1 | ZN | 1
5SY4318-7 |  | Miniature circuit breaker 400 V 10kA, 3-pole, C, 15 A, D=70 mm | 1490 | 1 | ZN | 1
5SY4320-6 |  | Miniature circuit breaker 400 V 10kA, 3-pole, B, 20 A, D=70 mm | 1780 | 1 | ZN | 1
5SY4320-7 |  | Miniature circuit breaker 400 V 10kA, 3-pole, C, 20 A, D=70 mm | 1490 | 1 | ZN | 1
5SY4325-6 |  | Miniature circuit breaker 400 V 10kA, 3-pole, B, 25A, D=70 mm | 1780 | 1 | ZN | 1
5SY4325-7 |  | Miniature circuit breaker 400 V 10kA, 3-pole, C, 25A, D=70 mm | 1490 | 1 | ZN | 1
5SY4330-7 |  | Miniature circuit breaker 400 V 10kA, 3-pole, C, 30 A, D=70 mm | 1750 | 1 | ZN | 1
5SY4332-6 |  | Miniature circuit breaker 400 V 10kA, 3-pole, B, 32 A, D=70 mm | 2160 | 1 | ZN | 1
5SY4332-7 |  | Miniature circuit breaker 400 V 10kA, 3-pole, C, 32 A, D=70 mm | 1750 | 1 | ZN | 1
5SY4335-7 |  | Miniature circuit breaker 400 V 10kA, 3-pole, C, 35 A, D=70 mm | 2270 | 1 | ZN | 1
5SY4340-6 |  | Miniature circuit breaker 400 V 10kA, 3-pole, B, 40A, D=70 mm | 2660 | 1 | ZN | 1
5SY4340-7 |  | Miniature circuit breaker 400 V 10kA, 3-pole, C, 40A, D=70 mm | 2270 | 1 | ZN | 1
5SY4340-8 |  | Miniature circuit breaker 400 V 10kA, 3-pole, D, 40A, D=70 mm | 3710 | 1 | ZN | 1
5SY4345-7 |  | Miniature circuit breaker 400 V 10kA, 3-pole, C, 45 A, D=70 mm | 2710 | 1 | ZN | 1
5SY4350-6 |  | Miniature circuit breaker 400 V 10kA, 3-pole, B, 50 A, D=70 mm | 3240 | 1 | ZN | 1
5SY4350-7 |  | Miniature circuit breaker 400 V 10kA, 3-pole, C, 50 A, D=70 mm | 2710 | 1 | ZN | 1
5SY4360-7 |  | Miniature circuit breaker 400 V 10kA, 3-pole, C, 60A, D=70 mm | 3140 | 1 | ZN | 1
5SY4363-6 |  | Miniature circuit breaker 400 V 10kA, 3-pole, B, 63A, D=70 mm | 3660 | 1 | ZN | 1
5SY4363-7 |  | Miniature circuit breaker 400 V 10kA, 3-pole, C, 63 A, D=70 mm | 3140 | 1 | ZN | 1
5SY4380-6 |  | Miniature circuit breaker 400 V 10kA, 3-pole, B, 80 A, D=70 mm | 4260 | 1 | ZN | 1
5SY4380-7 |  | Miniature circuit breaker 400 V 10kA, 3-pole, C, 80 A, D=70 mm | 3520 | 1 | ZN | 1
5SY4401-7 |  | Miniature circuit breaker 400 V 10kA, 4-pole, C, 1A, D=70 mm | 2610 | 1 | ZN | 1
5SY4402-7 |  | Miniature circuit breaker 400 V 10kA, 4-pole, C, 2A, D=70 mm | 2610 | 1 | ZN | 1
5SY4403-7 |  | Miniature circuit breaker 400 V 10kA, 4-pole, C, 3 A, D=70 mm | 2610 | 1 | ZN | 1
5SY4404-7 |  | Miniature circuit breaker 400 V 10kA, 4-pole, C, 4A, D=70 mm | 2610 | 1 | ZN | 1
5SY4405-7 |  | miniature circuit breaker 400 V 10 kA, 4-pole, C, 0.5 A, D=70 mm | 2610 | 1 | ZN | 1
5SY4406-6 |  | Miniature circuit breaker 400 V 10kA, 4-pole, B, 6 A, D=70 mm | 3010 | 1 | ZN | 1
5SY4406-7 |  | Miniature circuit breaker 400 V 10kA, 4-pole, C, 6 A, D=70 mm | 2610 | 1 | ZN | 1
5SY4408-7 |  | Miniature circuit breaker 400 V 10kA, 4-pole, C, 8A, D=70 mm | 2610 | 1 | ZN | 1
5SY4410-6 |  | Miniature circuit breaker 400 V 10kA, 4-pole, B, 10A, D=70 mm | 2490 | 1 | ZN | 1
5SY4410-7 |  | Miniature circuit breaker 400 V 10kA, 4-pole, C, 10A, D=70 mm | 2210 | 1 | ZN | 1
5SY4413-6 |  | Miniature circuit breaker 400 V 10kA, 4-pole, B, 13 A, D=70 mm | 2490 | 1 | ZN | 1
5SY4413-7 |  | Miniature circuit breaker 400 V 10kA, 4-pole, C, 13 A, D=70 mm | 2210 | 1 | ZN | 1
5SY4414-7 |  | miniature circuit breaker 400 V 10 kA, 4-pole, C, 0.3 A, D=70 mm | 2610 | 1 | ZN | 1
5SY4415-7 |  | miniature circuit breaker 400 V 10 kA, 4-pole, C, 1.6 A, D=70 mm | 2610 | 1 | ZN | 1
5SY4416-6 |  | Miniature circuit breaker 400 V 10kA, 4-pole, B, 16A, D=70 mm | 2490 | 1 | ZN | 1
5SY4416-7 |  | Miniature circuit breaker 400 V 10kA, 4-pole, C, 16A, D=70 mm | 2210 | 1 | ZN | 1
5SY4420-6 |  | Miniature circuit breaker 400 V 10kA, 4-pole, B, 20 A, D=70 mm | 2490 | 1 | ZN | 1
5SY4420-7 |  | Miniature circuit breaker 400 V 10kA, 4-pole, C, 20 A, D=70 mm | 2210 | 1 | ZN | 1
5SY4425-6 |  | Miniature circuit breaker 400 V 10kA, 4-pole, B, 25A, D=70 mm | 2490 | 1 | ZN | 1
5SY4425-7 |  | Miniature circuit breaker 400 V 10kA, 4-pole, C, 25A, D=70 mm | 2210 | 1 | ZN | 1
5SY4432-6 |  | Miniature circuit breaker 400 V 10kA, 4-pole, B, 32 A, D=70 mm | 3010 | 1 | ZN | 1
5SY4432-7 |  | Miniature circuit breaker 400 V 10kA, 4-pole, C, 32 A, D=70 mm | 2610 | 1 | ZN | 1
5SY4440-6 |  | Miniature circuit breaker 400 V 10kA, 4-pole, B, 40A, D=70 mm | 3660 | 1 | ZN | 1
5SY4440-7 |  | Miniature circuit breaker 400 V 10kA, 4-pole, C, 40A, D=70 mm | 3290 | 1 | ZN | 1
5SY4450-6 |  | Miniature circuit breaker 400 V 10kA, 4-pole, B, 50 A, D=70 mm | 4440 | 1 | ZN | 1
5SY4450-7 |  | Miniature circuit breaker 400 V 10kA, 4-pole, C, 50 A, D=70 mm | 3920 | 1 | ZN | 1
5SY4463-6 |  | Miniature circuit breaker 400 V 10kA, 4-pole, B, 63A, D=70 mm | 5230 | 1 | ZN | 1
5SY4463-7 |  | Miniature circuit breaker 400 V 10kA, 4-pole, C, 63 A, D=70 mm | 4570 | 1 | ZN | 1
5SY4480-6 |  | Miniature circuit breaker 400 V 10kA, 4-pole, B, 80 A, D=70 mm | 5980 | 1 | ZN | 1
5SY4480-7 |  | Miniature circuit breaker 400 V 10kA, 4-pole, C, 80 A, D=70 mm | 5250 | 1 | ZN | 1
5SY4501-7 |  | Miniature circuit breaker 230 V 10kA, 1+N-pole, C, 1A, D=70 mm | 888 | 1 | ZN | 1
5SY4502-7 |  | Miniature circuit breaker 230 V 10kA, 1+N-pole, C, 2A, D=70 mm | 888 | 1 | ZN | 1
5SY4503-7 |  | Miniature circuit breaker 230 V 10kA, 1+N-pole, C, 3 A, D=70 mm | 888 | 1 | ZN | 1
5SY4504-7 |  | Miniature circuit breaker 230 V 10kA, 1+N-pole, C, 4A, D=70 mm | 888 | 1 | ZN | 1
5SY4505-7 |  | miniature circuit breaker 230 V 10 kA, 1+N-pole, C, 0.5 A, D=70 mm | 888 | 1 | ZN | 1
5SY4506-6 |  | Miniature circuit breaker 230 V 10kA, 1+N-pole, B, 6 A, D=70 mm | 1010 | 1 | ZN | 1
5SY4506-7 |  | Miniature circuit breaker 230 V 10kA, 1+N-pole, C, 6 A, D=70 mm | 888 | 1 | ZN | 1
5SY4508-7 |  | Miniature circuit breaker 230 V 10kA, 1+N-pole, C, 8A, D=70 mm | 888 | 1 | ZN | 1
5SY4510-6 |  | Miniature circuit breaker 230 V 10kA, 1+N-pole, B, 10A, D=70 mm | 852 | 1 | ZN | 1
5SY4510-7 |  | Miniature circuit breaker 230 V 10kA, 1+N-pole, C, 10A, D=70 mm | 742 | 1 | ZN | 1
5SY4513-6 |  | Miniature circuit breaker 230 V 10kA, 1+N-pole, B, 13 A, D=70 mm | 852 | 1 | ZN | 1
5SY4513-7 |  | Miniature circuit breaker 230 V 10kA, 1+N-pole, C, 13 A, D=70 mm | 742 | 1 | ZN | 1
5SY4514-7 |  | miniature circuit breaker 230 V 10 kA, 1+N-pole, C, 0.3 A, D=70 mm | 888 | 1 | ZN | 1
5SY4515-7 |  | miniature circuit breaker 230 V 10 kA, 1+N-pole, C, 1.6 A, D=70 mm | 888 | 1 | ZN | 1
5SY4516-6 |  | Miniature circuit breaker 230 V 10kA, 1+N-pole, B, 16A, D=70 mm | 852 | 1 | ZN | 1
5SY4516-7 |  | Miniature circuit breaker 230 V 10kA, 1+N-pole, C, 16A, D=70 mm | 742 | 1 | ZN | 1
5SY4520-6 |  | Miniature circuit breaker 230 V 10kA, 1+N-pole, B, 20 A, D=70 mm | 852 | 1 | ZN | 1
5SY4520-7 |  | Miniature circuit breaker 230 V 10kA, 1+N-pole, C, 20 A, D=70 mm | 742 | 1 | ZN | 1
5SY4525-6 |  | Miniature circuit breaker 230 V 10kA, 1+N-pole, B, 25A, D=70 mm | 852 | 1 | ZN | 1
5SY4525-7 |  | Miniature circuit breaker 230 V 10kA, 1+N-pole, C, 25A, D=70 mm | 742 | 1 | ZN | 1
5SY4532-6 |  | Miniature circuit breaker 230 V 10kA, 1+N-pole, B, 32 A, D=70 mm | 1010 | 1 | ZN | 1
5SY4532-7 |  | Miniature circuit breaker 230 V 10kA, 1+N-pole, C, 32 A, D=70 mm | 888 | 1 | ZN | 1
5SY4540-6 |  | Miniature circuit breaker 230 V 10kA, 1+N-pole, B, 40A, D=70 mm | 1270 | 1 | ZN | 1
5SY4540-7 |  | Miniature circuit breaker 230 V 10kA, 1+N-pole, C, 40A, D=70 mm | 1110 | 1 | ZN | 1
5SY4550-6 |  | Miniature circuit breaker 230 V 10kA, 1+N-pole, B, 50 A, D=70 mm | 1530 | 1 | ZN | 1
5SY4550-7 |  | Miniature circuit breaker 230 V 10kA, 1+N-pole, C, 50 A, D=70 mm | 1320 | 1 | ZN | 1
5SY4563-6 |  | Miniature circuit breaker 230 V 10kA, 1+N-pole, B, 63A, D=70 mm | 1780 | 1 | ZN | 1
5SY4563-7 |  | Miniature circuit breaker 230 V 10kA, 1+N-pole, C, 63 A, D=70 mm | 1550 | 1 | ZN | 1
5SY4580-7 |  | Miniature circuit breaker 230 V 10kA, 1+N-pole, C, 80 A, D=70 mm | 1750 | 1 | ZN | 1
5SY4601-7 |  | Miniature circuit breaker 400 V 10kA, 3+N-pole, C, 1A, D=70 mm | 2330 | 1 | ZN | 1
5SY4602-7 |  | Miniature circuit breaker 400 V 10kA, 3+N-pole, C, 2A, D=70 mm | 2330 | 1 | ZN | 1
5SY4603-7 |  | Miniature circuit breaker 400 V 10kA, 3+N-pole, C, 3 A, D=70 mm | 2330 | 1 | ZN | 1
5SY4604-7 |  | Miniature circuit breaker 400 V 10kA, 3+N-pole, C, 4A, D=70 mm | 2330 | 1 | ZN | 1
5SY4605-7 |  | miniature circuit breaker 400 V 10 kA, 3+N-pole, C, 0.5 A, D=70 mm | 2330 | 1 | ZN | 1
5SY4606-6 |  | Miniature circuit breaker 400 V 10kA, 3+N-pole, B, 6 A, D=70 mm | 2660 | 1 | ZN | 1
5SY4606-7 |  | Miniature circuit breaker 400 V 10kA, 3+N-pole, C, 6 A, D=70 mm | 2330 | 1 | ZN | 1
5SY4608-7 |  | Miniature circuit breaker 400 V 10kA, 3+N-pole, C, 8A, D=70 mm | 2330 | 1 | ZN | 1
5SY4610-6 |  | Miniature circuit breaker 400 V 10kA, 3+N-pole, B, 10A, D=70 mm | 2260 | 1 | ZN | 1
5SY4610-7 |  | Miniature circuit breaker 400 V 10kA, 3+N-pole, C, 10A, D=70 mm | 1950 | 1 | ZN | 1
5SY4613-6 |  | Miniature circuit breaker 400 V 10kA, 3+N-pole, B, 13 A, D=70 mm | 2260 | 1 | ZN | 1
5SY4613-7 |  | Miniature circuit breaker 400 V 10kA, 3+N-pole, C, 13 A, D=70 mm | 1950 | 1 | ZN | 1
5SY4614-7 |  | miniature circuit breaker 400 V 10 kA, 3+N-pole, C, 0.3 A, D=70 mm | 2330 | 1 | ZN | 1
5SY4615-7 |  | miniature circuit breaker 400 V 10 kA, 3+N-pole, C, 1.6 A, D=70 mm | 2330 | 1 | ZN | 1
5SY4616-6 |  | Miniature circuit breaker 400 V 10kA, 3+N-pole, B, 16A, D=70 mm | 2260 | 1 | ZN | 1
5SY4616-7 |  | Miniature circuit breaker 400 V 10kA, 3+N-pole, C, 16A, D=70 mm | 1950 | 1 | ZN | 1
5SY4620-6 |  | Miniature circuit breaker 400 V 10kA, 3+N-pole, B, 20 A, D=70 mm | 2260 | 1 | ZN | 1
5SY4620-7 |  | Miniature circuit breaker 400 V 10kA, 3+N-pole, C, 20 A, D=70 mm | 1950 | 1 | ZN | 1
5SY4625-6 |  | Miniature circuit breaker 400 V 10kA, 3+N-pole, B, 25A, D=70 mm | 2260 | 1 | ZN | 1
5SY4625-7 |  | Miniature circuit breaker 400 V 10kA, 3+N-pole, C, 25A, D=70 mm | 1950 | 1 | ZN | 1
5SY4632-6 |  | Miniature circuit breaker 400 V 10kA, 3+N-pole, B, 32 A, D=70 mm | 2660 | 1 | ZN | 1
5SY4632-7 |  | Miniature circuit breaker 400 V 10kA, 3+N-pole, C, 32 A, D=70 mm | 2330 | 1 | ZN | 1
5SY4640-6 |  | Miniature circuit breaker 400 V 10kA, 3+N-pole, B, 40A, D=70 mm | 3370 | 1 | ZN | 1
5SY4640-7 |  | Miniature circuit breaker 400 V 10kA, 3+N-pole, C, 40A, D=70 mm | 2890 | 1 | ZN | 1
5SY4650-6 |  | Miniature circuit breaker 400 V 10kA, 3+N-pole, B, 50 A, D=70 mm | 4100 | 1 | ZN | 1
5SY4650-7 |  | Miniature circuit breaker 400 V 10kA, 3+N-pole, C, 50 A, D=70 mm | 3500 | 1 | ZN | 1
5SY4663-6 |  | Miniature circuit breaker 400 V 10kA, 3+N-pole, B, 63A, D=70 mm | 4700 | 1 | ZN | 1
5SY4663-7 |  | Miniature circuit breaker 400 V 10kA, 3+N-pole, C, 63 A, D=70 mm | 4100 | 1 | ZN | 1
5SY4680-7 |  | Miniature circuit breaker 400 V 10kA, 3+N-pole, C, 80 A, D=70 mm | 4720 | 1 | ZN | 1
5SY5101-7 |  | Circuit breaker Universal current 220 V DC 230/400 V AC 10kA, 1-pole, C, 01A | 837 | 1 | ZN | 1
5SY5102-6 |  | Circuit breaker Universal current 220 V DC 230/400 V AC 10kA, 1-pole, B, 2A | 961 | 1 | ZN | 1
5SY5102-7 |  | Circuit breaker Universal current 220 V DC 230/400 V AC 10kA, 1-pole, C, 2A | 837 | 1 | ZN | 1
5SY5103-7 |  | Circuit breaker Universal current 220 V DC 230/400 V AC 10kA, 1-pole, C, 03A | 837 | 1 | ZN | 1
5SY5104-6 |  | Circuit breaker Universal current 220 V DC 230/400 V AC 10kA, 1-pole, B, 4 A | 961 | 1 | ZN | 1
5SY5104-7 |  | Circuit breaker Universal current 220 V DC 230/400 V AC 10kA, 1-pole, C, 04A | 837 | 1 | ZN | 1
5SY5105-7 |  | miniature circuit breaker universal current 220 V DC 230/400 V AC 10 kA, 1-pole, C, 0.5 A | 837 | 1 | ZN | 1
5SY5106-6 |  | Circuit breaker Universal current 220 V DC 230/400 V AC 10kA, 1-pole, B, 06A | 961 | 1 | ZN | 1
5SY5106-7 |  | Circuit breaker Universal current 220 V DC 230/400 V AC 10kA, 1-pole, C, 06A | 837 | 1 | ZN | 1
5SY5108-7 |  | Circuit breaker Universal current 220 V DC 230/400 V AC 10kA, 1-pole, C, 08A | 837 | 1 | ZN | 1
5SY5110-6 |  | Circuit breaker Universal current 220 V DC 230/400 V AC 10kA, 1-pole, B, 10 A | 797 | 1 | ZN | 1
5SY5110-7 |  | Circuit breaker Universal current 220 V DC 230/400 V AC 10kA, 1-pole, C, 10 A | 700 | 1 | ZN | 1
5SY5113-6 |  | Circuit breaker Universal current 220 V DC 230/400 V AC 10kA, 1-pole, B, 13A | 797 | 1 | ZN | 1
5SY5113-7 |  | Circuit breaker Universal current 220 V DC 230/400 V AC 10kA, 1-pole, C, 13A | 700 | 1 | ZN | 1
5SY5114-7 |  | miniature circuit breaker universal current 220 V DC 230/400 V AC 10 kA, 1-pole, C, 0.3 A | 837 | 1 | ZN | 1
5SY5115-7 |  | miniature circuit breaker universal current 220 V DC 230/400 V AC 10 kA, 1-pole, C, 1.6 A | 837 | 1 | ZN | 1
5SY5116-6 |  | Circuit breaker Universal current 220 V DC 230/400 V AC 10kA, 1-pole, B, 16A | 797 | 1 | ZN | 1
5SY5116-7 |  | Circuit breaker Universal current 220 V DC 230/400 V AC 10kA, 1-pole, C, 16A | 700 | 1 | ZN | 1
5SY5120-6 |  | Circuit breaker Universal current 220 V DC 230/400 V AC 10kA, 1-pole, B, 20A | 797 | 1 | ZN | 1
5SY5120-7 |  | Circuit breaker Universal current 220 V DC 230/400 V AC 10kA, 1-pole, C, 20A | 700 | 1 | ZN | 1
5SY5125-6 |  | Circuit breaker Universal current 220 V DC 230/400 V AC 10kA, 1-pole, B, 25A | 797 | 1 | ZN | 1
5SY5125-7 |  | Circuit breaker Universal current 220 V DC 230/400 V AC 10kA, 1-pole, C, 25A | 700 | 1 | ZN | 1
5SY5132-6 |  | Circuit breaker Universal current 220 V DC 230/400 V AC 10kA, 1-pole, B, 32A | 961 | 1 | ZN | 1
5SY5132-7 |  | Circuit breaker Universal current 220 V DC 230/400 V AC 10kA, 1-pole, C, 32A | 837 | 1 | ZN | 1
5SY5140-6 |  | Circuit breaker Universal current 220 V DC 230/400 V AC 10kA, 1-pole, B, 40 A | 1200 | 1 | ZN | 1
5SY5140-7 |  | Circuit breaker Universal current 220 V DC 230/400 V AC 10kA, 1-pole, C, 40 A | 1050 | 1 | ZN | 1
5SY5150-6 |  | Circuit breaker Universal current 220 V DC 230/400 V AC 10kA, 1-pole, B, 50 A | 1430 | 1 | ZN | 1
5SY5150-7 |  | Circuit breaker Universal current 220 V DC 230/400 V AC 10kA, 1-pole, C, 50 A | 1240 | 1 | ZN | 1
5SY5163-6 |  | Circuit breaker Universal current 220 V DC 230/400 V AC 10kA, 1-pole, B, 63A | 1680 | 1 | ZN | 1
5SY5163-7 |  | Circuit breaker Universal current 220 V DC 230/400 V AC 10kA, 1-pole, C, 63A | 1490 | 1 | ZN | 1
5SY5201-7 |  | Circuit breaker Universal current 440 V DC 400 V AC 10kA, 2-pole, C, 01A | 2330 | 1 | ZN | 1
5SY5202-7 |  | Circuit breaker Universal current 440 V DC 400 V AC 10kA, 2-pole, C, 02A | 2330 | 1 | ZN | 1
5SY5203-7 |  | Circuit breaker Universal current 440 V DC 400 V AC 10kA, 2-pole, C, 03A | 2330 | 1 | ZN | 1
5SY5204-7 |  | Circuit breaker Universal current 440 V DC 400 V AC 10kA, 2-pole, C, 04A | 2330 | 1 | ZN | 1
5SY5205-7 |  | miniature circuit breaker universal current 440 V DC 400 V AC 10 kA, 2-pole, C, 0.5 A | 2330 | 1 | ZN | 1
5SY5206-6 |  | Circuit breaker Universal current 440 V DC 400 V AC 10kA, 2-pole, B, 06A | 2640 | 1 | ZN | 1
5SY5206-7 |  | Circuit breaker Universal current 440 V DC 400 V AC 10kA, 2-pole, C, 6A | 2330 | 1 | ZN | 1
5SY5208-7 |  | Circuit breaker Universal current 440 V DC 400 V AC 10kA, 2-pole, C, 08A | 2330 | 1 | ZN | 1
5SY5210-6 |  | Circuit breaker Universal current 440 V DC 400 V AC 10kA, 2-pole, B, 10 A | 2270 | 1 | ZN | 1
5SY5210-7 |  | Circuit breaker Universal current 440 V DC 400 V AC 10kA, 2-pole, C, 10 A | 1960 | 1 | ZN | 1
5SY5213-6 |  | Circuit breaker Universal current 440 V DC 400 V AC 10kA, 2-pole, B, 13A | 2270 | 1 | ZN | 1
5SY5213-7 |  | Circuit breaker Universal current 440 V DC 400 V AC 10kA, 2-pole, C, 13A | 1960 | 1 | ZN | 1
5SY5214-7 |  | miniature circuit breaker universal current 440 V DC 400 V AC 10 kA, 2-pole, C, 0.3 A | 2330 | 1 | ZN | 1
5SY5215-7 |  | miniature circuit breaker universal current 440 V DC 400 V AC 10 kA, 2-pole, C, 1.6 A | 2330 | 1 | ZN | 1
5SY5216-6 |  | Circuit breaker Universal current 440 V DC 400 V AC 10kA, 2-pole, B, 16A | 2270 | 1 | ZN | 1
5SY5216-7 |  | Circuit breaker Universal current 440 V DC 400 V AC 10kA, 2-pole, C, 16A | 1960 | 1 | ZN | 1
5SY5220-6 |  | Circuit breaker Universal current 440 V DC 400 V AC 10kA, 2-pole, B, 20A | 2270 | 1 | ZN | 1
5SY5220-7 |  | Circuit breaker Universal current 440 V DC 400 V AC 10kA, 2-pole, C, 20A | 1960 | 1 | ZN | 1
5SY5225-6 |  | Circuit breaker Universal current 440 V DC 400 V AC 10kA, 2-pole, B, 25A | 2270 | 1 | ZN | 1
5SY5225-7 |  | Circuit breaker Universal current 440 V DC 400 V AC 10kA, 2-pole, C, 25A | 1960 | 1 | ZN | 1
5SY5232-6 |  | Circuit breaker Universal current 440 V DC 400 V AC 10kA, 2-pole, B, 32A | 2640 | 1 | ZN | 1
5SY5232-7 |  | Circuit breaker Universal current 440 V DC 400 V AC 10kA, 2-pole, C, 32A | 2330 | 1 | ZN | 1
5SY5240-6 |  | Circuit breaker Universal current 440 V DC 400 V AC 10kA, 2-pole, B, 40 A | 3380 | 1 | ZN | 1
5SY5240-7 |  | Circuit breaker Universal current 440 V DC 400 V AC 10kA, 2-pole, C, 40 A | 2930 | 1 | ZN | 1
5SY5250-6 |  | Circuit breaker Universal current 440 V DC 400 V AC 10kA, 2-pole, B, 50 A | 4100 | 1 | ZN | 1
5SY5250-7 |  | Circuit breaker Universal current 440 V DC 400 V AC 10kA, 2-pole, C, 50 A | 3530 | 1 | ZN | 1
5SY5263-6 |  | Circuit breaker Universal current 440 V DC 400 V AC 10kA, 2-pole, B, 63A | 4730 | 1 | ZN | 1
5SY5263-7 |  | Circuit breaker Universal current 440 V DC 400 V AC 10kA, 2-pole, C, 63A | 4120 | 1 | ZN | 1
5SY5401-7 |  | Circuit breaker Universal current 880 V DC 400 V AC 10kA, 4-pole, C, 1A max. 1000 V DC | 4700 | 1 | ZN | 1
5SY5402-7 |  | Circuit breaker Universal current 880 V DC 400 V AC 10kA, 4-pole, C, 2A max. 1000 V DC | 4700 | 1 | ZN | 1
5SY5403-7 |  | Circuit breaker Universal current 880 V DC 400 V AC 10kA, 4-pole, C, 3 A max. 1000 V DC | 4700 | 1 | ZN | 1
5SY5404-7 |  | Circuit breaker Universal current 880 V DC 400 V AC 10kA, 4-pole, C, 4 A max. 1000 V DC | 4700 | 1 | ZN | 1
5SY5405-7 |  | miniature circuit breaker universal current 880 V DC 400 V AC 10 kA, 4-pole, C, 0.5 A max. 1000 V DC | 4700 | 1 | ZN | 1
5SY5406-6 |  | Circuit breaker Universal current 880 V DC 400 V AC 10kA, 4-pole, B, 6A max. 1000 V DC | 5380 | 1 | ZN | 1
5SY5406-7 |  | Circuit breaker Universal current 880 V DC 400 V AC 10kA, 4-pole, C, 6A max. 1000 V DC | 4700 | 1 | ZN | 1
5SY5408-7 |  | Circuit breaker Universal current 880 V DC 400 V AC 10kA, 4-pole, C, 8A max. 1000 V DC | 4700 | 1 | ZN | 1
5SY5410-6 |  | Circuit breaker Universal current 880 V DC 400 V AC 10kA, 4-pole, B, 10 A max. 1000 V DC | 4460 | 1 | ZN | 1
5SY5410-7 |  | Circuit breaker Universal current 880 V DC 400 V AC 10kA, 4-pole, C, 10 A max. 1000 V DC | 3920 | 1 | ZN | 1
5SY5413-6 |  | Circuit breaker Universal current 880 V DC 400 V AC 10kA, 4-pole, B, 13A max. 1000 V DC | 4460 | 1 | ZN | 1
5SY5413-7 |  | Circuit breaker Universal current 880 V DC 400 V AC 10kA, 4-pole, C, 13A max. 1000 V DC | 3920 | 1 | ZN | 1
5SY5414-7 |  | miniature circuit breaker universal current 880 V DC 400 V AC 10 kA, 4-pole, C, 0.3 A max. 1000 V DC | 4700 | 1 | ZN | 1
5SY5415-7 |  | miniature circuit breaker universal current 880 V DC 400 V AC 10 kA, 4-pole, C, 1.6 A max. 1000 V DC | 4700 | 1 | ZN | 1
5SY5416-6 |  | Circuit breaker Universal current 880 V DC 400 V AC 10kA, 4-pole, B, 16A max. 1000 V DC | 4460 | 1 | ZN | 1
5SY5416-7 |  | Circuit breaker Universal current 880 V DC 400 V AC 10kA, 4-pole, C, 16A max. 1000 V DC | 3920 | 1 | ZN | 1
5SY5420-6 |  | Circuit breaker Universal current 880 V DC 400 V AC 10kA, 4-pole, B, 20A max. 1000 V DC | 4460 | 1 | ZN | 1
5SY5420-7 |  | Circuit breaker Universal current 880 V DC 400 V AC 10kA, 4-pole, C, 20A max. 1000 V DC | 3920 | 1 | ZN | 1
5SY5425-6 |  | Circuit breaker Universal current 880 V DC 400 V AC 10kA, 4-pole, B, 25A max. 1000 V DC | 4460 | 1 | ZN | 1
5SY5425-7 |  | Circuit breaker Universal current 880 V DC 400 V AC 10kA, 4-pole, C, 25A max. 1000 V DC | 3920 | 1 | ZN | 1
5SY5432-6 |  | Circuit breaker Universal current 880 V DC 400 V AC 10kA, 4-pole, B, 32A max. 1000 V DC | 5380 | 1 | ZN | 1
5SY5432-7 |  | Circuit breaker Universal current 880 V DC 400 V AC 10kA, 4-pole, C, 32A max. 1000 V DC | 4700 | 1 | ZN | 1
5SY5440-6 |  | Circuit breaker Universal current 880 V DC 400 V AC 10kA, 4-pole, B, 40 A max. 1000 V DC | 6750 | 1 | ZN | 1
5SY5440-7 |  | Circuit breaker Universal current 880 V DC 400 V AC 10kA, 4-pole, C, 40 A max. 1000 V DC | 5850 | 1 | ZN | 1
5SY5450-6 |  | Circuit breaker Universal current 880 V DC 400 V AC 10kA, 4-pole, B, 50 A max. 1000 V DC | 8020 | 1 | ZN | 1
5SY5450-7 |  | Circuit breaker Universal current 880 V DC 400 V AC 10kA, 4-pole, C, 50 A max. 1000 V DC | 7030 | 1 | ZN | 1
5SY5463-6 |  | Circuit breaker Universal current 880 V DC 400 V AC 10kA, 4-pole, B, 63A max. 1000 V DC | 9400 | 1 | ZN | 1
5SY5463-7 |  | Circuit breaker Universal current 880 V DC 400 V AC 10kA, 4-pole, C, 63A max. 1000 V DC | 8200 | 1 | ZN | 1
5SY6101-7 |  | Miniature circuit breaker 230/400 V 6kA, 1-pole, C, 1A, D=70 mm | 432 | 1 | ZN | 1
5SY6102-6 |  | Miniature circuit breaker 230/400 V 6kA, 1-pole, B, 2A, D=70 mm | 493 | 1 | ZN | 1
5SY6102-7 |  | Miniature circuit breaker 230/400 V 6kA, 1-pole, C, 2A, D=70 mm | 432 | 1 | ZN | 1
5SY6103-7 |  | Miniature circuit breaker 230/400 V 6kA, 1-pole, C, 3 A, D=70 mm | 432 | 1 | ZN | 1
5SY6104-6 |  | Miniature circuit breaker 230/400 V 6kA, 1-pole, B, 4A, D=70 mm | 493 | 1 | ZN | 1
5SY6104-7 |  | Miniature circuit breaker 230/400 V 6kA, 1-pole, C, 4A, D=70 mm | 432 | 1 | ZN | 1
5SY6105-7 |  | miniature circuit breaker 230/400 V 6 kA, 1-pole, C, 0.5 A, D=70 mm | 432 | 1 | ZN | 1
5SY6106-6 |  | Miniature circuit breaker 230/400 V 6kA, 1-pole, B, 6 A, D=70 mm | 493 | 1 | ZN | 1
5SY6106-7 |  | Miniature circuit breaker 230/400 V 6kA, 1-pole, C, 6 A, D=70 mm | 432 | 1 | ZN | 1
5SY6108-7 |  | Miniature circuit breaker 230/400 V 6kA, 1-pole, C, 8A, D=70 mm | 432 | 1 | ZN | 1
5SY6110-6 |  | Miniature circuit breaker 230/400 V 6kA, 1-pole, B, 10A, D=70 mm | 413 | 1 | ZN | 1
5SY6110-7 |  | Miniature circuit breaker 230/400 V 6kA, 1-pole, C, 10A, D=70 mm | 361 | 1 | ZN | 1
5SY6111-7 |  | Miniature circuit breaker 230/400 V 6kA, 1-pole, C, 5 A | 481 | 1 | ZN | 1
5SY6113-6 |  | Miniature circuit breaker 230/400 V 6kA, 1-pole, B, 13 A, D=70 mm | 413 | 1 | ZN | 1
5SY6113-7 |  | Miniature circuit breaker 230/400 V 6kA, 1-pole, C, 13 A, D=70 mm | 361 | 1 | ZN | 1
5SY6114-7 |  | miniature circuit breaker 230/400 V 6 kA, 1-pole, C, 0.3 A, D=70 mm | 432 | 1 | ZN | 1
5SY6115-7 |  | miniature circuit breaker 230/400 V 6 kA, 1-pole, C, 1.6 A, D=70 mm | 432 | 1 | ZN | 1
5SY6116-6 |  | Miniature circuit breaker 230/400 V 6kA, 1-pole, B, 16A, D=70 mm | 413 | 1 | ZN | 1
5SY6116-7 |  | Miniature circuit breaker 230/400 V 6kA, 1-pole, C, 16A, D=70 mm | 361 | 1 | ZN | 1
5SY6118-7 |  | Miniature circuit breaker 230/400 V 6kA, 1-pole, C, 15 A | 481 | 1 | ZN | 1
5SY6120-6 |  | Miniature circuit breaker 230/400 V 6kA, 1-pole, B, 20 A, D=70 mm | 413 | 1 | ZN | 1
5SY6120-7 |  | Miniature circuit breaker 230/400 V 6kA, 1-pole, C, 20 A, D=70 mm | 361 | 1 | ZN | 1
5SY6125-6 |  | Miniature circuit breaker 230/400 V 6kA, 1-pole, B, 25A, D=70 mm | 413 | 1 | ZN | 1
5SY6125-7 |  | Miniature circuit breaker 230/400 V 6kA, 1-pole, C, 25A, D=70 mm | 361 | 1 | ZN | 1
5SY6130-7 |  | Miniature circuit breaker 230/400 V 6kA, 1-pole, C, 30 A | 481 | 1 | ZN | 1
5SY6132-6 |  | Miniature circuit breaker 230/400 V 6kA, 1-pole, B, 32 A, D=70 mm | 493 | 1 | ZN | 1
5SY6132-7 |  | Miniature circuit breaker 230/400 V 6kA, 1-pole, C, 32 A, D=70 mm | 432 | 1 | ZN | 1
5SY6140-6 |  | Miniature circuit breaker 230/400 V 6kA, 1-pole, B, 40A, D=70 mm | 613 | 1 | ZN | 1
5SY6140-7 |  | Miniature circuit breaker 230/400 V 6kA, 1-pole, C, 40A, D=70 mm | 541 | 1 | ZN | 1
5SY6150-6 |  | Miniature circuit breaker 230/400 V 6kA, 1-pole, B, 50 A, D=70 mm | 741 | 1 | ZN | 1
5SY6150-7 |  | Miniature circuit breaker 230/400 V 6kA, 1-pole, C, 50 A, D=70 mm | 650 | 1 | ZN | 1
5SY6163-6 |  | Miniature circuit breaker 230/400 V 6kA, 1-pole, B, 63A, D=70 mm | 861 | 1 | ZN | 1
5SY6163-7 |  | Miniature circuit breaker 230/400 V 6kA, 1-pole, C, 63 A, D=70 mm | 755 | 1 | ZN | 1
5SY6201-7 |  | Miniature circuit breaker 400 V 6kA, 2-pole, C, 1A, D=70 mm | 1200 | 1 | ZN | 1
5SY6202-7 |  | Miniature circuit breaker 400 V 6kA, 2-pole, C, 2A, D=70 mm | 1200 | 1 | ZN | 1
5SY6203-7 |  | Miniature circuit breaker 400 V 6kA, 2-pole, C, 3 A, D=70 mm | 1200 | 1 | ZN | 1
5SY6204-7 |  | Miniature circuit breaker 400 V 6kA, 2-pole, C, 4A, D=70 mm | 1200 | 1 | ZN | 1
5SY6205-7 |  | miniature circuit breaker 400 V 6 kA, 2-pole, C, 0.5 A, D=70 mm | 1200 | 1 | ZN | 1
5SY6206-6 |  | Miniature circuit breaker 400 V 6kA, 2-pole, B, 6 A, D=70 mm | 1380 | 1 | ZN | 1
5SY6206-7 |  | Miniature circuit breaker 400 V 6kA, 2-pole, C, 6 A, D=70 mm | 1200 | 1 | ZN | 1
5SY6208-7 |  | Miniature circuit breaker 400 V 6kA, 2-pole, C, 8A, D=70 mm | 1200 | 1 | ZN | 1
5SY6210-6 |  | Miniature circuit breaker 400 V 6kA, 2-pole, B, 10A, D=70 mm | 1150 | 1 | ZN | 1
5SY6210-7 |  | Miniature circuit breaker 400 V 6kA, 2-pole, C, 10A, D=70 mm | 1020 | 1 | ZN | 1
5SY6211-7 |  | Miniature circuit breaker 400 V 6kA, 2-pole, C, 5 A | 1070 | 1 | ZN | 1
5SY6213-6 |  | Miniature circuit breaker 400 V 6kA, 2-pole, B, 13 A, D=70 mm | 1150 | 1 | ZN | 1
5SY6213-7 |  | Miniature circuit breaker 400 V 6kA, 2-pole, C, 13 A, D=70 mm | 1020 | 1 | ZN | 1
5SY6214-7 |  | miniature circuit breaker 400 V 6 kA, 2-pole, C, 0.3 A, D=70 mm | 1200 | 1 | ZN | 1
5SY6215-7 |  | miniature circuit breaker 400 V 6 kA, 2-pole, C, 1.6 A, D=70 mm | 1200 | 1 | ZN | 1
5SY6216-6 |  | Miniature circuit breaker 400 V 6kA, 2-pole, B, 16A, D=70 mm | 1150 | 1 | ZN | 1
5SY6216-7 |  | Miniature circuit breaker 400 V 6kA, 2-pole, C, 16A, D=70 mm | 1020 | 1 | ZN | 1
5SY6218-7 |  | Miniature circuit breaker 400 V 6kA, 2-pole, C, 15 A | 1070 | 1 | ZN | 1
5SY6220-6 |  | Miniature circuit breaker 400 V 6kA, 2-pole, B, 20 A, D=70 mm | 1150 | 1 | ZN | 1
5SY6220-7 |  | Miniature circuit breaker 400 V 6kA, 2-pole, C, 20 A, D=70 mm | 1020 | 1 | ZN | 1
5SY6225-6 |  | Miniature circuit breaker 400 V 6kA, 2-pole, B, 25A, D=70 mm | 1150 | 1 | ZN | 1
5SY6225-7 |  | Miniature circuit breaker 400 V 6kA, 2-pole, C, 25A, D=70 mm | 1020 | 1 | ZN | 1
5SY6230-7 |  | Miniature circuit breaker 400 V 6kA, 2-pole, C, 30 A | 1070 | 1 | ZN | 1
5SY6232-6 |  | Miniature circuit breaker 400 V 6kA, 2-pole, B, 32 A, D=70 mm | 1380 | 1 | ZN | 1
5SY6232-7 |  | Miniature circuit breaker 400 V 6kA, 2-pole, C, 32 A, D=70 mm | 1200 | 1 | ZN | 1
5SY6240-6 |  | Miniature circuit breaker 400 V 6kA, 2-pole, B, 40A, D=70 mm | 1720 | 1 | ZN | 1
5SY6240-7 |  | Miniature circuit breaker 400 V 6kA, 2-pole, C, 40A, D=70 mm | 1510 | 1 | ZN | 1
5SY6250-6 |  | Miniature circuit breaker 400 V 6kA, 2-pole, B, 50 A, D=70 mm | 2070 | 1 | ZN | 1
5SY6250-7 |  | Miniature circuit breaker 400 V 6kA, 2-pole, C, 50 A, D=70 mm | 1810 | 1 | ZN | 1
5SY6263-6 |  | Miniature circuit breaker 400 V 6kA, 2-pole, B, 63A, D=70 mm | 2410 | 1 | ZN | 1
5SY6263-7 |  | Miniature circuit breaker 400 V 6kA, 2-pole, C, 63 A, D=70 mm | 2090 | 1 | ZN | 1
5SY6301-7 |  | Miniature circuit breaker 400 V 6kA, 3-pole, C, 1A, D=70 mm | 1720 | 1 | ZN | 1
5SY6302-7 |  | Miniature circuit breaker 400 V 6kA, 3-pole, C, 2A, D=70 mm | 1720 | 1 | ZN | 1
5SY6303-7 |  | Miniature circuit breaker 400 V 6kA, 3-pole, C, 3 A, D=70 mm | 1720 | 1 | ZN | 1
5SY6304-7 |  | Miniature circuit breaker 400 V 6kA, 3-pole, C, 4A, D=70 mm | 1720 | 1 | ZN | 1
5SY6305-7 |  | miniature circuit breaker 400 V 6 kA, 3-pole, C, 0.5 A, D=70 mm | 1720 | 1 | ZN | 1
5SY6306-6 |  | Miniature circuit breaker 400 V 6kA, 3-pole, B, 6 A, D=70 mm | 1970 | 1 | ZN | 1
5SY6306-7 |  | Miniature circuit breaker 400 V 6kA, 3-pole, C, 6 A, D=70 mm | 1720 | 1 | ZN | 1
5SY6308-7 |  | Miniature circuit breaker 400 V 6kA, 3-pole, C, 8A, D=70 mm | 1720 | 1 | ZN | 1
5SY6310-6 |  | Miniature circuit breaker 400 V 6kA, 3-pole, B, 10A, D=70 mm | 1650 | 1 | ZN | 1
5SY6310-7 |  | Miniature circuit breaker 400 V 6kA, 3-pole, C, 10A, D=70 mm | 1440 | 1 | ZN | 1
5SY6311-7 |  | Miniature circuit breaker 400 V 6kA, 3-pole, C, 5 A | 1620 | 1 | ZN | 1
5SY6313-6 |  | Miniature circuit breaker 400 V 6kA, 3-pole, B, 13 A, D=70 mm | 1650 | 1 | ZN | 1
5SY6313-7 |  | Miniature circuit breaker 400 V 6kA, 3-pole, C, 13 A, D=70 mm | 1440 | 1 | ZN | 1
5SY6314-7 |  | miniature circuit breaker 400 V 6 kA, 3-pole, C, 0.3 A, D=70 mm | 1720 | 1 | ZN | 1
5SY6315-7 |  | miniature circuit breaker 400 V 6 kA, 3-pole, C, 1.6 A, D=70 mm | 1720 | 1 | ZN | 1
5SY6316-6 |  | Miniature circuit breaker 400 V 6kA, 3-pole, B, 16A, D=70 mm | 1650 | 1 | ZN | 1
5SY6316-7 |  | Miniature circuit breaker 400 V 6kA, 3-pole, C, 16A, D=70 mm | 1440 | 1 | ZN | 1
5SY6318-7 |  | Miniature circuit breaker 400 V 6kA, 3-pole, C, 15 A | 1620 | 1 | ZN | 1
5SY6320-6 |  | Miniature circuit breaker 400 V 6kA, 3-pole, B, 20 A, D=70 mm | 1650 | 1 | ZN | 1
5SY6320-7 |  | Miniature circuit breaker 400 V 6kA, 3-pole, C, 20 A, D=70 mm | 1440 | 1 | ZN | 1
5SY6325-6 |  | Miniature circuit breaker 400 V 6kA, 3-pole, B, 25A, D=70 mm | 1650 | 1 | ZN | 1
5SY6325-7 |  | Miniature circuit breaker 400 V 6kA, 3-pole, C, 25A, D=70 mm | 1440 | 1 | ZN | 1
5SY6330-7 |  | Miniature circuit breaker 400 V 6kA, 3-pole, C, 30 A | 1620 | 1 | ZN | 1
5SY6332-6 |  | Miniature circuit breaker 400 V 6kA, 3-pole, B, 32 A, D=70 mm | 1970 | 1 | ZN | 1
5SY6332-7 |  | Miniature circuit breaker 400 V 6kA, 3-pole, C, 32 A, D=70 mm | 1720 | 1 | ZN | 1
5SY6340-6 |  | Miniature circuit breaker 400 V 6kA, 3-pole, B, 40A, D=70 mm | 2460 | 1 | ZN | 1
5SY6340-7 |  | Miniature circuit breaker 400 V 6kA, 3-pole, C, 40A, D=70 mm | 2180 | 1 | ZN | 1
5SY6350-6 |  | Miniature circuit breaker 400 V 6kA, 3-pole, B, 50 A, D=70 mm | 2930 | 1 | ZN | 1
5SY6350-7 |  | Miniature circuit breaker 400 V 6kA, 3-pole, C, 50 A, D=70 mm | 2600 | 1 | ZN | 1
5SY6363-6 |  | Miniature circuit breaker 400 V 6kA, 3-pole, B, 63A, D=70 mm | 3510 | 1 | ZN | 1
5SY6363-7 |  | Miniature circuit breaker 400 V 6kA, 3-pole, C, 63 A, D=70 mm | 3020 | 1 | ZN | 1
5SY6401-7 |  | Miniature circuit breaker 400 V 6kA, 4-pole, C, 1A, D=70 mm | 2390 | 1 | ZN | 1
5SY6402-7 |  | Miniature circuit breaker 400 V 6kA, 4-pole, C, 2A, D=70 mm | 2390 | 1 | ZN | 1
5SY6403-7 |  | Miniature circuit breaker 400 V 6kA, 4-pole, C, 3 A, D=70 mm | 2390 | 1 | ZN | 1
5SY6404-7 |  | Miniature circuit breaker 400 V 6kA, 4-pole, C, 4A, D=70 mm | 2390 | 1 | ZN | 1
5SY6405-7 |  | miniature circuit breaker 400 V 6 kA, 4-pole, C, 0.5 A, D=70 mm | 2390 | 1 | ZN | 1
5SY6406-6 |  | Miniature circuit breaker 400 V 6kA, 4-pole, B, 6 A, D=70 mm | 2750 | 1 | ZN | 1
5SY6406-7 |  | Miniature circuit breaker 400 V 6kA, 4-pole, C, 6 A, D=70 mm | 2390 | 1 | ZN | 1
5SY6408-7 |  | Miniature circuit breaker 400 V 6kA, 4-pole, C, 8A, D=70 mm | 2390 | 1 | ZN | 1
5SY6410-6 |  | Miniature circuit breaker 400 V 6kA, 4-pole, B, 10A, D=70 mm | 2300 | 1 | ZN | 1
5SY6410-7 |  | Miniature circuit breaker 400 V 6kA, 4-pole, C, 10A, D=70 mm | 1990 | 1 | ZN | 1
5SY6413-6 |  | Miniature circuit breaker 400 V 6kA, 4-pole, B, 13 A, D=70 mm | 2300 | 1 | ZN | 1
5SY6413-7 |  | Miniature circuit breaker 400 V 6kA, 4-pole, C, 13 A, D=70 mm | 1990 | 1 | ZN | 1
5SY6414-7 |  | miniature circuit breaker 400 V 6 kA, 4-pole, C, 0.3 A, D=70 mm | 2390 | 1 | ZN | 1
5SY6415-7 |  | miniature circuit breaker 400 V 6 kA, 4-pole, C, 1.6 A, D=70 mm | 2390 | 1 | ZN | 1
5SY6416-6 |  | Miniature circuit breaker 400 V 6kA, 4-pole, B, 16A, D=70 mm | 2300 | 1 | ZN | 1
5SY6416-7 |  | Miniature circuit breaker 400 V 6kA, 4-pole, C, 16A, D=70 mm | 1990 | 1 | ZN | 1
5SY6420-6 |  | Miniature circuit breaker 400 V 6kA, 4-pole, B, 20 A, D=70 mm | 2300 | 1 | ZN | 1
5SY6420-7 |  | Miniature circuit breaker 400 V 6kA, 4-pole, C, 20 A, D=70 mm | 1990 | 1 | ZN | 1
5SY6425-6 |  | Miniature circuit breaker 400 V 6kA, 4-pole, B, 25A, D=70 mm | 2300 | 1 | ZN | 1
5SY6425-7 |  | Miniature circuit breaker 400 V 6kA, 4-pole, C, 25A, D=70 mm | 1990 | 1 | ZN | 1
5SY6432-6 |  | Miniature circuit breaker 400 V 6kA, 4-pole, B, 32 A, D=70 mm | 2750 | 1 | ZN | 1
5SY6432-7 |  | Miniature circuit breaker 400 V 6kA, 4-pole, C, 32 A, D=70 mm | 2390 | 1 | ZN | 1
5SY6440-6 |  | Miniature circuit breaker 400 V 6kA, 4-pole, B, 40A, D=70 mm | 3510 | 1 | ZN | 1
5SY6440-7 |  | Miniature circuit breaker 400 V 6kA, 4-pole, C, 40A, D=70 mm | 3020 | 1 | ZN | 1
5SY6450-6 |  | Miniature circuit breaker 400 V 6kA, 4-pole, B, 50 A, D=70 mm | 4150 | 1 | ZN | 1
5SY6450-7 |  | Miniature circuit breaker 400 V 6kA, 4-pole, C, 50 A, D=70 mm | 3630 | 1 | ZN | 1
5SY6463-6 |  | Miniature circuit breaker 400 V 6kA, 4-pole, B, 63A, D=70 mm | 4810 | 1 | ZN | 1
5SY6463-7 |  | Miniature circuit breaker 400 V 6kA, 4-pole, C, 63 A, D=70 mm | 4220 | 1 | ZN | 1
5SY6501-7 |  | Miniature circuit breaker 230 V 6kA, 1+N-pole C, 1 A, D=70 mm | 816 | 1 | ZN | 1
5SY6502-7 |  | Miniature circuit breaker 230 V 6kA, 1+N-pole C, 2A, D=70 mm | 816 | 1 | ZN | 1
5SY6503-7 |  | Miniature circuit breaker 230 V 6kA, 1+N-pole C, 3 A, D=70 mm | 816 | 1 | ZN | 1
5SY6504-7 |  | Miniature circuit breaker 230 V 6kA, 1+N-pole C, 4A, D=70 mm | 816 | 1 | ZN | 1
5SY6505-7 |  | miniature circuit breaker 230 V 6 kA, 1+N-pole C, 0.5 A, D=70 mm | 816 | 1 | ZN | 1
5SY6506-6 |  | Miniature circuit breaker 230 V 6kA, 1+N-pole B, 6 A, D=70 mm | 943 | 1 | ZN | 1
5SY6506-7 |  | Miniature circuit breaker 230 V 6kA, 1+N-pole C, 6 A, D=70 mm | 816 | 1 | ZN | 1
5SY6508-7 |  | Miniature circuit breaker 230 V 6kA, 1+N-pole C, 8A, D=70 mm | 816 | 1 | ZN | 1
5SY6510-6 |  | Miniature circuit breaker 230 V 6kA, 1+N-pole B, 10A, D=70 mm | 782 | 1 | ZN | 1
5SY6510-7 |  | Miniature circuit breaker 230 V 6kA, 1+N-pole C, 10A, D=70 mm | 682 | 1 | ZN | 1
5SY6513-6 |  | Miniature circuit breaker 230 V 6kA, 1+N-pole B, 13 A, D=70 mm | 782 | 1 | ZN | 1
5SY6513-7 |  | Miniature circuit breaker 230 V 6kA, 1+N-pole C, 13 A, D=70 mm | 682 | 1 | ZN | 1
5SY6514-7 |  | miniature circuit breaker 230 V 6 kA, 1+N-pole C, 0.3 A, D=70 mm | 816 | 1 | ZN | 1
5SY6515-7 |  | miniature circuit breaker 230 V 6 kA, 1+N-pole C, 1.6 A, D=70 mm | 816 | 1 | ZN | 1
5SY6516-6 |  | Miniature circuit breaker 230 V 6kA, 1+N-pole B, 16A, D=70 mm | 782 | 1 | ZN | 1
5SY6516-7 |  | Miniature circuit breaker 230 V 6kA, 1+N-pole C, 16A, D=70 mm | 682 | 1 | ZN | 1
5SY6520-6 |  | Miniature circuit breaker 230 V 6kA, 1+N-pole B, 20 A, D=70 mm | 782 | 1 | ZN | 1
5SY6520-7 |  | Miniature circuit breaker 230 V 6kA, 1+N-pole C, 20 A, D=70 mm | 682 | 1 | ZN | 1
5SY6525-6 |  | Miniature circuit breaker 230 V 6kA, 1+N-pole B, 25A, D=70 mm | 782 | 1 | ZN | 1
5SY6525-7 |  | Miniature circuit breaker 230 V 6kA, 1+N-pole C, 25A, D=70 mm | 682 | 1 | ZN | 1
5SY6532-6 |  | Miniature circuit breaker 230 V 6kA, 1+N-pole B, 32 A, D=70 mm | 943 | 1 | ZN | 1
5SY6532-7 |  | Miniature circuit breaker 230 V 6kA, 1+N-pole C, 32 A, D=70 mm | 816 | 1 | ZN | 1
5SY6540-6 |  | Miniature circuit breaker 230 V 6kA, 1+N-pole B, 40A, D=70 mm | 1170 | 1 | ZN | 1
5SY6540-7 |  | Miniature circuit breaker 230 V 6kA, 1+N-pole C, 40A, D=70 mm | 1030 | 1 | ZN | 1
5SY6550-6 |  | Miniature circuit breaker 230 V 6kA, 1+N-pole B, 50 A, D=70 mm | 1410 | 1 | ZN | 1
5SY6550-7 |  | Miniature circuit breaker 230 V 6kA, 1+N-pole C, 50 A, D=70 mm | 1220 | 1 | ZN | 1
5SY6563-6 |  | Miniature circuit breaker 230 V 6kA, 1+N-pole B, 63 A, D=70 mm | 1650 | 1 | ZN | 1
5SY6563-7 |  | Miniature circuit breaker 230 V 6kA, 1+N-pole C, 63 A, D=70 mm | 1440 | 1 | ZN | 1
5SY6601-7 |  | Miniature circuit breaker 400 V 6kA, 3+N-pole C, 1 A, D=70 mm | 2180 | 1 | ZN | 1
5SY6602-7 |  | Miniature circuit breaker 400 V 6kA, 3+N-pole C, 2A, D=70 mm | 2180 | 1 | ZN | 1
5SY6603-7 |  | Miniature circuit breaker 400 V 6kA, 3+N-pole C, 3 A, D=70 mm | 2180 | 1 | ZN | 1
5SY6604-7 |  | Miniature circuit breaker 400 V 6kA, 3+N-pole C, 4A, D=70 mm | 2180 | 1 | ZN | 1
5SY6605-7 |  | miniature circuit breaker 400 V 6 kA, 3+N-pole C, 0.5 A, D=70 mm | 2180 | 1 | ZN | 1
5SY6606-6 |  | Miniature circuit breaker 400 V 6kA, 3+N-pole B, 6 A, D=70 mm | 2460 | 1 | ZN | 1
5SY6606-7 |  | Miniature circuit breaker 400 V 6kA, 3+N-pole C, 6 A, D=70 mm | 2180 | 1 | ZN | 1
5SY6608-7 |  | Miniature circuit breaker 400 V 6kA, 3+N-pole C, 8A, D=70 mm | 2180 | 1 | ZN | 1
5SY6610-6 |  | Miniature circuit breaker 400 V 6kA, 3+N-pole B, 10A, D=70 mm | 2040 | 1 | ZN | 1
5SY6610-7 |  | Miniature circuit breaker 400 V 6kA, 3+N-pole C, 10A, D=70 mm | 1810 | 1 | ZN | 1
5SY6613-6 |  | Miniature circuit breaker 400 V 6kA, 3+N-pole B, 13 A, D=70 mm | 2040 | 1 | ZN | 1
5SY6613-7 |  | Miniature circuit breaker 400 V 6kA, 3+N-pole C, 13 A, D=70 mm | 1810 | 1 | ZN | 1
5SY6614-7 |  | miniature circuit breaker 400 V 6 kA, 3+N-pole C, 0.3 A, D=70 mm | 2180 | 1 | ZN | 1
5SY6615-7 |  | miniature circuit breaker 400 V 6 kA, 3+N-pole C, 1.6 A, D=70 mm | 2180 | 1 | ZN | 1
5SY6616-6 |  | Miniature circuit breaker 400 V 6kA, 3+N-pole B, 16A, D=70 mm | 2040 | 1 | ZN | 1
5SY6616-7 |  | Miniature circuit breaker 400 V 6kA, 3+N-pole C, 16A, D=70 mm | 1810 | 1 | ZN | 1
5SY6620-6 |  | Miniature circuit breaker 400 V 6kA, 3+N-pole B, 20 A, D=70 mm | 2040 | 1 | ZN | 1
5SY6620-7 |  | Miniature circuit breaker 400 V 6kA, 3+N-pole C, 20 A, D=70 mm | 1810 | 1 | ZN | 1
5SY6625-6 |  | Miniature circuit breaker 400 V 6kA, 3+N-pole B, 25A, D=70 mm | 2040 | 1 | ZN | 1
5SY6625-7 |  | Miniature circuit breaker 400 V 6kA, 3+N-pole C, 25A, D=70 mm | 1810 | 1 | ZN | 1
5SY6632-6 |  | Miniature circuit breaker 400 V 6kA, 3+N-pole B, 32 A, D=70 mm | 2460 | 1 | ZN | 1
5SY6632-7 |  | Miniature circuit breaker 400 V 6kA, 3+N-pole C, 32 A, D=70 mm | 2180 | 1 | ZN | 1
5SY6640-6 |  | Miniature circuit breaker 400 V 6kA, 3+N-pole B, 40A, D=70 mm | 3070 | 1 | ZN | 1
5SY6640-7 |  | Miniature circuit breaker 400 V 6kA, 3+N-pole C, 40A, D=70 mm | 2710 | 1 | ZN | 1
5SY6650-6 |  | Miniature circuit breaker 400 V 6kA, 3+N-pole B, 50 A, D=70 mm | 3680 | 1 | ZN | 1
5SY6650-7 |  | Miniature circuit breaker 400 V 6kA, 3+N-pole C, 50 A, D=70 mm | 3230 | 1 | ZN | 1
5SY6663-6 |  | Miniature circuit breaker 400 V 6kA, 3+N-pole B, 63 A, D=70 mm | 4270 | 1 | ZN | 1
5SY6663-7 |  | Miniature circuit breaker 400 V 6kA, 3+N-pole C, 63 A, D=70 mm | 3760 | 1 | ZN | 1
5SY8316-8 |  | Miniature circuit breaker 400 V D=70 mm 25 kA according to EN 60947-2, 3P, D16 | 3510 | 1 | ZN | 1
5SY7101-7CC |  | Miniature circuit breaker 230/400 V 15kA, 1-pole, C, 1A | 527 | 1 | ZN | 1
5SY7101-8CC |  | Miniature circuit breaker 230/400 V 15kA, 1-pole, D, 1A | 569 | 1 | ZN | 1
5SY7102-7CC |  | Miniature circuit breaker 230/400 V 15kA, 1-pole, C, 2A | 527 | 1 | ZN | 1
5SY7102-8CC |  | Miniature circuit breaker 230/400 V 15kA, 1-pole, D, 2A | 569 | 1 | ZN | 1
5SY7104-7CC |  | Miniature circuit breaker 230/400 V 15kA, 1-pole, C, 4 A | 527 | 1 | ZN | 1
5SY7104-8CC |  | Miniature circuit breaker 230/400 V 15kA, 1-pole, D, 4 A | 569 | 1 | ZN | 1
5SY7106-7CC |  | Miniature circuit breaker 230/400 V 15kA, 1-pole, C, 6A | 359 | 1 | ZN | 1
5SY7106-8CC |  | Miniature circuit breaker 230/400 V 15kA, 1-pole, D, 6A | 471 | 1 | ZN | 1
5SY7110-7CC |  | Miniature circuit breaker 230/400 V 15kA, 1-pole, C, 10 A | 352 | 1 | ZN | 1
5SY7110-8CC |  | Miniature circuit breaker 230/400 V 15kA, 1-pole, D, 10 A | 463 | 1 | ZN | 1
5SY7116-7CC |  | Miniature circuit breaker 230/400 V 15kA, 1-pole, C, 16A | 352 | 1 | ZN | 1
5SY7116-8CC |  | Miniature circuit breaker 230/400 V 15kA, 1-pole, D, 16A | 463 | 1 | ZN | 1
5SY7120-7CC |  | Miniature circuit breaker 230/400 V 15kA, 1-pole, C, 20A | 352 | 1 | ZN | 1
5SY7120-8CC |  | Miniature circuit breaker 230/400 V 15kA, 1-pole, D, 20A | 463 | 1 | ZN | 1
5SY7125-7CC |  | Miniature circuit breaker 230/400 V 15kA, 1-pole, C, 25A | 352 | 1 | ZN | 1
5SY7125-8CC |  | Miniature circuit breaker 230/400 V 15kA, 1-pole, D, 25A | 463 | 1 | ZN | 1
5SY7132-7CC |  | Miniature circuit breaker 230/400 V 15kA, 1-pole, C, 32A | 359 | 1 | ZN | 1
5SY7132-8CC |  | Miniature circuit breaker 230/400 V 15kA, 1-pole, D, 32A | 471 | 1 | ZN | 1
5SY7140-7CC |  | Miniature circuit breaker 230/400 V 15kA, 1-pole, C, 40 A | 512 | 1 | ZN | 1
5SY7140-8CC |  | Miniature circuit breaker 230/400 V 15kA, 1-pole, D, 40 A | 1140 | 1 | ZN | 1
5SY7150-7CC |  | Miniature circuit breaker 230/400 V 15kA, 1-pole, C, 50 A | 561 | 1 | ZN | 1
5SY7150-8CC |  | Miniature circuit breaker 230/400 V 15kA, 1-pole, D, 50 A | 1200 | 1 | ZN | 1
5SY7163-7CC |  | Miniature circuit breaker 230/400 V 15kA, 1-pole, C, 63A | 590 | 1 | ZN | 1
5SY7163-8CC |  | Miniature circuit breaker 230/400 V 15kA, 1-pole, D, 63A | 1320 | 1 | ZN | 1
5SY7201-7CC |  | Miniature circuit breaker 400 V 15kA, 2-pole, C, 1A | 1120 | 1 | ZN | 1
5SY7201-8CC |  | Miniature circuit breaker 400 V 15kA, 2-pole, D, 1A | 1310 | 1 | ZN | 1
5SY7202-7CC |  | Miniature circuit breaker 400 V 15kA, 2-pole, C, 2A | 1120 | 1 | ZN | 1
5SY7202-8CC |  | Miniature circuit breaker 400 V 15kA, 2-pole, D, 2A | 1310 | 1 | ZN | 1
5SY7204-7CC |  | Miniature circuit breaker 400 V 15kA, 2-pole, C, 4 A | 1120 | 1 | ZN | 1
5SY7204-8CC |  | Miniature circuit breaker 400 V 15kA, 2-pole, D, 4 A | 1310 | 1 | ZN | 1
5SY7206-7CC |  | Miniature circuit breaker 400 V 15kA, 2-pole, C, 6A | 1020 | 1 | ZN | 1
5SY7206-8CC |  | Miniature circuit breaker 400 V 15kA, 2-pole, D, 6A | 1160 | 1 | ZN | 1
5SY7210-7CC |  | Miniature circuit breaker 400 V 15kA, 2-pole, C, 10 A | 1030 | 1 | ZN | 1
5SY7210-8CC |  | Miniature circuit breaker 400 V 15kA, 2-pole, D, 10 A | 1170 | 1 | ZN | 1
5SY7216-7CC |  | Miniature circuit breaker 400 V 15kA, 2-pole, C, 16A | 1030 | 1 | ZN | 1
5SY7216-8CC |  | Miniature circuit breaker 400 V 15kA, 2-pole, D, 16A | 1170 | 1 | ZN | 1
5SY7220-7CC |  | Miniature circuit breaker 400 V 15kA, 2-pole, C, 20A | 1030 | 1 | ZN | 1
5SY7220-8CC |  | Miniature circuit breaker 400 V 15kA, 2-pole, D, 20A | 1170 | 1 | ZN | 1
5SY7225-7CC |  | Miniature circuit breaker 400 V 15kA, 2-pole, C, 25A | 1030 | 1 | ZN | 1
5SY7225-8CC |  | Miniature circuit breaker 400 V 15kA, 2-pole, D, 25A | 1170 | 1 | ZN | 1
5SY7232-7CC |  | Miniature circuit breaker 400 V 15kA, 2-pole, C, 32A | 1020 | 1 | ZN | 1
5SY7232-8CC |  | Miniature circuit breaker 400 V 15kA, 2-pole, D, 32A | 1160 | 1 | ZN | 1
5SY7240-7CC |  | Miniature circuit breaker 400 V 15kA, 2-pole, C, 40 A | 1280 | 1 | ZN | 1
5SY7240-8CC |  | Miniature circuit breaker 400 V 15kA, 2-pole, D, 40 A | 2570 | 1 | ZN | 1
5SY7250-7CC |  | Miniature circuit breaker 400 V 15kA, 2-pole, C, 50 A | 1380 | 1 | ZN | 1
5SY7250-8CC |  | Miniature circuit breaker 400 V 15kA, 2-pole, D, 50 A | 2710 | 1 | ZN | 1
5SY7263-7CC |  | Miniature circuit breaker 400 V 15kA, 2-pole, C, 63A | 1570 | 1 | ZN | 1
5SY7263-8CC |  | Miniature circuit breaker 400 V 15kA, 2-pole, D, 63A | 3260 | 1 | ZN | 1
5SY7301-7CC |  | Miniature circuit breaker 400 V 15kA, 3-pole, C, 1A | 1690 | 1 | ZN | 1
5SY7301-8CC |  | Miniature circuit breaker 400 V 15kA, 3-pole, D, 1A | 2030 | 1 | ZN | 1
5SY7302-7CC |  | Miniature circuit breaker 400 V 15kA, 3-pole, C, 2A | 1690 | 1 | ZN | 1
5SY7302-8CC |  | Miniature circuit breaker 400 V 15kA, 3-pole, D, 2A | 2030 | 1 | ZN | 1
5SY7304-7CC |  | Miniature circuit breaker 400 V 15kA, 3-pole, C, 4 A | 1690 | 1 | ZN | 1
5SY7304-8CC |  | Miniature circuit breaker 400 V 15kA, 3-pole, D, 4 A | 2030 | 1 | ZN | 1
5SY7306-7CC |  | Miniature circuit breaker 400 V 15kA, 3-pole, C, 6A | 1640 | 1 | ZN | 1
5SY7306-8CC |  | Miniature circuit breaker 400 V 15kA, 3-pole, D, 6A | 1760 | 1 | ZN | 1
5SY7310-7CC |  | Miniature circuit breaker 400 V 15kA, 3-pole, C, 10 A | 1580 | 1 | ZN | 1
5SY7310-8CC |  | Miniature circuit breaker 400 V 15kA, 3-pole, D, 10 A | 1710 | 1 | ZN | 1
5SY7316-7CC |  | Miniature circuit breaker 400 V 15kA, 3-pole, C, 16A | 1620 | 1 | ZN | 1
5SY7316-8CC |  | Miniature circuit breaker 400 V 15kA, 3-pole, D, 16A | 1760 | 1 | ZN | 1
5SY7320-7CC |  | Miniature circuit breaker 400 V 15kA, 3-pole, C, 20A | 1620 | 1 | ZN | 1
5SY7320-8CC |  | Miniature circuit breaker 400 V 15kA, 3-pole, D, 20A | 1760 | 1 | ZN | 1
5SY7325-7CC |  | Miniature circuit breaker 400 V 15kA, 3-pole, C, 25A | 1620 | 1 | ZN | 1
5SY7325-8CC |  | Miniature circuit breaker 400 V 15kA, 3-pole, D, 25A | 1760 | 1 | ZN | 1
5SY7332-7CC |  | Miniature circuit breaker 400 V 15kA, 3-pole, C, 32A | 1640 | 1 | ZN | 1
5SY7332-8CC |  | Miniature circuit breaker 400 V 15kA, 3-pole, D, 32A | 1760 | 1 | ZN | 1
5SY7340-7CC |  | Miniature circuit breaker 400 V 15kA, 3-pole, C, 40 A | 1960 | 1 | ZN | 1
5SY7340-8CC |  | Miniature circuit breaker 400 V 15kA, 3-pole, D, 40 A | 3340 | 1 | ZN | 1
5SY7350-7CC |  | Miniature circuit breaker 400 V 15kA, 3-pole, C, 50 A | 2090 | 1 | ZN | 1
5SY7350-8CC |  | Miniature circuit breaker 400 V 15kA, 3-pole, D, 50 A | 3640 | 1 | ZN | 1
5SY7363-7CC |  | Miniature circuit breaker 400 V 15kA, 3-pole, C, 63A | 2270 | 1 | ZN | 1
5SY7363-8CC |  | Miniature circuit breaker 400 V 15kA, 3-pole, D, 63A | 3980 | 1 | ZN | 1
5SY7401-7CC |  | Miniature circuit breaker 400 V 15kA, 4-pole, C, 1A | 2960 | 1 | ZN | 1
5SY7401-8CC |  | Miniature circuit breaker 400 V 15kA, 4-pole, D, 1A | 3180 | 1 | ZN | 1
5SY7402-7CC |  | Miniature circuit breaker 400 V 15kA, 4-pole, C, 2A | 2960 | 1 | ZN | 1
5SY7402-8CC |  | Miniature circuit breaker 400 V 15kA, 4-pole, D, 2A | 3180 | 1 | ZN | 1
5SY7404-7CC |  | Miniature circuit breaker 400 V 15kA, 4-pole, C, 4 A | 2960 | 1 | ZN | 1
5SY7404-8CC |  | Miniature circuit breaker 400 V 15kA, 4-pole, D, 4 A | 3180 | 1 | ZN | 1
5SY7406-7CC |  | Miniature circuit breaker 400 V 15kA, 4-pole, C, 6A | 2560 | 1 | ZN | 1
5SY7406-8CC |  | Miniature circuit breaker 400 V 15kA, 4-pole, D, 6A | 2630 | 1 | ZN | 1
5SY7410-7CC |  | Miniature circuit breaker 400 V 15kA, 4-pole, C, 10 A | 2520 | 1 | ZN | 1
5SY7410-8CC |  | Miniature circuit breaker 400 V 15kA, 4-pole, D, 10 A | 2630 | 1 | ZN | 1
5SY7416-7CC |  | Miniature circuit breaker 400 V 15kA, 4-pole, C, 16A | 2520 | 1 | ZN | 1
5SY7416-8CC |  | Miniature circuit breaker 400 V 15kA, 4-pole, D, 16A | 2630 | 1 | ZN | 1
5SY7420-7CC |  | Miniature circuit breaker 400 V 15kA, 4-pole, C, 20A | 2520 | 1 | ZN | 1
5SY7420-8CC |  | Miniature circuit breaker 400 V 15kA, 4-pole, D, 20A | 2630 | 1 | ZN | 1
5SY7425-7CC |  | Miniature circuit breaker 400 V 15kA, 4-pole, C, 25A | 2520 | 1 | ZN | 1
5SY7425-8CC |  | Miniature circuit breaker 400 V 15kA, 4-pole, D, 25A | 2630 | 1 | ZN | 1
5SY7432-7CC |  | Miniature circuit breaker 400 V 15kA, 4-pole, C, 32A | 2560 | 1 | ZN | 1
5SY7432-8CC |  | Miniature circuit breaker 400 V 15kA, 4-pole, D, 32A | 2630 | 1 | ZN | 1
5SY7440-7CC |  | Miniature circuit breaker 400 V 15kA, 4-pole, C, 40 A | 3100 | 1 | ZN | 1
5SY7440-8CC |  | Miniature circuit breaker 400 V 15kA, 4-pole, D, 40 A | 4070 | 1 | ZN | 1
5SY7450-7CC |  | Miniature circuit breaker 400 V 15kA, 4-pole, C, 50 A | 3240 | 1 | ZN | 1
5SY7450-8CC |  | Miniature circuit breaker 400 V 15kA, 4-pole, D, 50 A | 4650 | 1 | ZN | 1
5SY7463-7CC |  | Miniature circuit breaker 400 V 15kA, 4-pole, C, 63A | 3560 | 1 | ZN | 1
5SY7463-8CC |  | Miniature circuit breaker 400 V 15kA, 4-pole, D, 63A | 5130 | 1 | ZN | 1
5SY7501-7CC |  | Miniature circuit breaker 230 V 15kA, 1+N-pole, C, 1A | 900 | 1 | ZN | 1
5SY7501-8CC |  | Miniature circuit breaker 230 V 15kA, 1+N-pole, D, 1A | 1120 | 1 | ZN | 1
5SY7502-7CC |  | Miniature circuit breaker 230 V 15kA, 1+N-pole, C, 2A | 900 | 1 | ZN | 1
5SY7502-8CC |  | Miniature circuit breaker 230 V 15kA, 1+N-pole, D, 2A | 1120 | 1 | ZN | 1
5SY7504-7CC |  | Miniature circuit breaker 230 V 15kA, 1+N-pole, C, 4A | 900 | 1 | ZN | 1
5SY7504-8CC |  | Miniature circuit breaker 230 V 15kA, 1+N-pole, D, 4 A | 1120 | 1 | ZN | 1
5SY7506-7CC |  | Miniature circuit breaker 230 V 15kA, 1+N-pole, C, 6A | 879 | 1 | ZN | 1
5SY7506-8CC |  | Miniature circuit breaker 230 V 15kA, 1+N-pole, D, 6A | 940 | 1 | ZN | 1
5SY7510-7CC |  | Miniature circuit breaker 230 V 15kA, 1+N-pole, C, 10 A | 819 | 1 | ZN | 1
5SY7510-8CC |  | Miniature circuit breaker 230 V 15kA, 1+N-pole, D, 10 A | 926 | 1 | ZN | 1
5SY7516-7CC |  | Miniature circuit breaker 230 V 15kA, 1+N-pole, C, 16A | 819 | 1 | ZN | 1
5SY7516-8CC |  | Miniature circuit breaker 230 V 15kA, 1+N-pole, D, 16A | 926 | 1 | ZN | 1
5SY7520-7CC |  | Miniature circuit breaker 230 V 15kA, 1+N-pole, C, 20A | 819 | 1 | ZN | 1
5SY7520-8CC |  | Miniature circuit breaker 230 V 15kA, 1+N-pole, D, 20A | 926 | 1 | ZN | 1
5SY7525-7CC |  | Miniature circuit breaker 230 V 15kA, 1+N-pole, C, 25A | 819 | 1 | ZN | 1
5SY7525-8CC |  | Miniature circuit breaker 230 V 15kA, 1+N-pole, D, 25A | 926 | 1 | ZN | 1
5SY7532-7CC |  | Miniature circuit breaker 230 V 15kA, 1+N-pole, C, 32A | 833 | 1 | ZN | 1
5SY7532-8CC |  | Miniature circuit breaker 230 V 15kA, 1+N-pole, D, 32A | 940 | 1 | ZN | 1
5SY7540-7CC |  | Miniature circuit breaker 230 V 15kA, 1+N-pole, C, 40 A | 987 | 1 | ZN | 1
5SY7540-8CC |  | Miniature circuit breaker 230 V 15kA, 1+N-pole, D, 40 A | 2270 | 1 | ZN | 1
5SY7550-7CC |  | Miniature circuit breaker 230 V 15kA, 1+N-pole, C, 50 A | 1070 | 1 | ZN | 1
5SY7550-8CC |  | Miniature circuit breaker 230 V 15kA, 1+N-pole, D, 50 A | 2430 | 1 | ZN | 1
5SY7563-7CC |  | Miniature circuit breaker 230 V 15kA, 1+N-pole, C, 63A | 1260 | 1 | ZN | 1
5SY7563-8CC |  | Miniature circuit breaker 230 V 15kA, 1+N-pole, D, 63A | 2610 | 1 | ZN | 1
5TE2411-0 |  | Switch 230/400 V 1-pole 40 A | 540 | 1 | ZN | 1
5TE2412-0 |  | Switch 400V 2-pole 40 A | 1170 | 1 | ZN | 1
5TE2413-0 |  | Switch 400V 3-pole 40 A | 1260 | 1 | ZN | 1
5TE2414-0 |  | Switch 400V 3+N-pole 40 A | 1690 | 1 | ZN | 1
5TE2511-0 |  | Switch 230/400 V 1-pole 63 A | 540 | 1 | ZN | 1
5TE2512-0 |  | Switch 400V 2-pole 63 A | 1170 | 1 | ZN | 1
5TE2513-0 |  | Switch 400V 3-pole 63 A | 1310 | 1 | ZN | 1
5TE2514-0 |  | switch 400 V 4-pole 63 A | 1740 | 1 | ZN | 1
5TE2515-1 |  | DC isolators 1000 V DC, 63A | 5760 | 1 | ZN | 1
5TE2812-0 |  | Switch 400V 2-pole 125 A | 2100 | 1 | ZN | 1
5TE2813-0 |  | Switch 400V 3-pole 125 A | 3200 | 1 | ZN | 1
5TE2814-0 |  | Switch 400V 4-pole 125 A | 4160 | 1 | ZN | 1
5TE3125-0RC |  | Switch disconnector 25A 1 pole | 69.5 | 1 | ZG | 12
5TE3140-0RC |  | Switch disconnector 40A 1 pole | 69.5 | 1 | ZG | 12
5TE3163-0RC |  | Switch disconnector 63A 1 pole | 110 | 1 | ZG | 12
5TE3180-0RC |  | Switch disconnector 80A 1 pole | 117 | 1 | ZG | 12
5TE3191-0RC |  | Switch disconnector 100A 1 pole | 150 | 1 | ZG | 12
5TE3192-0RC |  | Switch disconnector 125A 1 pole | 183 | 1 | ZG | 12
5TE3225-0RC |  | Switch disconnector 25 A 2 pole | 140 | 1 | ZG | 6
5TE3240-0RC |  | Switch disconnector 40A 2 pole | 140 | 1 | ZG | 6
5TE3263-0RC |  | Switch disconnector 63A 2 pole | 216 | 1 | ZG | 6
5TE3280-0RC |  | Switch disconnector 80A 2 pole | 251 | 1 | ZG | 6
5TE3291-0RC |  | Switch disconnector 100A 2 pole | 281 | 1 | ZG | 6
5TE3292-0RC |  | Switch disconnector 125A 2 pole | 357 | 1 | ZG | 6
5TE3325-0RC |  | Switch disconnector 25 A 3 pole | 211 | 1 | ZG | 4
5TE3340-0RC |  | Switch disconnector 40A 3 pole | 211 | 1 | ZG | 4
5TE3363-0RC |  | Switch disconnector 63A 3 pole | 326 | 1 | ZG | 4
5TE3380-0RC |  | Switch disconnector 80A 3 pole | 377 | 1 | ZG | 4
5TE3391-0RC |  | Switch disconnector 100A 3 pole | 398 | 1 | ZG | 4
5TE3392-0RC |  | Switch disconnector 125A 3 pole | 408 | 1 | ZG | 4
5TE3425-0RC |  | Switch disconnector 25A 4 pole | 274 | 1 | ZG | 3
5TE3440-0RC |  | Switch disconnector 40A 4 pole | 274 | 1 | ZG | 3
5TE3463-0RC |  | Switch disconnector 63A 4 pole | 438 | 1 | ZG | 3
5TE3480-0RC |  | Switch disconnector 80A 4 pole | 488 | 1 | ZG | 3
5TE3491-0RC |  | Switch disconnector 100A 4 pole | 558 | 1 | ZG | 3
5TE3492-0RC |  | Switch disconnector 125A 4 pole | 663 | 1 | ZG | 3
5TE4800 |  | button, 1 NO/1 NC 20 A 1 key gray without latching function | 682 | 1 | ZN | 1
5TE4801 |  | button, 1 NC/1 NO 20 A 1 key gray without latching function | 665 | 1 | ZN | 1
5TE4801-2 |  | pushbutton 2 NO + 2 NC, 1 button gray, without maintained-contact function | 1370 | 1 | ZN | 1
5TE4802 |  | pushbutton 3 NO + 1 NC, 1 button gray, without maintained-contact function | 1270 | 1 | ZN | 1
5TE4804 |  | button, 1 NO+1 NO 20 A, 2 keys green blue Lamps 24 V | 1330 | 1 | ZN | 1
5TE4805 |  | button, 1 NO/1 NC 20 A 1 key red without latching function | 682 | 1 | ZN | 1
5TE4806 |  | button, 1 NO/1 NC 20 A 1 key green without latching function | 682 | 1 | ZN | 1
5TE4807 |  | button, 1 NO/1 NC 20 A 1 key yellow without latching function | 682 | 1 | ZN | 1
5TE4808 |  | button, 1 NO/1 NC 20 A 1 key blue without latching function | 682 | 1 | ZN | 1
5TE4810 |  | button, 1 NO/1 NC 20 A 1 key gray with cap red and green | 682 | 1 | ZN | 1
5TE4811 |  | button, 2 NO 20 A 1 key gray | 682 | 1 | ZN | 1
5TE4811-2 |  | pushbutton 2 NO + 2 NC, 1 button gray, with maintained-contact function | 1370 | 1 | ZN | 1
5TE4812 |  | button, 3 NO+N 20 A 1 key gray | 1220 | 1 | ZN | 1
5TE4812-1 |  | pushbutton 3 NO + 1 NC, 1 button gray, with maintained-contact function | 1270 | 1 | ZN | 1
5TE4813 |  | button, 4 NC 20 A 1 key gray | 1220 | 1 | ZN | 1
5TE4814 |  | button, 2 CO 20 A 1 key gray | 1220 | 1 | ZN | 1
5TE4820 |  | button, 1 NO/1 NC 20 A 1 key red, Lamp 230 V | 810 | 1 | ZN | 1
5TE4821 |  | button, 1 NO 20 A 1 key red, Lamp 230 V | 840 | 1 | ZN | 1
5TE4822 |  | button, 1 NO 20 A 1 key red, Lamp 230 V for long supply lines | 964 | 1 | ZN | 1
5TE4823 |  | button, 2 NO 20 A 1 key red, Lamp 230 V | 935 | 1 | ZN | 1
5TE4824 |  | button, 2 NC 20 A 1 key red, Lamp 230 V | 935 | 1 | ZN | 1
5TE4830 |  | button, 1 NO+1 NC 20 A 2 keys red green, | 879 | 1 | ZN | 1
5TE4831 |  | button, 1 NO/1 NC+1 NO/1 NC 20 A 2 keys red green, | 1290 | 1 | ZN | 1
5TE4840 |  | button, 1 NO+1 NO 20 A 2 keys red green, lamps 230 V | 1020 | 1 | ZN | 1
5TE4841 |  | button, 1 NO+1 NC 20 A 2 keys red green, lamps 230 V | 1020 | 1 | ZN | 1
5TE5800 |  | Indicator light 1 lamp 230 V red | 578 | 1 | ZN | 1
5TE5801 |  | Indicator light 2 lamps 230 V red green | 750 | 1 | ZN | 1
5TE5802 |  | Phase signaling device 3 lamps 230 V 3x green | 964 | 1 | ZN | 1
5TE5803 |  | Traffic light signaling device 3 lamps 230 V red/yellow/green | 918 | 1 | ZN | 1
5TE5804 |  | Indicator light 1 lamp 230 V red for long supply lines | 736 | 1 | ZN | 1
5TE5820 |  | Indicator light 1 lamp 230 V red Lamp cannot be replaced | 559 | 1 | ZN | 1
5TE5821 |  | Indicator light 1 lamp 230 V yellow Lamp cannot be replaced | 559 | 1 | ZN | 1
5TE5822 |  | Indicator light 1 lamp 230 V green Lamp cannot be replaced | 559 | 1 | ZN | 1
5TE6800 |  | SCHUKO socket outlet 16 A according to DIN VDE 0620 for installation in distribution boards | 482 | 1 | ZN | 1
5TE6801 |  | SCHUKO socket outlet 16 A with cover according to DIN VDE 0620 for installation in distribution boards | 588 | 1 | ZN | 1
5TE6802 |  | Socket outlet 16 A with cover, without approval according to DIN VDE 0620 and CEI 23-5 for installation in distribution boards Version Italy | 665 | 1 | ZN | 1
5TE6803 |  | Socket outlet 16 A with grounding pin according to CEE 7 for installation in distribution boards | 601 | 1 | ZN | 1
5TE6804 |  | Socket outlet 15A/125V AC according to IEC 60083, UL version Type NEMA, for installation in distribution boards | 1530 | 1 | ZN | 1
5TE6810 |  | SCHUKO socket outlet 16 A yellow according to DIN VDE 0620 for installation in distribution boards | 482 | 1 | ZN | 1
5TE8101 |  | Control switch 20 A 1 NO 1 lamp 230 V | 1030 | 1 | ZN | 1
5TE8101-3 |  | Control switch 20 A 1 NO 1 lamp 48 V | 1240 | 1 | ZN | 1
5TE8102 |  | Monitoring switch 20 A 2 NO 1 lamp 230 V | 1290 | 1 | ZN | 1
5TE8103 |  | Control switch 20 A 3 NO 1 lamp 230 V | 1500 | 1 | ZN | 1
5TE8108 |  | control switch 20 A 3 NO 1 lamp 230 V with auxiliary switch 1 NO+1 NC | 2010 | 1 | ZN | 1
5TE8111 |  | switch disconnector, on-off switch 20 A 1 NO | 476 | 1 | ZN | 1
5TE8112 |  | switch disconnector, on-off switch 20 A 2 NO | 754 | 1 | ZN | 1
5TE8113 |  | switch disconnector, on-off switch 20 A 3 NO | 1360 | 1 | ZN | 1
5TE8114 |  | switch disconnector, on-off switch 20 A 3 NO + N | 2180 | 1 | ZN | 1
5TE8118 |  | switch disconnector, on-off switch 20 A 3 NO + N with auxiliary switch 1 NO + 1 NC | 2640 | 1 | ZN | 1
5TE8141 |  | Group switch 20 A 1 group | 862 | 1 | ZN | 1
5TE8142 |  | Group switch 20 A 2 groups | 1310 | 1 | ZN | 1
5TE8151 |  | Two-way switch 20 A 1 NO 1 NC | 754 | 1 | ZN | 1
5TE8152 |  | Two-way switch 20 A 2 NO 2 NC | 1360 | 1 | ZN | 1
5TE8153 |  | Two-way switch 20 A 3 NO 1 NC | 1360 | 1 | ZN | 1
5TE8161 |  | Two-way switch 20 A 1 CO | 717 | 1 | ZN | 1
5TE8162 |  | Two-way switch 20 A 2 CO | 1080 | 1 | ZN | 1
5TE8211 |  | switch disconnector, on-off switch 32 A 1 NO terminal 6 mmÂ² | 950 | 1 | ZN | 1
5TE8212 |  | switch disconnector, on-off switch 32 A 2 NO terminal 6 mmÂ² | 1180 | 1 | ZN | 1
5TE8213 |  | switch disconnector, on-off switch 32 A 3 NO terminal 6 mmÂ² | 1380 | 1 | ZN | 1
5TE8214 |  | switch disconnector, on-off switch 32 A 3 NO + N terminal 6 mmÂ² | 2200 | 1 | ZN | 1
5TE8218 |  | switch disconnector, on-off switch 32 A 3 NO + N terminal 6 mmÂ² with auxiliary switch 1 NO + 1 NC | 2660 | 1 | ZN | 1
5TE9100 |  | Single-phase busbar 12 MW 32 A for terminals with 6 mm2 (for 5TE8 1+2, 5TE4 8, 5TE5 8, 5TE7 1+2+3, 5TE4 7, 5TE5 7, 5TT 55) | 293 | 1 | ZN | 10
5TE9101 |  | Two-phase busbar 12 MW 32 A for terminals with 6 mm2 (for 5TE8 1+2, 5TE4 8, 5TE5 8, 5TE7 1+2+3, 5TE4 7, 5TE5 7, 5TT 55) | 580 | 1 | ZN | 10
5TE9102 |  | End cap for two-phase busbar 5TE9101 (1 set=10 units) | 871 | 1 | ZN | 1
5TE9120 |  | Cover for socket outlets 5TE68 Can be plugged onto 5TE6800, 5TE6803 and 5TE6804 | 162 | 1 | ZN | 1
5TG8056-0 |  | LED lamp White 12...60 V | 218 | 1 | ZN | 5
5TG8056-1 |  | LED lamp Red 12...60 V | 218 | 1 | ZN | 5
5TG8056-2 |  | LED lamp Yellow 12...60 V | 218 | 1 | ZN | 5
5TG8056-3 |  | LED lamp Green 12...60 V | 218 | 1 | ZN | 5
5TG8056-4 |  | LED lamp Blue 12...60 V | 218 | 1 | ZN | 5
5TG8057-0 |  | LED lamp White 115 V | 218 | 1 | ZN | 5
5TG8057-1 |  | LED lamp Red 115 V | 218 | 1 | ZN | 5
5TG8057-2 |  | LED lamp Yellow 115 V | 218 | 1 | ZN | 5
5TG8057-3 |  | LED lamp Green 115 V | 218 | 1 | ZN | 5
5TG8057-4 |  | LED lamp Blue 115 V | 218 | 1 | ZN | 5
5TG8058-0 |  | LED lamp White 230 V | 218 | 1 | ZN | 5
5TG8058-1 |  | LED lamp Red 230 V | 218 | 1 | ZN | 5
5TG8058-2 |  | LED lamp Yellow 230 V | 218 | 1 | ZN | 5
5TG8058-3 |  | LED lamp Green 230 V | 218 | 1 | ZN | 5
5TG8058-4 |  | LED lamp Blue 230 V | 218 | 1 | ZN | 5
5TG8060 |  | Cap set for button 5TE48 Set with 5x each Gray/non-transparent | 285 | 1 | ZN | 1
5TG8061 |  | Cap set for button 5TE48 Set with 5x each red/transparent | 285 | 1 | ZN | 1
5TG8062 |  | Cap set for button 5TE48 Set with 5x each green/transparent | 285 | 1 | ZN | 1
5TG8063 |  | Cap set for button 5TE48 Set with 5x each yellow/transparent | 285 | 1 | ZN | 1
5TG8064 |  | Cap set for button 5TE48 Set with 5x each blue/transparent | 285 | 1 | ZN | 1
5TG8065 |  | Cap set for button 5TE48 Set with 5x each/black /non-transparent | 285 | 1 | ZN | 1
5TG8066 |  | Cap set for button 5TE48 and indicator light 5TE58 Set with 5x each white/transparent | 285 | 1 | ZN | 1
5TG8067 |  | Cap set for button 5TE48 and indicator light 5TE58 Set with 10 each red+green and 5x each yellow+blue+white /transparent | 1830 | 1 | ZN | 1
5TG8068 |  | Set of caps for 5TE8 switch Set with 1x each red+green+ yellow+white+blue | 482 | 1 | ZN | 1
5TG8070 |  | Cap set for button 5TE48 and indicator light 5TE59 Set with 1x each red+yellow+green /transparent | 222 | 1 | ZN | 1
5TJ3106-4 |  | SINOPLUS, Miniature Circuit Breaker 240/415V, 4.5kA, 1-pole 6A, IEC 60947-2 | 59.4 | 1 | ZG | 12
5TJ3106-7 |  | SINOPLUS, Miniature Circuit Breaker 240/415V 4.5kA, 1-pole C, 6 A | 56.4 | 1 | ZG | 12
5TJ3108-4 |  | SINOPLUS, Miniature Circuit Breaker 240/415V, 4.5kA, 1-pole 8A, IEC 60947-2 | 59.4 | 1 | ZG | 12
5TJ3108-7 |  | SINOPLUS, Miniature Circuit Breaker 240/415V 4.5kA, 1-pole C, 8 A | 56.4 | 1 | ZG | 12
5TJ3110-4 |  | SINOPLUS, Miniature Circuit Breaker 240/415V, 4.5kA, 1-pole 10A, IEC 60947-2 | 59.4 | 1 | ZG | 12
5TJ3110-7 |  | SINOPLUS, Miniature Circuit Breaker 240/415V 4.5kA, 1-pole C, 10 A | 56.4 | 1 | ZG | 12
5TJ3113-4 |  | SINOPLUS, Miniature Circuit Breaker 240/415V, 4.5kA, 1-pole 13A, IEC 60947-2 | 59.4 | 1 | ZG | 12
5TJ3113-7 |  | SINOPLUS, Miniature Circuit Breaker 240/415V 4.5kA, 1-pole C, 13 A | 56.4 | 1 | ZG | 12
5TJ3116-4 |  | SINOPLUS, Miniature Circuit Breaker 240/415V, 4.5kA, 1-pole 16A, IEC 60947-2 | 59.4 | 1 | ZG | 12
5TJ3116-7 |  | SINOPLUS, Miniature Circuit Breaker 240/415V 4.5kA, 1-pole C, 16 A | 56.4 | 1 | ZG | 12
5TJ3120-4 |  | SINOPLUS, Miniature Circuit Breaker 240/415V, 4.5kA, 1-pole 20A, IEC 60947-2 | 59.4 | 1 | ZG | 12
5TJ3120-7 |  | SINOPLUS, Miniature Circuit Breaker 240/415V 4.5kA, 1-pole C, 20 A | 56.4 | 1 | ZG | 12
5TJ3125-4 |  | SINOPLUS, Miniature Circuit Breaker 240/415V, 4.5kA, 1-pole 25A, IEC 60947-2 | 59.4 | 1 | ZG | 12
5TJ3125-7 |  | SINOPLUS, Miniature Circuit Breaker 240/415V 4.5kA, 1-pole C, 25 A | 56.4 | 1 | ZG | 12
5TJ3132-4 |  | SINOPLUS, Miniature Circuit Breaker 240/415V, 4.5kA, 1-pole 32A, IEC 60947-2 | 59.4 | 1 | ZG | 12
5TJ3132-7 |  | SINOPLUS, Miniature Circuit Breaker 240/415V 4.5kA, 1-pole C, 32 A | 56.4 | 1 | ZG | 12
5TJ3140-4 |  | SINOPLUS, Miniature Circuit Breaker 240/415V, 4.5kA, 1-pole 40A, IEC 60947-2 | 67.1 | 1 | ZG | 12
5TJ3140-7 |  | SINOPLUS, Miniature Circuit Breaker 240/415V 4.5kA, 1-pole C, 40 A | 63.8 | 1 | ZG | 12
5TJ3150-4 |  | SINOPLUS, Miniature Circuit Breaker 240/415V, 4.5kA, 1-pole 50A, IEC 60947-2 | 73.3 | 1 | ZG | 12
5TJ3150-7 |  | SINOPLUS, Miniature Circuit Breaker 240/415V 4.5kA, 1-pole C, 50 A | 69.9 | 1 | ZG | 12
5TJ3163-4 |  | SINOPLUS, Miniature Circuit Breaker 240/415V, 4.5kA, 1-pole 63A, IEC 60947-2 | 73.3 | 1 | ZG | 12
5TJ3163-7 |  | SINOPLUS, Miniature Circuit Breaker 240/415V 4.5kA, 1-pole C, 63 A | 69.9 | 1 | ZG | 12
5TJ3206-4 |  | SINOPLUS, Miniature Circuit Breaker 240/415V, 4.5kA, 2-pole 6A, IEC 60947-2 | 168 | 1 | ZG | 6
5TJ3206-7 |  | SINOPLUS, Miniature Circuit Breaker 415V 4.5kA, 2-pole C, 6 A | 160 | 1 | ZG | 6
5TJ3208-4 |  | SINOPLUS, Miniature Circuit Breaker 240/415V, 4.5kA, 2-pole 8A, IEC 60947-2 | 168 | 1 | ZG | 6
5TJ3208-7 |  | SINOPLUS, Miniature Circuit Breaker 415V 4.5kA, 2-pole C, 8 A | 160 | 1 | ZG | 6
5TJ3210-4 |  | SINOPLUS, Miniature Circuit Breaker 240/415V, 4.5kA, 2-pole 10A, IEC 60947-2 | 168 | 1 | ZG | 6
5TJ3210-7 |  | SINOPLUS, Miniature Circuit Breaker 415V 4.5kA, 2-pole C, 10 A | 160 | 1 | ZG | 6
5TJ3213-4 |  | SINOPLUS, Miniature Circuit Breaker 240/415V, 4.5kA, 2-pole 13A, IEC 60947-2 | 168 | 1 | ZG | 6
5TJ3213-7 |  | SINOPLUS, Miniature Circuit Breaker 415V 4.5kA, 2-pole C, 13 A | 160 | 1 | ZG | 6
5TJ3216-4 |  | SINOPLUS, Miniature Circuit Breaker 240/415V, 4.5kA, 2-pole 16A, IEC 60947-2 | 168 | 1 | ZG | 6
5TJ3216-7 |  | SINOPLUS, Miniature Circuit Breaker 415V 4.5kA, 2-pole C, 16 A | 160 | 1 | ZG | 6
5TJ3220-4 |  | SINOPLUS, Miniature Circuit Breaker 240/415V, 4.5kA, 2-pole 20A, IEC 60947-2 | 168 | 1 | ZG | 6
5TJ3220-7 |  | SINOPLUS, Miniature Circuit Breaker 415V 4.5kA, 2-pole C, 20 A | 160 | 1 | ZG | 6
5TJ3225-4 |  | SINOPLUS, Miniature Circuit Breaker 240/415V, 4.5kA, 2-pole 25A, IEC 60947-2 | 168 | 1 | ZG | 6
5TJ3225-7 |  | SINOPLUS, Miniature Circuit Breaker 415V 4.5kA, 2-pole C, 25 A | 160 | 1 | ZG | 6
5TJ3232-4 |  | SINOPLUS, Miniature Circuit Breaker 240/415V, 4.5kA, 2-pole 32A, IEC 60947-2 | 168 | 1 | ZG | 6
5TJ3232-7 |  | SINOPLUS, Miniature Circuit Breaker 415V 4.5kA, 2-pole C, 32 A | 160 | 1 | ZG | 6
5TJ3240-4 |  | SINOPLUS, Miniature Circuit Breaker 240/415V, 4.5kA, 2-pole 40A, IEC 60947-2 | 188 | 1 | ZG | 6
5TJ3240-7 |  | SINOPLUS, Miniature Circuit Breaker 415V 4.5kA, 2-pole C, 40 A | 179 | 1 | ZG | 6
5TJ3250-4 |  | SINOPLUS, Miniature Circuit Breaker 240/415V, 4.5kA, 2-pole 50A, IEC 60947-2 | 204 | 1 | ZG | 6
5TJ3250-7 |  | SINOPLUS, Miniature Circuit Breaker 415V 4.5kA, 2-pole C, 50 A | 194 | 1 | ZG | 6
5TJ3263-4 |  | SINOPLUS, Miniature Circuit Breaker 240/415V, 4.5kA, 2-pole 63A, IEC 60947-2 | 204 | 1 | ZG | 6
5TJ3263-7 |  | SINOPLUS, Miniature Circuit Breaker 415V 4.5kA, 2-pole C, 63 A | 194 | 1 | ZG | 6
5TJ3306-4 |  | SINOPLUS, Miniature Circuit Breaker 240/415V, 4.5kA, 3-pole 6A, IEC 60947-2 | 239 | 1 | ZG | 4
5TJ3306-7 |  | SINOPLUS, Miniature Circuit Breaker 415V 4.5kA, 3-pole C, 6 A | 228 | 1 | ZG | 4
5TJ3308-4 |  | SINOPLUS, Miniature Circuit Breaker 240/415V, 4.5kA, 3-pole 8A, IEC 60947-2 | 239 | 1 | ZG | 4
5TJ3308-7 |  | SINOPLUS, Miniature Circuit Breaker 415V 4.5kA, 3-pole C, 8 A | 228 | 1 | ZG | 4
5TJ3310-4 |  | SINOPLUS, Miniature Circuit Breaker 240/415V, 4.5kA, 3-pole 10A, IEC 60947-2 | 239 | 1 | ZG | 4
5TJ3310-7 |  | SINOPLUS, Miniature Circuit Breaker 415V 4.5kA, 3-pole C, 10 A | 228 | 1 | ZG | 4
5TJ3313-4 |  | SINOPLUS, Miniature Circuit Breaker 240/415V, 4.5kA, 3-pole 13A, IEC 60947-2 | 239 | 1 | ZG | 4
5TJ3313-7 |  | SINOPLUS, Miniature Circuit Breaker 415V 4.5kA, 3-pole C, 13 A | 228 | 1 | ZG | 4
5TJ3316-4 |  | SINOPLUS, Miniature Circuit Breaker 240/415V, 4.5kA, 3-pole 16A, IEC 60947-2 | 239 | 1 | ZG | 4
5TJ3316-7 |  | SINOPLUS, Miniature Circuit Breaker 415V 4.5kA, 3-pole C, 16 A | 228 | 1 | ZG | 4
5TJ3320-4 |  | SINOPLUS, Miniature Circuit Breaker 240/415V, 4.5kA, 3-pole 20A, IEC 60947-2 | 239 | 1 | ZG | 4
5TJ3320-7 |  | SINOPLUS, Miniature Circuit Breaker 415V 4.5kA, 3-pole C, 20 A | 228 | 1 | ZG | 4
5TJ3325-4 |  | SINOPLUS, Miniature Circuit Breaker 240/415V, 4.5kA, 3-pole 25A, IEC 60947-2 | 239 | 1 | ZG | 4
5TJ3325-7 |  | SINOPLUS, Miniature Circuit Breaker 415V 4.5kA, 3-pole C, 25 A | 228 | 1 | ZG | 4
5TJ3332-4 |  | SINOPLUS, Miniature Circuit Breaker 240/415V, 4.5kA, 3-pole 32A, IEC 60947-2 | 239 | 1 | ZG | 4
5TJ3332-7 |  | SINOPLUS, Miniature Circuit Breaker 415V 4.5kA, 3-pole C, 32 A | 228 | 1 | ZG | 4
5TJ3340-4 |  | SINOPLUS, Miniature Circuit Breaker 240/415V, 4.5kA, 3-pole 40A, IEC 60947-2 | 266 | 1 | ZG | 4
5TJ3340-7 |  | SINOPLUS, Miniature Circuit Breaker 415V 4.5kA, 3-pole C, 40 A | 253 | 1 | ZG | 4
5TJ3350-4 |  | SINOPLUS, Miniature Circuit Breaker 240/415V, 4.5kA, 3-pole 50A, IEC 60947-2 | 293 | 1 | ZG | 4
5TJ3350-7 |  | SINOPLUS, Miniature Circuit Breaker 415V 4.5kA, 3-pole C, 50 A | 278 | 1 | ZG | 4
5TJ3363-4 |  | SINOPLUS, Miniature Circuit Breaker 240/415V, 4.5kA, 3-pole 63A, IEC 60947-2 | 293 | 1 | ZG | 4
5TJ3363-7 |  | SINOPLUS, Miniature Circuit Breaker 415V 4.5kA, 3-pole C, 63 A | 278 | 1 | ZG | 4
5TJ3406-4 |  | SINOPLUS, Miniature Circuit Breaker 240/415V, 4.5kA, 4-pole 6A, IEC 60947-2 | 335 | 1 | ZG | 3
5TJ3406-7 |  | SINOPLUS, Miniature Circuit Breaker 415V 4.5kA, 4-pole C, 6 A | 320 | 1 | ZG | 3
5TJ3408-4 |  | SINOPLUS, Miniature Circuit Breaker 240/415V, 4.5kA, 4-pole 8A, IEC 60947-2 | 335 | 1 | ZG | 3
5TJ3408-7 |  | SINOPLUS, Miniature Circuit Breaker 415V 4.5kA, 4-pole C, 8 A | 320 | 1 | ZG | 3
5TJ3410-4 |  | SINOPLUS, Miniature Circuit Breaker 240/415V, 4.5kA, 4-pole 10A, IEC 60947-2 | 335 | 1 | ZG | 3
5TJ3410-7 |  | SINOPLUS, Miniature Circuit Breaker 415V 4.5kA, 4-pole C, 10 A | 320 | 1 | ZG | 3
5TJ3413-4 |  | SINOPLUS, Miniature Circuit Breaker 240/415V, 4.5kA, 4-pole 13A, IEC 60947-2 | 335 | 1 | ZG | 3
5TJ3413-7 |  | SINOPLUS, Miniature Circuit Breaker 415V 4.5kA, 4-pole C, 13 A | 320 | 1 | ZG | 3
5TJ3416-4 |  | SINOPLUS, Miniature Circuit Breaker 240/415V, 4.5kA, 4-pole 16A, IEC 60947-2 | 335 | 1 | ZG | 3
5TJ3416-7 |  | SINOPLUS, Miniature Circuit Breaker 415V 4.5kA, 4-pole C, 16 A | 320 | 1 | ZG | 3
5TJ3420-4 |  | SINOPLUS, Miniature Circuit Breaker 240/415V, 4.5kA, 4-pole 20A, IEC 60947-2 | 335 | 1 | ZG | 3
5TJ3420-7 |  | SINOPLUS, Miniature Circuit Breaker 415V 4.5kA, 4-pole C, 20 A | 320 | 1 | ZG | 3
5TJ3425-4 |  | SINOPLUS, Miniature Circuit Breaker 240/415V, 4.5kA, 4-pole 25A, IEC 60947-2 | 335 | 1 | ZG | 3
5TJ3425-7 |  | SINOPLUS, Miniature Circuit Breaker 415V 4.5kA, 4-pole C, 25 A | 320 | 1 | ZG | 3
5TJ3432-4 |  | SINOPLUS, Miniature Circuit Breaker 240/415V, 4.5kA, 4-pole 32A, IEC 60947-2 | 335 | 1 | ZG | 3
5TJ3432-7 |  | SINOPLUS, Miniature Circuit Breaker 415V 4.5kA, 4-pole C, 32 A | 320 | 1 | ZG | 3
5TJ3440-4 |  | SINOPLUS, Miniature Circuit Breaker 240/415V, 4.5kA, 4-pole 40A, IEC 60947-2 | 376 | 1 | ZG | 3
5TJ3440-7 |  | SINOPLUS, Miniature Circuit Breaker 415V 4.5kA, 4-pole C, 40 A | 357 | 1 | ZG | 3
5TJ3450-4 |  | SINOPLUS, Miniature Circuit Breaker 240/415V, 4.5kA, 4-pole 50A, IEC 60947-2 | 410 | 1 | ZG | 3
5TJ3450-7 |  | SINOPLUS, Miniature Circuit Breaker 415V 4.5kA, 4-pole C, 50 A | 389 | 1 | ZG | 3
5TJ3463-4 |  | SINOPLUS, Miniature Circuit Breaker 240/415V, 4.5kA, 4-pole 63A, IEC 60947-2 | 410 | 1 | ZG | 3
5TJ3463-7 |  | SINOPLUS, Miniature Circuit Breaker 415V 4.5kA, 4-pole C, 63 A | 389 | 1 | ZG | 3
5TJ4106-4 |  | SINOPLUS, Miniature Circuit Breaker 240/415V, 10kA, 1-pole, C, 6A, Dual standard | 68.7 | 1 | ZG | 12
5TJ4106-6 |  | SINOPLUS, Miniature Circuit Breaker 240/415V 10kA, 1-pole B, 6 A | 65.5 | 1 | ZG | 12
5TJ4106-7 |  | SINOPLUS, Miniature Circuit Breaker 240/415V 10kA, 1-pole C, 6 A | 65.5 | 1 | ZG | 12
5TJ4108-4 |  | SINOPLUS, Miniature Circuit Breaker 240/415V, 10kA, 1-pole, C, 8A, Dual standard | 68.7 | 1 | ZG | 12
5TJ4108-6 |  | SINOPLUS, Miniature Circuit Breaker 240/415V 10kA, 1-pole B, 8 A | 65.5 | 1 | ZG | 12
5TJ4108-7 |  | SINOPLUS, Miniature Circuit Breaker 240/415V 10kA, 1-pole C, 8 A | 65.5 | 1 | ZG | 12
5TJ4110-4 |  | SINOPLUS, Miniature Circuit Breaker 240/415V, 10kA, 1-pole, C, 10A, Dual standard | 68.7 | 1 | ZG | 12
5TJ4110-6 |  | SINOPLUS, Miniature Circuit Breaker 240/415V 10kA, 1-pole B, 10 A | 65.5 | 1 | ZG | 12
5TJ4110-7 |  | SINOPLUS, Miniature Circuit Breaker 240/415V 10kA, 1-pole C, 10 A | 65.5 | 1 | ZG | 12
5TJ4113-4 |  | SINOPLUS, Miniature Circuit Breaker 240/415V, 10kA, 1-pole, C, 13A, Dual standard | 68.7 | 1 | ZG | 12
5TJ4113-6 |  | SINOPLUS, Miniature Circuit Breaker 240/415V 10kA, 1-pole B, 13 A | 65.5 | 1 | ZG | 12
5TJ4113-7 |  | SINOPLUS, Miniature Circuit Breaker 240/415V 10kA, 1-pole C, 13 A | 65.5 | 1 | ZG | 12
5TJ4116-4 |  | SINOPLUS, Miniature Circuit Breaker 240/415V, 10kA, 1-pole, C, 16A, Dual standard | 68.7 | 1 | ZG | 12
5TJ4116-6 |  | SINOPLUS, Miniature Circuit Breaker 240/415V 10kA, 1-pole B, 16 A | 65.5 | 1 | ZG | 12
5TJ4116-7 |  | SINOPLUS, Miniature Circuit Breaker 240/415V 10kA, 1-pole C, 16 A | 65.5 | 1 | ZG | 12
5TJ4120-4 |  | SINOPLUS, Miniature Circuit Breaker 240/415V, 10kA, 1-pole, C, 20A, Dual standard | 68.7 | 1 | ZG | 12
5TJ4120-6 |  | SINOPLUS, Miniature Circuit Breaker 240/415V 10kA, 1-pole B, 20 A | 65.5 | 1 | ZG | 12
5TJ4120-7 |  | SINOPLUS, Miniature Circuit Breaker 240/415V 10kA, 1-pole C, 20 A | 65.5 | 1 | ZG | 12
5TJ4125-4 |  | SINOPLUS, Miniature Circuit Breaker 240/415V, 10kA, 1-pole, C, 25A, Dual standard | 68.7 | 1 | ZG | 12
5TJ4125-6 |  | SINOPLUS, Miniature Circuit Breaker 240/415V 10kA, 1-pole B, 25 A | 65.5 | 1 | ZG | 12
5TJ4125-7 |  | SINOPLUS, Miniature Circuit Breaker 240/415V 10kA, 1-pole C, 25 A | 65.5 | 1 | ZG | 12
5TJ4132-4 |  | SINOPLUS, Miniature Circuit Breaker 240/415V, 10kA, 1-pole, C, 32A, Dual standard | 68.7 | 1 | ZG | 12
5TJ4132-6 |  | SINOPLUS, Miniature Circuit Breaker 240/415V 10kA, 1-pole B, 32 A | 65.5 | 1 | ZG | 12
5TJ4132-7 |  | SINOPLUS, Miniature Circuit Breaker 240/415V 10kA, 1-pole C, 32 A | 65.5 | 1 | ZG | 12
5TJ4140-4 |  | SINOPLUS, Miniature Circuit Breaker 240/415V, 10kA, 1-pole, C, 40A, Dual standard | 83.3 | 1 | ZG | 12
5TJ4140-6 |  | SINOPLUS, Miniature Circuit Breaker 240/415V 10kA, 1-pole B, 40 A | 79.2 | 1 | ZG | 12
5TJ4140-7 |  | SINOPLUS, Miniature Circuit Breaker 240/415V 10kA, 1-pole C, 40 A | 79.2 | 1 | ZG | 12
5TJ4150-4 |  | SINOPLUS, Miniature Circuit Breaker 240/415V, 10kA, 1-pole, C, 50A, Dual standard | 88.1 | 1 | ZG | 12
5TJ4150-6 |  | SINOPLUS, Miniature Circuit Breaker 240/415V 10kA, 1-pole B, 50 A | 84 | 1 | ZG | 12
5TJ4150-7 |  | SINOPLUS, Miniature Circuit Breaker 240/415V 10kA, 1-pole C, 50 A | 84 | 1 | ZG | 12
5TJ4163-4 |  | SINOPLUS, Miniature Circuit Breaker 240/415V, 10kA, 1-pole, C, 63A, Dual standard | 88.1 | 1 | ZG | 12
5TJ4163-6 |  | SINOPLUS, Miniature Circuit Breaker 240/415V 10kA, 1-pole B, 63 A | 84 | 1 | ZG | 12
5TJ4163-7 |  | SINOPLUS, Miniature Circuit Breaker 240/415V 10kA, 1-pole C, 63 A | 84 | 1 | ZG | 12
5TJ4206-4 |  | SINOPLUS, Miniature Circuit Breaker 240/415V, 10kA, 2-pole, C, 6A, Dual standard | 194 | 1 | ZG | 6
5TJ4206-6 |  | SINOPLUS, Miniature Circuit Breaker 415V 10kA, 2-pole B, 6 A | 185 | 1 | ZG | 6
5TJ4206-7 |  | SINOPLUS, Miniature Circuit Breaker 415V 10kA, 2-pole C, 6 A | 185 | 1 | ZG | 6
5TJ4208-4 |  | SINOPLUS, Miniature Circuit Breaker 240/415V, 10kA, 2-pole, C, 8A, Dual standard | 194 | 1 | ZG | 6
5TJ4208-6 |  | SINOPLUS, Miniature Circuit Breaker 415V 10kA, 2-pole B, 8 A | 185 | 1 | ZG | 6
5TJ4208-7 |  | SINOPLUS, Miniature Circuit Breaker 415V 10kA, 2-pole C, 8 A | 185 | 1 | ZG | 6
5TJ4210-4 |  | SINOPLUS, Miniature Circuit Breaker 240/415V, 10kA, 2-pole, C, 10A, Dual standard | 194 | 1 | ZG | 6
5TJ4210-6 |  | SINOPLUS, Miniature Circuit Breaker 415V 10kA, 2-pole B, 10 A | 185 | 1 | ZG | 6
5TJ4210-7 |  | SINOPLUS, Miniature Circuit Breaker 415V 10kA, 2-pole C, 10 A | 185 | 1 | ZG | 6
5TJ4213-4 |  | SINOPLUS, Miniature Circuit Breaker 240/415V, 10kA, 2-pole, C, 13A, Dual standard | 194 | 1 | ZG | 6
5TJ4213-6 |  | SINOPLUS, Miniature Circuit Breaker 415V 10kA, 2-pole B, 13 A | 185 | 1 | ZG | 6
5TJ4213-7 |  | SINOPLUS, Miniature Circuit Breaker 415V 10kA, 2-pole C, 13 A | 185 | 1 | ZG | 6
5TJ4216-4 |  | SINOPLUS, Miniature Circuit Breaker 240/415V, 10kA, 2-pole, C, 16A, Dual standard | 194 | 1 | ZG | 6
5TJ4216-6 |  | SINOPLUS, Miniature Circuit Breaker 415V 10kA, 2-pole B, 16 A | 185 | 1 | ZG | 6
5TJ4216-7 |  | SINOPLUS, Miniature Circuit Breaker 415V 10kA, 2-pole C, 16 A | 185 | 1 | ZG | 6
5TJ4220-4 |  | SINOPLUS, Miniature Circuit Breaker 240/415V, 10kA, 2-pole, C, 20A, Dual standard | 194 | 1 | ZG | 6
5TJ4220-6 |  | SINOPLUS, Miniature Circuit Breaker 415V 10kA, 2-pole B, 20 A | 185 | 1 | ZG | 6
5TJ4220-7 |  | SINOPLUS, Miniature Circuit Breaker 415V 10kA, 2-pole C, 20 A | 185 | 1 | ZG | 6
5TJ4225-4 |  | SINOPLUS, Miniature Circuit Breaker 240/415V, 10kA, 2-pole, C, 25A, Dual standard | 194 | 1 | ZG | 6
5TJ4225-6 |  | SINOPLUS, Miniature Circuit Breaker 415V 10kA, 2-pole B, 25 A | 185 | 1 | ZG | 6
5TJ4225-7 |  | SINOPLUS, Miniature Circuit Breaker 415V 10kA, 2-pole C, 25 A | 185 | 1 | ZG | 6
5TJ4232-4 |  | SINOPLUS, Miniature Circuit Breaker 240/415V, 10kA, 2-pole, C, 32A, Dual standard | 194 | 1 | ZG | 6
5TJ4232-6 |  | SINOPLUS, Miniature Circuit Breaker 415V 10kA, 2-pole B, 32 A | 185 | 1 | ZG | 6
5TJ4232-7 |  | SINOPLUS, Miniature Circuit Breaker 415V 10kA, 2-pole C, 32 A | 185 | 1 | ZG | 6
5TJ4240-4 |  | SINOPLUS, Miniature Circuit Breaker 240/415V, 10kA, 2-pole, C, 40A, Dual standard | 235 | 1 | ZG | 6
5TJ4240-6 |  | SINOPLUS, Miniature Circuit Breaker 415V 10kA, 2-pole B, 40 A | 223 | 1 | ZG | 6
5TJ4240-7 |  | SINOPLUS, Miniature Circuit Breaker 415V 10kA, 2-pole C, 40 A | 223 | 1 | ZG | 6
5TJ4250-4 |  | SINOPLUS, Miniature Circuit Breaker 240/415V, 10kA, 2-pole, C, 50A, Dual standard | 246 | 1 | ZG | 6
5TJ4250-6 |  | SINOPLUS, Miniature Circuit Breaker 415V 10kA, 2-pole B, 50 A | 233 | 1 | ZG | 6
5TJ4250-7 |  | SINOPLUS, Miniature Circuit Breaker 415V 10kA, 2-pole C, 50 A | 233 | 1 | ZG | 6
5TJ4263-4 |  | SINOPLUS, Miniature Circuit Breaker 240/415V, 10kA, 2-pole, C, 63A, Dual standard | 246 | 1 | ZG | 6
5TJ4263-6 |  | SINOPLUS, Miniature Circuit Breaker 415V 10kA, 2-pole B, 63 A | 233 | 1 | ZG | 6
5TJ4263-7 |  | SINOPLUS, Miniature Circuit Breaker 415V 10kA, 2-pole C, 63 A | 233 | 1 | ZG | 6
5TJ4306-4 |  | SINOPLUS, Miniature Circuit Breaker 240/415V, 10kA, 3-pole, C, 6A, Dual standard | 276 | 1 | ZG | 4
5TJ4306-6 |  | SINOPLUS, Miniature Circuit Breaker 415V 10kA, 3-pole B, 6 A | 263 | 1 | ZG | 4
5TJ4306-7 |  | SINOPLUS, Miniature Circuit Breaker 415V 10kA, 3-pole C, 6 A | 263 | 1 | ZG | 4
5TJ4308-4 |  | SINOPLUS, Miniature Circuit Breaker 240/415V, 10kA, 3-pole, C, 8A, Dual standard | 276 | 1 | ZG | 4
5TJ4308-6 |  | SINOPLUS, Miniature Circuit Breaker 415V 10kA, 3-pole B, 8 A | 263 | 1 | ZG | 4
5TJ4308-7 |  | SINOPLUS, Miniature Circuit Breaker 415V 10kA, 3-pole C, 8 A | 263 | 1 | ZG | 4
5TJ4310-4 |  | SINOPLUS, Miniature Circuit Breaker 240/415V, 10kA, 3-pole, C, 10A, Dual standard | 276 | 1 | ZG | 4
5TJ4310-6 |  | SINOPLUS, Miniature Circuit Breaker 415V 10kA, 3-pole B, 10 A | 263 | 1 | ZG | 4
5TJ4310-7 |  | SINOPLUS, Miniature Circuit Breaker 415V 10kA, 3-pole C, 10 A | 263 | 1 | ZG | 4
5TJ4313-4 |  | SINOPLUS, Miniature Circuit Breaker 240/415V, 10kA, 3-pole, C, 13A, Dual standard | 276 | 1 | ZG | 4
5TJ4313-6 |  | SINOPLUS, Miniature Circuit Breaker 415V 10kA, 3-pole B, 13 A | 263 | 1 | ZG | 4
5TJ4313-7 |  | SINOPLUS, Miniature Circuit Breaker 415V 10kA, 3-pole C, 13 A | 263 | 1 | ZG | 4
5TJ4316-4 |  | SINOPLUS, Miniature Circuit Breaker 240/415V, 10kA, 3-pole, C, 16A, Dual standard | 276 | 1 | ZG | 4
5TJ4316-6 |  | SINOPLUS, Miniature Circuit Breaker 415V 10kA, 3-pole B, 16 A | 263 | 1 | ZG | 4
5TJ4316-7 |  | SINOPLUS, Miniature Circuit Breaker 415V 10kA, 3-pole C, 16 A | 263 | 1 | ZG | 4
5TJ4320-4 |  | SINOPLUS, Miniature Circuit Breaker 240/415V, 10kA, 3-pole, C, 20A, Dual standard | 276 | 1 | ZG | 4
5TJ4320-6 |  | SINOPLUS, Miniature Circuit Breaker 415V 10kA, 3-pole B, 20 A | 263 | 1 | ZG | 4
5TJ4320-7 |  | SINOPLUS, Miniature Circuit Breaker 415V 10kA, 3-pole C, 20 A | 263 | 1 | ZG | 4
5TJ4325-4 |  | SINOPLUS, Miniature Circuit Breaker 240/415V, 10kA, 3-pole, C, 25A, Dual standard | 276 | 1 | ZG | 4
5TJ4325-6 |  | SINOPLUS, Miniature Circuit Breaker 415V 10kA, 3-pole B, 25 A | 263 | 1 | ZG | 4
5TJ4325-7 |  | SINOPLUS, Miniature Circuit Breaker 415V 10kA, 3-pole C, 25 A | 263 | 1 | ZG | 4
5TJ4332-4 |  | SINOPLUS, Miniature Circuit Breaker 240/415V, 10kA, 3-pole, C, 32A, Dual standard | 276 | 1 | ZG | 4
5TJ4332-6 |  | SINOPLUS, Miniature Circuit Breaker 415V 10kA, 3-pole B, 32 A | 263 | 1 | ZG | 4
5TJ4332-7 |  | SINOPLUS, Miniature Circuit Breaker 415V 10kA, 3-pole C, 32 A | 263 | 1 | ZG | 4
5TJ4340-4 |  | SINOPLUS, Miniature Circuit Breaker 240/415V, 10kA, 3-pole, C, 40A, Dual standard | 333 | 1 | ZG | 4
5TJ4340-6 |  | SINOPLUS, Miniature Circuit Breaker 415V 10kA, 3-pole B, 40 A | 316 | 1 | ZG | 4
5TJ4340-7 |  | SINOPLUS, Miniature Circuit Breaker 415V 10kA, 3-pole C, 40 A | 316 | 1 | ZG | 4
5TJ4350-4 |  | SINOPLUS, Miniature Circuit Breaker 240/415V, 10kA, 3-pole, C, 50A, Dual standard | 351 | 1 | ZG | 4
5TJ4350-6 |  | SINOPLUS, Miniature Circuit Breaker 415V 10kA, 3-pole B, 50 A | 333 | 1 | ZG | 4
5TJ4350-7 |  | SINOPLUS, Miniature Circuit Breaker 415V 10kA, 3-pole C, 50 A | 333 | 1 | ZG | 4
5TJ4363-4 |  | SINOPLUS, Miniature Circuit Breaker 240/415V, 10kA, 3-pole, C, 63A, Dual standard | 351 | 1 | ZG | 4
5TJ4363-6 |  | SINOPLUS, Miniature Circuit Breaker 415V 10kA, 3-pole B, 63 A | 333 | 1 | ZG | 4
5TJ4363-7 |  | SINOPLUS, Miniature Circuit Breaker 415V 10kA, 3-pole C, 63 A | 333 | 1 | ZG | 4
5TJ4406-4 |  | SINOPLUS, Miniature Circuit Breaker 240/415V, 10kA, 4-pole, C, 6A, Dual standard | 392 | 1 | ZG | 3
5TJ4406-6 |  | SINOPLUS, Miniature Circuit Breaker 415V 10kA, 4-pole B, 6 A | 371 | 1 | ZG | 3
5TJ4406-7 |  | SINOPLUS, Miniature Circuit Breaker 415V 10kA, 4-pole C, 6 A | 371 | 1 | ZG | 3
5TJ4408-4 |  | SINOPLUS, Miniature Circuit Breaker 240/415V, 10kA, 4-pole, C, 8A, Dual standard | 392 | 1 | ZG | 3
5TJ4408-6 |  | SINOPLUS, Miniature Circuit Breaker 415V 10kA, 4-pole B, 8 A | 371 | 1 | ZG | 3
5TJ4408-7 |  | SINOPLUS, Miniature Circuit Breaker 415V 10kA, 4-pole C, 8 A | 371 | 1 | ZG | 3
5TJ4410-4 |  | SINOPLUS, Miniature Circuit Breaker 240/415V, 10kA, 4-pole, C, 10A, Dual standard | 392 | 1 | ZG | 3
5TJ4410-6 |  | SINOPLUS, Miniature Circuit Breaker 415V 10kA, 4-pole B, 10 A | 371 | 1 | ZG | 3
5TJ4410-7 |  | SINOPLUS, Miniature Circuit Breaker 415V 10kA, 4-pole C, 10 A | 371 | 1 | ZG | 3
5TJ4413-4 |  | SINOPLUS, Miniature Circuit Breaker 240/415V, 10kA, 4-pole, C, 13A, Dual standard | 392 | 1 | ZG | 3
5TJ4413-6 |  | SINOPLUS, Miniature Circuit Breaker 415V 10kA, 4-pole B, 13 A | 371 | 1 | ZG | 3
5TJ4413-7 |  | SINOPLUS, Miniature Circuit Breaker 415V 10kA, 4-pole C, 13 A | 371 | 1 | ZG | 3
5TJ4416-4 |  | SINOPLUS, Miniature Circuit Breaker 240/415V, 10kA, 4-pole, C, 16A, Dual standard | 392 | 1 | ZG | 3
5TJ4416-6 |  | SINOPLUS, Miniature Circuit Breaker 415V 10kA, 4-pole B, 16 A | 371 | 1 | ZG | 3
5TJ4416-7 |  | SINOPLUS, Miniature Circuit Breaker 415V 10kA, 4-pole C, 16 A | 371 | 1 | ZG | 3
5TJ4420-4 |  | SINOPLUS, Miniature Circuit Breaker 240/415V, 10kA, 4-pole, C, 20A, Dual standard | 392 | 1 | ZG | 3
5TJ4420-6 |  | SINOPLUS, Miniature Circuit Breaker 415V 10kA, 4-pole B, 20 A | 371 | 1 | ZG | 3
5TJ4420-7 |  | SINOPLUS, Miniature Circuit Breaker 415V 10kA, 4-pole C, 20 A | 371 | 1 | ZG | 3
5TJ4425-4 |  | SINOPLUS, Miniature Circuit Breaker 240/415V, 10kA, 4-pole, C, 25A, Dual standard | 392 | 1 | ZG | 3
5TJ4425-6 |  | SINOPLUS, Miniature Circuit Breaker 415V 10kA, 4-pole B, 25 A | 371 | 1 | ZG | 3
5TJ4425-7 |  | SINOPLUS, Miniature Circuit Breaker 415V 10kA, 4-pole C, 25 A | 371 | 1 | ZG | 3
5TJ4432-4 |  | SINOPLUS, Miniature Circuit Breaker 240/415V, 10kA, 4-pole, C, 32A, Dual standard | 392 | 1 | ZG | 3
5TJ4432-6 |  | SINOPLUS, Miniature Circuit Breaker 415V 10kA, 4-pole B, 32 A | 371 | 1 | ZG | 3
5TJ4432-7 |  | SINOPLUS, Miniature Circuit Breaker 415V 10kA, 4-pole C, 32 A | 371 | 1 | ZG | 3
5TJ4440-4 |  | SINOPLUS, Miniature Circuit Breaker 240/415V, 10kA, 4-pole, C, 40A, Dual standard | 466 | 1 | ZG | 3
5TJ4440-6 |  | SINOPLUS, Miniature Circuit Breaker 415V 10kA, 4-pole B, 40 A | 442 | 1 | ZG | 3
5TJ4440-7 |  | SINOPLUS, Miniature Circuit Breaker 415V 10kA, 4-pole C, 40 A | 442 | 1 | ZG | 3
5TJ4450-4 |  | SINOPLUS, Miniature Circuit Breaker 240/415V, 10kA, 4-pole, C, 50A, Dual standard | 493 | 1 | ZG | 3
5TJ4450-6 |  | SINOPLUS, Miniature Circuit Breaker 415V 10kA, 4-pole B, 50 A | 470 | 1 | ZG | 3
5TJ4450-7 |  | SINOPLUS, Miniature Circuit Breaker 415V 10kA, 4-pole C, 50 A | 470 | 1 | ZG | 3
5TJ4463-4 |  | SINOPLUS, Miniature Circuit Breaker 240/415V, 10kA, 4-pole, C, 63A, Dual standard | 493 | 1 | ZG | 3
5TJ4463-6 |  | SINOPLUS, Miniature Circuit Breaker 415V 10kA, 4-pole B, 63 A | 470 | 1 | ZG | 3
5TJ4463-7 |  | SINOPLUS, Miniature Circuit Breaker 415V 10kA, 4-pole C, 63 A | 470 | 1 | ZG | 3
5TJ6106-4 |  | SINOPLUS, Miniature Circuit Breaker 240/415V, 6kA, 1-pole, C, 6A, Dual standard | 60.6 | 1 | ZG | 12
5TJ6106-6 |  | SINOPLUS, Miniature Circuit Breaker 240/415V 6kA, 1-pole B, 6 A | 57.8 | 1 | ZG | 12
5TJ6106-7 |  | SINOPLUS, Miniature Circuit Breaker 240/415V 6kA, 1-pole C, 6 A | 57.8 | 1 | ZG | 12
5TJ6108-4 |  | SINOPLUS, Miniature Circuit Breaker 240/415V, 6kA, 1-pole, C, 8A, Dual standard | 60.6 | 1 | ZG | 12
5TJ6108-6 |  | SINOPLUS, Miniature Circuit Breaker 240/415V 6kA, 1-pole B, 8 A | 57.8 | 1 | ZG | 12
5TJ6108-7 |  | SINOPLUS, Miniature Circuit Breaker 240/415V 6kA, 1-pole C, 8 A | 57.8 | 1 | ZG | 12
5TJ6110-4 |  | SINOPLUS, Miniature Circuit Breaker 240/415V, 6kA, 1-pole, C, 10A, Dual standard | 60.6 | 1 | ZG | 12
5TJ6110-6 |  | SINOPLUS, Miniature Circuit Breaker 240/415V 6kA, 1-pole B, 10 A | 57.8 | 1 | ZG | 12
5TJ6110-7 |  | SINOPLUS, Miniature Circuit Breaker 240/415V 6kA, 1-pole C, 10 A | 57.8 | 1 | ZG | 12
5TJ6113-4 |  | SINOPLUS, Miniature Circuit Breaker 240/415V, 6kA, 1-pole, C, 13A, Dual standard | 60.6 | 1 | ZG | 12
5TJ6113-6 |  | SINOPLUS, Miniature Circuit Breaker 240/415V 6kA, 1-pole B, 13 A | 57.8 | 1 | ZG | 12
5TJ6113-7 |  | SINOPLUS, Miniature Circuit Breaker 240/415V 6kA, 1-pole C, 13 A | 57.8 | 1 | ZG | 12
5TJ6116-4 |  | SINOPLUS, Miniature Circuit Breaker 240/415V, 6kA, 1-pole, C, 16A, Dual standard | 60.6 | 1 | ZG | 12
5TJ6116-6 |  | SINOPLUS, Miniature Circuit Breaker 240/415V 6kA, 1-pole B, 16 A | 57.8 | 1 | ZG | 12
5TJ6116-7 |  | SINOPLUS, Miniature Circuit Breaker 240/415V 6kA, 1-pole C, 16 A | 57.8 | 1 | ZG | 12
5TJ6120-4 |  | SINOPLUS, Miniature Circuit Breaker 240/415V, 6kA, 1-pole, C, 20A, Dual standard | 60.6 | 1 | ZG | 12
5TJ6120-6 |  | SINOPLUS, Miniature Circuit Breaker 240/415V 6kA, 1-pole B, 20 A | 57.8 | 1 | ZG | 12
5TJ6120-7 |  | SINOPLUS, Miniature Circuit Breaker 240/415V 6kA, 1-pole C, 20 A | 57.8 | 1 | ZG | 12
5TJ6125-4 |  | SINOPLUS, Miniature Circuit Breaker 240/415V, 6kA, 1-pole, C, 25A, Dual standard | 60.6 | 1 | ZG | 12
5TJ6125-6 |  | SINOPLUS, Miniature Circuit Breaker 240/415V 6kA, 1-pole B, 25 A | 57.8 | 1 | ZG | 12
5TJ6125-7 |  | SINOPLUS, Miniature Circuit Breaker 240/415V 6kA, 1-pole C, 25 A | 57.8 | 1 | ZG | 12
5TJ6132-4 |  | SINOPLUS, Miniature Circuit Breaker 240/415V, 6kA, 1-pole, C, 32A, Dual standard | 60.6 | 1 | ZG | 12
5TJ6132-6 |  | SINOPLUS, Miniature Circuit Breaker 240/415V 6kA, 1-pole B, 32 A | 57.8 | 1 | ZG | 12
5TJ6132-7 |  | SINOPLUS, Miniature Circuit Breaker 240/415V 6kA, 1-pole C, 32 A | 57.8 | 1 | ZG | 12
5TJ6140-4 |  | SINOPLUS, Miniature Circuit Breaker 240/415V, 6kA, 1-pole, C, 40A, Dual standard | 74.3 | 1 | ZG | 12
5TJ6140-6 |  | SINOPLUS, Miniature Circuit Breaker 240/415V 6kA, 1-pole B, 40 A | 70.7 | 1 | ZG | 12
5TJ6140-7 |  | SINOPLUS, Miniature Circuit Breaker 240/415V 6kA, 1-pole C, 40 A | 70.7 | 1 | ZG | 12
5TJ6150-4 |  | SINOPLUS, Miniature Circuit Breaker 240/415V, 6kA, 1-pole, C, 50A, Dual standard | 81.4 | 1 | ZG | 12
5TJ6150-6 |  | SINOPLUS, Miniature Circuit Breaker 240/415V 6kA, 1-pole B, 50 A | 77.6 | 1 | ZG | 12
5TJ6150-7 |  | SINOPLUS, Miniature Circuit Breaker 240/415V 6kA, 1-pole C, 50 A | 77.6 | 1 | ZG | 12
5TJ6163-4 |  | SINOPLUS, Miniature Circuit Breaker 240/415V, 6kA, 1-pole, C, 63A, Dual standard | 81.4 | 1 | ZG | 12
5TJ6163-6 |  | SINOPLUS, Miniature Circuit Breaker 240/415V 6kA, 1-pole B, 63 A | 77.6 | 1 | ZG | 12
5TJ6163-7 |  | SINOPLUS, Miniature Circuit Breaker 240/415V 6kA, 1-pole C, 63 A | 77.6 | 1 | ZG | 12
5TJ6206-4 |  | SINOPLUS, Miniature Circuit Breaker 240/415V, 6kA, 2-pole, C, 6A, Dual standard | 172 | 1 | ZG | 6
5TJ6206-6 |  | SINOPLUS, Miniature Circuit Breaker 415V 6kA, 2-pole B, 6 A | 164 | 1 | ZG | 6
5TJ6206-7 |  | SINOPLUS, Miniature Circuit Breaker 415V 6kA, 2-pole C, 6 A | 164 | 1 | ZG | 6
5TJ6208-4 |  | SINOPLUS, Miniature Circuit Breaker 240/415V, 6kA, 2-pole, C, 8A, Dual standard | 172 | 1 | ZG | 6
5TJ6208-6 |  | SINOPLUS, Miniature Circuit Breaker 415V 6kA, 2-pole B, 8 A | 164 | 1 | ZG | 6
5TJ6208-7 |  | SINOPLUS, Miniature Circuit Breaker 415V 6kA, 2-pole C, 8 A | 164 | 1 | ZG | 6
5TJ6210-4 |  | SINOPLUS, Miniature Circuit Breaker 240/415V, 6kA, 2-pole, C, 10A, Dual standard | 172 | 1 | ZG | 6
5TJ6210-6 |  | SINOPLUS, Miniature Circuit Breaker 415V 6kA, 2-pole B, 10 A | 164 | 1 | ZG | 6
5TJ6210-7 |  | SINOPLUS, Miniature Circuit Breaker 415V 6kA, 2-pole C, 10 A | 164 | 1 | ZG | 6
5TJ6213-4 |  | SINOPLUS, Miniature Circuit Breaker 240/415V, 6kA, 2-pole, C, 13A, Dual standard | 172 | 1 | ZG | 6
5TJ6213-6 |  | SINOPLUS, Miniature Circuit Breaker 415V 6kA, 2-pole B, 13 A | 164 | 1 | ZG | 6
5TJ6213-7 |  | SINOPLUS, Miniature Circuit Breaker 415V 6kA, 2-pole C, 13 A | 164 | 1 | ZG | 6
5TJ6216-4 |  | SINOPLUS, Miniature Circuit Breaker 240/415V, 6kA, 2-pole, C, 16A, Dual standard | 172 | 1 | ZG | 6
5TJ6216-6 |  | SINOPLUS, Miniature Circuit Breaker 415V 6kA, 2-pole B, 16 A | 164 | 1 | ZG | 6
5TJ6216-7 |  | SINOPLUS, Miniature Circuit Breaker 415V 6kA, 2-pole C, 16 A | 164 | 1 | ZG | 6
5TJ6220-4 |  | SINOPLUS, Miniature Circuit Breaker 240/415V, 6kA, 2-pole, C, 20A, Dual standard | 172 | 1 | ZG | 6
5TJ6220-6 |  | SINOPLUS, Miniature Circuit Breaker 415V 6kA, 2-pole B, 20 A | 164 | 1 | ZG | 6
5TJ6220-7 |  | SINOPLUS, Miniature Circuit Breaker 415V 6kA, 2-pole C, 20 A | 164 | 1 | ZG | 6
5TJ6225-4 |  | SINOPLUS, Miniature Circuit Breaker 240/415V, 6kA, 2-pole, C, 25A, Dual standard | 172 | 1 | ZG | 6
5TJ6225-6 |  | SINOPLUS, Miniature Circuit Breaker 415V 6kA, 2-pole B, 25 A | 164 | 1 | ZG | 6
5TJ6225-7 |  | SINOPLUS, Miniature Circuit Breaker 415V 6kA, 2-pole C, 25 A | 164 | 1 | ZG | 6
5TJ6232-4 |  | SINOPLUS, Miniature Circuit Breaker 240/415V, 6kA, 2-pole, C, 32A, Dual standard | 172 | 1 | ZG | 6
5TJ6232-6 |  | SINOPLUS, Miniature Circuit Breaker 415V 6kA, 2-pole B, 32 A | 164 | 1 | ZG | 6
5TJ6232-7 |  | SINOPLUS, Miniature Circuit Breaker 415V 6kA, 2-pole C, 32 A | 164 | 1 | ZG | 6
5TJ6240-4 |  | SINOPLUS, Miniature Circuit Breaker 240/415V, 6kA, 2-pole, C, 40A, Dual standard | 211 | 1 | ZG | 6
5TJ6240-6 |  | SINOPLUS, Miniature Circuit Breaker 415V 6kA, 2-pole B, 40 A | 200 | 1 | ZG | 6
5TJ6240-7 |  | SINOPLUS, Miniature Circuit Breaker 415V 6kA, 2-pole C, 40 A | 200 | 1 | ZG | 6
5TJ6250-4 |  | SINOPLUS, Miniature Circuit Breaker 240/415V, 6kA, 2-pole, C, 50A, Dual standard | 228 | 1 | ZG | 6
5TJ6250-6 |  | SINOPLUS, Miniature Circuit Breaker 415V 6kA, 2-pole B, 50 A | 216 | 1 | ZG | 6
5TJ6250-7 |  | SINOPLUS, Miniature Circuit Breaker 415V 6kA, 2-pole C, 50 A | 216 | 1 | ZG | 6
5TJ6263-4 |  | SINOPLUS, Miniature Circuit Breaker 240/415V, 6kA, 2-pole, C, 63A, Dual standard | 228 | 1 | ZG | 6
5TJ6263-6 |  | SINOPLUS, Miniature Circuit Breaker 415V 6kA, 2-pole B, 63 A | 216 | 1 | ZG | 6
5TJ6263-7 |  | SINOPLUS, Miniature Circuit Breaker 415V 6kA, 2-pole C, 63 A | 216 | 1 | ZG | 6
5TJ6306-4 |  | SINOPLUS, Miniature Circuit Breaker 240/415V, 6kA, 3-pole, C, 6A, Dual standard | 246 | 1 | ZG | 4
5TJ6306-6 |  | SINOPLUS, Miniature Circuit Breaker 415V 6kA, 3-pole B, 6 A | 233 | 1 | ZG | 4
5TJ6306-7 |  | SINOPLUS, Miniature Circuit Breaker 415V 6kA, 3-pole C, 6 A | 233 | 1 | ZG | 4
5TJ6308-4 |  | SINOPLUS, Miniature Circuit Breaker 240/415V, 6kA, 3-pole, C, 8A, Dual standard | 246 | 1 | ZG | 4
5TJ6308-6 |  | SINOPLUS, Miniature Circuit Breaker 415V 6kA, 3-pole B, 8 A | 233 | 1 | ZG | 4
5TJ6308-7 |  | SINOPLUS, Miniature Circuit Breaker 415V 6kA, 3-pole C, 8 A | 233 | 1 | ZG | 4
5TJ6310-4 |  | SINOPLUS, Miniature Circuit Breaker 240/415V, 6kA, 3-pole, C, 10A, Dual standard | 246 | 1 | ZG | 4
5TJ6310-6 |  | SINOPLUS, Miniature Circuit Breaker 415V 6kA, 3-pole B, 10 A | 233 | 1 | ZG | 4
5TJ6310-7 |  | SINOPLUS, Miniature Circuit Breaker 415V 6kA, 3-pole C, 10 A | 233 | 1 | ZG | 4
5TJ6313-4 |  | SINOPLUS, Miniature Circuit Breaker 240/415V, 6kA, 3-pole, C, 13A, Dual standard | 246 | 1 | ZG | 4
5TJ6313-6 |  | SINOPLUS, Miniature Circuit Breaker 415V 6kA, 3-pole B, 13 A | 233 | 1 | ZG | 4
5TJ6313-7 |  | SINOPLUS, Miniature Circuit Breaker 415V 6kA, 3-pole C, 13 A | 233 | 1 | ZG | 4
5TJ6316-4 |  | SINOPLUS, Miniature Circuit Breaker 240/415V, 6kA, 3-pole, C, 16A, Dual standard | 246 | 1 | ZG | 4
5TJ6316-6 |  | SINOPLUS, Miniature Circuit Breaker 415V 6kA, 3-pole B, 16 A | 233 | 1 | ZG | 4
5TJ6316-7 |  | SINOPLUS, Miniature Circuit Breaker 415V 6kA, 3-pole C, 16 A | 233 | 1 | ZG | 4
5TJ6320-4 |  | SINOPLUS, Miniature Circuit Breaker 240/415V, 6kA, 3-pole, C, 20A, Dual standard | 246 | 1 | ZG | 4
5TJ6320-6 |  | SINOPLUS, Miniature Circuit Breaker 415V 6kA, 3-pole B, 20 A | 233 | 1 | ZG | 4
5TJ6320-7 |  | SINOPLUS, Miniature Circuit Breaker 415V 6kA, 3-pole C, 20 A | 233 | 1 | ZG | 4
5TJ6325-4 |  | SINOPLUS, Miniature Circuit Breaker 240/415V, 6kA, 3-pole, C, 25A, Dual standard | 246 | 1 | ZG | 4
5TJ6325-6 |  | SINOPLUS, Miniature Circuit Breaker 415V 6kA, 3-pole B, 25 A | 233 | 1 | ZG | 4
5TJ6325-7 |  | SINOPLUS, Miniature Circuit Breaker 415V 6kA, 3-pole C, 25 A | 233 | 1 | ZG | 4
5TJ6332-4 |  | SINOPLUS, Miniature Circuit Breaker 240/415V, 6kA, 3-pole, C, 32A, Dual standard | 246 | 1 | ZG | 4
5TJ6332-6 |  | SINOPLUS, Miniature Circuit Breaker 415V 6kA, 3-pole B, 32 A | 233 | 1 | ZG | 4
5TJ6332-7 |  | SINOPLUS, Miniature Circuit Breaker 415V 6kA, 3-pole C, 32 A | 233 | 1 | ZG | 4
5TJ6340-4 |  | SINOPLUS, Miniature Circuit Breaker 240/415V, 6kA, 3-pole, C, 40A, Dual standard | 298 | 1 | ZG | 4
5TJ6340-6 |  | SINOPLUS, Miniature Circuit Breaker 415V 6kA, 3-pole B, 40 A | 285 | 1 | ZG | 4
5TJ6340-7 |  | SINOPLUS, Miniature Circuit Breaker 415V 6kA, 3-pole C, 40 A | 285 | 1 | ZG | 4
5TJ6350-4 |  | SINOPLUS, Miniature Circuit Breaker 240/415V, 6kA, 3-pole, C, 50A, Dual standard | 324 | 1 | ZG | 4
5TJ6350-6 |  | SINOPLUS, Miniature Circuit Breaker 415V 6kA, 3-pole B, 50 A | 309 | 1 | ZG | 4
5TJ6350-7 |  | SINOPLUS, Miniature Circuit Breaker 415V 6kA, 3-pole C, 50 A | 309 | 1 | ZG | 4
5TJ6363-4 |  | SINOPLUS, Miniature Circuit Breaker 240/415V, 6kA, 3-pole, C, 63A, Dual standard | 324 | 1 | ZG | 4
5TJ6363-6 |  | SINOPLUS, Miniature Circuit Breaker 415V 6kA, 3-pole B, 63 A | 309 | 1 | ZG | 4
5TJ6363-7 |  | SINOPLUS, Miniature Circuit Breaker 415V 6kA, 3-pole C, 63 A | 309 | 1 | ZG | 4
5TJ6406-4 |  | SINOPLUS, Miniature Circuit Breaker 240/415V, 6kA, 4-pole, C, 6A, Dual standard | 344 | 1 | ZG | 3
5TJ6406-6 |  | SINOPLUS, Miniature Circuit Breaker 415V 6kA, 4-pole B, 6 A | 325 | 1 | ZG | 3
5TJ6406-7 |  | SINOPLUS, Miniature Circuit Breaker 415V 6kA, 4-pole C, 6 A | 325 | 1 | ZG | 3
5TJ6408-4 |  | SINOPLUS, Miniature Circuit Breaker 240/415V, 6kA, 4-pole, C, 8A, Dual standard | 344 | 1 | ZG | 3
5TJ6408-6 |  | SINOPLUS, Miniature Circuit Breaker 415V 6kA, 4-pole B, 8 A | 325 | 1 | ZG | 3
5TJ6408-7 |  | SINOPLUS, Miniature Circuit Breaker 415V 6kA, 4-pole C, 8 A | 325 | 1 | ZG | 3
5TJ6410-4 |  | SINOPLUS, Miniature Circuit Breaker 240/415V, 6kA, 4-pole, C, 10A, Dual standard | 344 | 1 | ZG | 3
5TJ6410-6 |  | SINOPLUS, Miniature Circuit Breaker 415V 6kA, 4-pole B, 10 A | 325 | 1 | ZG | 3
5TJ6410-7 |  | SINOPLUS, Miniature Circuit Breaker 415V 6kA, 4-pole C, 10 A | 325 | 1 | ZG | 3
5TJ6413-4 |  | SINOPLUS, Miniature Circuit Breaker 240/415V, 6kA, 4-pole, C, 13A, Dual standard | 344 | 1 | ZG | 3
5TJ6413-6 |  | SINOPLUS, Miniature Circuit Breaker 415V 6kA, 4-pole B, 13 A | 325 | 1 | ZG | 3
5TJ6413-7 |  | SINOPLUS, Miniature Circuit Breaker 415V 6kA, 4-pole C, 13 A | 325 | 1 | ZG | 3
5TJ6416-4 |  | SINOPLUS, Miniature Circuit Breaker 240/415V, 6kA, 4-pole, C, 16A, Dual standard | 344 | 1 | ZG | 3
5TJ6416-6 |  | SINOPLUS, Miniature Circuit Breaker 415V 6kA, 4-pole B, 16 A | 325 | 1 | ZG | 3
5TJ6416-7 |  | SINOPLUS, Miniature Circuit Breaker 415V 6kA, 4-pole C, 16 A | 325 | 1 | ZG | 3
5TJ6420-4 |  | SINOPLUS, Miniature Circuit Breaker 240/415V, 6kA, 4-pole, C, 20A, Dual standard | 344 | 1 | ZG | 3
5TJ6420-6 |  | SINOPLUS, Miniature Circuit Breaker 415V 6kA, 4-pole B, 20 A | 325 | 1 | ZG | 3
5TJ6420-7 |  | SINOPLUS, Miniature Circuit Breaker 415V 6kA, 4-pole C, 20 A | 325 | 1 | ZG | 3
5TJ6425-4 |  | SINOPLUS, Miniature Circuit Breaker 240/415V, 6kA, 4-pole, C, 25A, Dual standard | 344 | 1 | ZG | 3
5TJ6425-6 |  | SINOPLUS, Miniature Circuit Breaker 415V 6kA, 4-pole B, 25 A | 325 | 1 | ZG | 3
5TJ6425-7 |  | SINOPLUS, Miniature Circuit Breaker 415V 6kA, 4-pole C, 25 A | 325 | 1 | ZG | 3
5TJ6432-4 |  | SINOPLUS, Miniature Circuit Breaker 240/415V, 6kA, 4-pole, C, 32A, Dual standard | 344 | 1 | ZG | 3
5TJ6432-6 |  | SINOPLUS, Miniature Circuit Breaker 415V 6kA, 4-pole B, 32 A | 325 | 1 | ZG | 3
5TJ6432-7 |  | SINOPLUS, Miniature Circuit Breaker 415V 6kA, 4-pole C, 32 A | 325 | 1 | ZG | 3
5TJ6440-4 |  | SINOPLUS, Miniature Circuit Breaker 240/415V, 6kA, 4-pole, C, 40A, Dual standard | 416 | 1 | ZG | 3
5TJ6440-6 |  | SINOPLUS, Miniature Circuit Breaker 415V 6kA, 4-pole B, 40 A | 397 | 1 | ZG | 3
5TJ6440-7 |  | SINOPLUS, Miniature Circuit Breaker 415V 6kA, 4-pole C, 40 A | 397 | 1 | ZG | 3
5TJ6450-4 |  | SINOPLUS, Miniature Circuit Breaker 240/415V, 6kA, 4-pole, C, 50A, Dual standard | 456 | 1 | ZG | 3
5TJ6450-6 |  | SINOPLUS, Miniature Circuit Breaker 415V 6kA, 4-pole B, 50 A | 434 | 1 | ZG | 3
5TJ6450-7 |  | SINOPLUS, Miniature Circuit Breaker 415V 6kA, 4-pole C, 50 A | 434 | 1 | ZG | 3
5TJ6463-4 |  | SINOPLUS, Miniature Circuit Breaker 240/415V, 6kA, 4-pole, C, 63A, Dual standard | 456 | 1 | ZG | 3
5TJ6463-6 |  | SINOPLUS, Miniature Circuit Breaker 415V 6kA, 4-pole B, 63 A | 434 | 1 | ZG | 3
5TJ6463-7 |  | SINOPLUS, Miniature Circuit Breaker 415V 6kA, 4-pole C, 63 A | 434 | 1 | ZG | 3
5TJ7311-0 |  | SINOPLUS, Residual Current operated circuit breaker 2-pole, Type AC, In: 16A 30mA, Un AC:240V | 488 | 1 | ZG | 5
5TJ7312-0 |  | SINOPLUS, Residual Current operated circuit breaker 2-pole, Type AC, In: 25A 30mA, Un AC:240V | 473 | 1 | ZG | 5
5TJ7313-0 |  | SINOPLUS, Residual Current operated circuit breaker 2-pole, Type AC, In: 32A 30mA, Un AC:240V | 487 | 1 | ZG | 5
5TJ7314-0 |  | SINOPLUS, Residual Current operated circuit breaker 2-pole, Type AC, In: 40A 30mA, Un AC:240V | 481 | 1 | ZG | 5
5TJ7316-0 |  | SINOPLUS, Residual Current operated circuit breaker 2-pole, Type AC, In: 63A 30mA, Un AC:240V | 541 | 1 | ZG | 5
5TJ7341-0 |  | SINOPLUS, Residual Current operated circuit breaker 4-pole, Type AC, In: 16A 30mA, Un AC:415V | 803 | 1 | ZG | 3
5TJ7342-0 |  | SINOPLUS, Residual Current operated circuit breaker 4-pole, Type AC, In: 25A 30mA, Un AC:415V | 823 | 1 | ZG | 3
5TJ7343-0 |  | SINOPLUS, Residual Current operated circuit breaker 4-pole, Type AC, In: 32A 30mA, Un AC:415V | 808 | 1 | ZG | 3
5TJ7344-0 |  | SINOPLUS, Residual Current operated circuit breaker 4-pole, Type AC, In: 40A 30mA, Un AC:415V | 839 | 1 | ZG | 3
5TJ7346-0 |  | SINOPLUS, Residual Current operated circuit breaker 4-pole, Type AC, In: 63A 30mA, Un AC:415V | 864 | 1 | ZG | 3
5TJ7411-0 |  | SINOPLUS, Residual Current operated circuit breaker 2-pole, Type AC, In: 16A 100mA, Un AC:240V | 494 | 1 | ZG | 5
5TJ7412-0 |  | SINOPLUS, Residual Current operated circuit breaker 2-pole, Type AC, In: 25A 100mA, Un AC:240V | 475 | 1 | ZG | 5
5TJ7413-0 |  | SINOPLUS, Residual Current operated circuit breaker 2-pole, Type AC, In: 32A 100mA, Un AC:240V | 478 | 1 | ZG | 5
5TJ7414-0 |  | SINOPLUS, Residual Current operated circuit breaker 2-pole, Type AC, In: 40A 100mA, Un AC:240V | 481 | 1 | ZG | 5
5TJ7416-0 |  | SINOPLUS, Residual Current operated circuit breaker 2-pole, Type AC, In: 63A 100mA, Un AC:240V | 562 | 1 | ZG | 5
5TJ7441-0 |  | SINOPLUS, Residual Current operated circuit breaker 4-pole, Type AC, In: 16A 100mA, Un AC:415V | 817 | 1 | ZG | 3
5TJ7442-0 |  | SINOPLUS, Residual Current operated circuit breaker 4-pole, Type AC, In: 25A 100mA, Un AC:415V | 832 | 1 | ZG | 3
5TJ7443-0 |  | SINOPLUS, Residual Current operated circuit breaker 4-pole, Type AC, In: 32A 100mA, Un AC:415V | 800 | 1 | ZG | 3
5TJ7444-0 |  | SINOPLUS, Residual Current operated circuit breaker 4-pole, Type AC, In: 40A 100mA, Un AC:415V | 834 | 1 | ZG | 3
5TJ7446-0 |  | SINOPLUS, Residual Current operated circuit breaker 4-pole, Type AC, In: 63A 100mA, Un AC:415V | 868 | 1 | ZG | 3
5TJ7611-0 |  | SINOPLUS, Residual Current operated circuit breaker 2-pole, Type AC, In: 16A 300mA, Un AC:240V | 482 | 1 | ZG | 5
5TJ7612-0 |  | SINOPLUS, Residual Current operated circuit breaker 2-pole, Type AC, In: 25A 300mA, Un AC:240V | 487 | 1 | ZG | 5
5TJ7613-0 |  | SINOPLUS, Residual Current operated circuit breaker 2-pole, Type AC, In: 32A 300mA, Un AC:240V | 481 | 1 | ZG | 5
5TJ7614-0 |  | SINOPLUS, Residual Current operated circuit breaker 2-pole, Type AC, In: 40A 300mA, Un AC:240V | 495 | 1 | ZG | 5
5TJ7616-0 |  | SINOPLUS, Residual Current operated circuit breaker 2-pole, Type AC, In: 63A 300mA, Un AC:240V | 537 | 1 | ZG | 5
5TJ7641-0 |  | SINOPLUS, Residual Current operated circuit breaker 4-pole, Type AC, In: 16A 300mA, Un AC:415V | 805 | 1 | ZG | 3
5TJ7642-0 |  | SINOPLUS, Residual Current operated circuit breaker 4-pole, Type AC, In: 25A 300mA, Un AC:415V | 828 | 1 | ZG | 3
5TJ7643-0 |  | SINOPLUS, Residual Current operated circuit breaker 4-pole, Type AC, In: 32A 300mA, Un AC:415V | 809 | 1 | ZG | 3
5TJ7644-0 |  | SINOPLUS, Residual Current operated circuit breaker 4-pole, Type AC, In: 40A 300mA, Un AC:415V | 834 | 1 | ZG | 3
5TJ7646-0 |  | SINOPLUS, Residual Current operated circuit breaker 4-pole, Type AC, In: 63A 300mA, Un AC:415V | 864 | 1 | ZG | 3
5TL1132-0 |  | switch disconnector, on-off switch 32 A 1-pole | 540 | 1 | ZN | 1
5TL1140-0 |  | switch disconnector, on-off switch 40 A 1-pole | 540 | 1 | ZN | 1
5TL1163-0 |  | switch disconnector, on-off switch 63 A 1-pole | 540 | 1 | ZN | 1
5TL1163-1 |  | switch disconnector, on-off switch 63 A 1-pole, with red handle | 540 | 1 | ZN | 1
5TL1180-0 |  | switch disconnector, on-off switch 80 A 1-pole | 952 | 1 | ZN | 1
5TL1191-0 |  | switch disconnector, on-off switch 100 A 1-pole | 1220 | 1 | ZN | 1
5TL1191-1 |  | switch disconnector, on-off switch 100 A 1-pole, with red handle | 1220 | 1 | ZN | 1
5TL1192-0 |  | switch disconnector, on-off switch 125 A 1-pole | 1490 | 1 | ZN | 1
5TL1192-3 |  | N conductor connector, blue, 1-pole | 985 | 1 | ZN | 1
5TL1192-4 |  | phase connector, gray, 1-pole | 985 | 1 | ZN | 1
5TL1232-0 |  | switch disconnector, on-off switch 32 A 2-pole | 840 | 1 | ZN | 1
5TL1240-0 |  | switch disconnector, on-off switch 40 A 2-pole | 914 | 1 | ZN | 1
5TL1263-0 |  | switch disconnector, on-off switch 63 A 2-pole | 1180 | 1 | ZN | 1
5TL1263-1 |  | switch disconnector, on-off switch 63 A 2-pole, with red handle | 1180 | 1 | ZN | 1
5TL1280-0 |  | switch disconnector, on-off switch 80 A 2-pole | 1830 | 1 | ZN | 1
5TL1291-0 |  | switch disconnector, on-off switch 100 A 2-pole | 2310 | 1 | ZN | 1
5TL1291-1 |  | switch disconnector, on-off switch 100 A 2-pole, with red handle | 2310 | 1 | ZN | 1
5TL1292-0 |  | switch disconnector, on-off switch 125 A 2-pole | 2870 | 1 | ZN | 1
5TL1332-0 |  | switch disconnector, on-off switch 32 A 3-pole | 1140 | 1 | ZN | 1
5TL1340-0 |  | switch disconnector, on-off switch 40 A 3-pole | 1190 | 1 | ZN | 1
5TL1363-0 |  | switch disconnector, on-off switch 63 A 3-pole | 1340 | 1 | ZN | 1
5TL1363-1 |  | switch disconnector, on-off switch 63 A 3-pole, with red handle | 1340 | 1 | ZN | 1
5TL1380-0 |  | switch disconnector, on-off switch 80 A 3-pole | 2600 | 1 | ZN | 1
5TL1391-0 |  | switch disconnector, on-off switch 100 A 3-pole | 3470 | 1 | ZN | 1
5TL1391-1 |  | switch disconnector, on-off switch 100 A 3-pole, with red handle | 3470 | 1 | ZN | 1
5TL1392-0 |  | switch disconnector, on-off switch 125 A 3-pole | 4090 | 1 | ZN | 1
5TL1432-0 |  | switch disconnector, on-off switch 32 A 4-pole | 1490 | 1 | ZN | 1
5TL1440-0 |  | switch disconnector, on-off switch 40 A 4-pole | 1550 | 1 | ZN | 1
5TL1463-0 |  | switch disconnector, on-off switch 63 A 4-pole | 1740 | 1 | ZN | 1
5TL1480-0 |  | switch disconnector, on-off switch 80 A 4-pole | 3200 | 1 | ZN | 1
5TL1491-0 |  | switch disconnector, on-off switch 100 A 4-pole | 4530 | 1 | ZN | 1
5TL1492-0 |  | switch disconnector, on-off switch 125 A 4-pole | 5380 | 1 | ZN | 1
5TL1632-0 |  | switch disconnector, on-off switch 32 A 3-pole + N | 1660 | 1 | ZN | 1
5TL1640-0 |  | switch disconnector, on-off switch 40 A 3-pole + N | 1660 | 1 | ZN | 1
5TL1663-0 |  | switch disconnector, on-off switch 63 A 3-pole + N | 1740 | 1 | ZN | 1
5TL1663-1 |  | switch disconnector, on-off switch 63 A 3-pole + N, with red handle | 1740 | 1 | ZN | 1
5TL1680-0 |  | switch disconnector, on-off switch 80 A 3-pole + N | 3200 | 1 | ZN | 1
5TL1691-0 |  | switch disconnector, on-off switch 100 A 3-pole + N | 4950 | 1 | ZN | 1
5TL1691-1 |  | switch disconnector, on-off switch 100 A 3-pole + N, with red handle | 4950 | 1 | ZN | 1
5TL1692-0 |  | switch disconnector, on-off switch 125 A 3-pole + N | 5740 | 1 | ZN | 1
5TT3170 |  | Fuse monitor T55 380 V to 415 V 3 AC With transparent cap | 6270 | 1 | ZN | 1
5TT3171 |  | Network coupler T55 230 V AC 50 Hz With transparent cap | 7310 | 1 | ZN | 1
5TT3181 |  | Time-delay switch T55 230 V AC 10 A 1W With transparent cap | 3370 | 1 | ZN | 1
5TT3185 |  | multifunction timer, contact 230 V AC 4A 1 change-over contact control 12-230 V AC/DC | 3660 | 1 | ZN | 1
5TT3195 |  | Voltage relays AC 230/400V 2W 0.9/1.3 Asymmetrical monitoring With transparent cap | 11600 | 1 | ZN | 1
5TT3400 |  | Voltage relay T5570 AC 230/400V 1CO 0.7/0.9 With transparent cap | 6050 | 1 | ZN | 1
5TT3401 |  | Voltage relay T5570 AC 230/400V 1CO 0.85/0.95 With transparent cap | 6050 | 1 | ZN | 1
5TT3402 |  | Voltage relay T5570 AC 230/400V 2W 0.7/0.9 With transparent cap | 7870 | 1 | ZN | 1
5TT3403 |  | Voltage relay T5570 AC 230/400V 2W 0.85/0.95 With transparent cap | 7870 | 1 | ZN | 1
5TT3404 |  | Voltage relay T5570 AC 230/400V 2W 0.7/0.9 Asymmetry with transparent cap | 13400 | 1 | ZN | 1
5TT3405 |  | Voltage relay T5570 AC 230/400V 2W 0.85/0.95 Asymmetry with transparent cap | 13400 | 1 | ZN | 1
5TT3406 |  | Voltage relay T5570 AC 230/400V 2CO 0.7/0.95 Asymmetry with transparent cap | 13400 | 1 | ZN | 1
5TT3407 |  | Voltage relays AC 230/400V 2CO short-time 20 ms With transparent cap | 14700 | 1 | ZN | 1
5TT3408 |  | Voltage relays AC 230/400V 2CO 0.9/1.3+0.7/1.1 With transparent cap | 14700 | 1 | ZN | 1
5TT3414 |  | Voltage relays AC 230/400V 0.85 1 CO contact Response delay 0.5 s Return transfer delay 60 s | 6310 | 1 | ZN | 1
5TT3415 |  | Voltage relays AC 230/400V 0.85 2 CO contacts Response delay 0.5 s Return transfer delay 60 s Test key | 7170 | 1 | ZN | 1
5TT3421 |  | Phase monitor 230 V AC 4 A | 4670 | 1 | ZN | 1
5TT3423 |  | Direction of rotation monitor, 230 V AC 4A, With transparent cap | 4440 | 1 | ZN | 1
5TT3435 |  | Level relay T5570 230 V AC 4A min/max With transparent cap | 9180 | 1 | ZN | 1
5TT3440 |  | Soft starting device 400 V AC 300-5500W 3PH Overall depth 55 mm | 17100 | 1 | ZN | 1
5TT4101-0 |  | Remote control switch with 1 NO contact, Contact for 230 V AC 16 A Control 230 V AC | 965 | 1 | ZN | 1
5TT4101-1 |  | Remote control switch with 1 NO contact, Contact for 230 V AC 16 A Control 115 V AC | 1130 | 1 | ZN | 1
5TT4101-2 |  | Remote control switch with 1 NO contact, Contact for 230 V AC 16 A Control 24 V AC | 984 | 1 | ZN | 1
5TT4101-3 |  | Remote control switch with 1 NO contact, Contact for 230 V AC 16 A Control 12V AC | 984 | 1 | ZN | 1
5TT4101-4 |  | Remote control switch with 1 NO contact, Contact for 230 V AC 16 A Control 8V AC | 984 | 1 | ZN | 1
5TT4102-0 |  | Remote control switch with 2 NO contacts, Contact for 230 V AC, 400V 16A Control 230 V AC | 1120 | 1 | ZN | 1
5TT4102-1 |  | Remote control switch with 2 NO contacts, Contact for 230 V AC, 400V 16A Control 115 V AC | 1260 | 1 | ZN | 1
5TT4102-2 |  | Remote control switch with 2 NO contacts, Contact for 230 V AC, 400V 16A Control 24 V AC | 1130 | 1 | ZN | 1
5TT4102-3 |  | Remote control switch with 2 NO contacts, Contact for 230 V AC, 400V 16A Control 12V AC | 1130 | 1 | ZN | 1
5TT4102-4 |  | Remote control switch with 2 NO contacts, Contact for 230 V AC, 400V 16A Control 8V AC | 1130 | 1 | ZN | 1
5TT4103-0 |  | Remote control switch with 3 NO contacts Contact for 230 V AC, 400V 16A Control 230 V AC | 1360 | 1 | ZN | 1
5TT4103-2 |  | Remote control switch with 3 NO contacts Contact for 230 V AC, 400V 16A Control 24 V AC | 1360 | 1 | ZN | 1
5TT4104-0 |  | Remote control switch with 4 NO contacts Contact for 230 V AC, 400V 16A Control 230 V AC | 1740 | 1 | ZN | 1
5TT4104-2 |  | Remote control switch with 4 NO contacts Contact for 230 V AC, 400V 16A Control 24 V AC | 1960 | 1 | ZN | 1
5TT4105-0 |  | Remote control switch with 1 NO contact, and 1 NC Contact for 230 V AC, 400V 16A Control 230 V AC | 1100 | 1 | ZN | 1
5TT4105-1 |  | Remote control switch with 1 NO contact, and 1 NC Contact for 230 V AC, 400V 16A Control 115 V AC | 1230 | 1 | ZN | 1
5TT4105-2 |  | Remote control switch with 1 NO contact, and 1 NC Contact for 230 V AC, 400V 16A Control 24 V AC | 1150 | 1 | ZN | 1
5TT4105-3 |  | Remote control switch with 1 NO contact, and 1 NC Contact for 230 V AC, 400V 16A Control 12V AC | 1150 | 1 | ZN | 1
5TT4105-4 |  | Remote control switch with 1 NO contact, and 1 NC Contact for 230 V AC, 400V 16A Control 8V AC | 1150 | 1 | ZN | 1
5TT4111-1 |  | Remote control switch with 1 NO contact, Contact for 230 V AC 16 A Control 110V DC | 1150 | 1 | ZN | 1
5TT4111-2 |  | Remote control switch with 1 NO contact, Contact for 230 V AC 16 A Control 24 V DC | 984 | 1 | ZN | 1
5TT4111-3 |  | Remote control switch with 1 NO contact, Contact for 230 V AC 16 A Control 12V DC | 984 | 1 | ZN | 1
5TT4112-1 |  | Remote control switch with 2 NO contacts, Contact for 230 V AC, 400V 16A Control 110V DC | 1280 | 1 | ZN | 1
5TT4112-2 |  | Remote control switch with 2 NO contacts, Contact for 230 V AC, 400V 16A Control 24 V DC | 1130 | 1 | ZN | 1
5TT4112-3 |  | Remote control switch with 2 NO contacts, Contact for 230 V AC, 400V 16A Control 12V DC | 1130 | 1 | ZN | 1
5TT4114-1 |  | Remote control switch with 4 NO contacts Contact for 230 V AC, 400V 16A Control 110V DC | 1920 | 1 | ZN | 1
5TT4114-2 |  | Remote control switch with 4 NO contacts Contact for 230 V AC, 400V 16A Control 24 V DC | 1770 | 1 | ZN | 1
5TT4115-1 |  | Remote control switch with 1 NO contact, and 1 NC Contact for 230 V AC, 400V 16A Control 110V DC | 1250 | 1 | ZN | 1
5TT4115-2 |  | Remote control switch with 1 NO contact, and 1 NC Contact for 230 V AC, 400V 16A Control 24 V DC | 1150 | 1 | ZN | 1
5TT4115-3 |  | Remote control switch with 1 NO contact, and 1 NC Contact for 230 V AC, 400V 16A Control 12V DC | 1150 | 1 | ZN | 1
5TT4121-0 |  | Remote control switch with 1 NO contact, with central ON/OFF function Contact for 230 V AC, 400V 16A Control 230 V AC | 1360 | 1 | ZN | 1
5TT4121-2 |  | Remote control switch with 1 NO contact, with central ON/OFF function Contact for 230 V AC, 400V 16A Control 24 V AC | 1360 | 1 | ZN | 1
5TT4122-0 |  | Remote control switch with 2 NO contacts, with central ON/OFF function Contact for 230 V AC, 400V 16A Control 230 V AC | 1740 | 1 | ZN | 1
5TT4122-2 |  | Remote control switch with 2 NO contacts, with central ON/OFF function Contact for 230 V AC, 400V 16A Control 24 V AC | 1700 | 1 | ZN | 1
5TT4123-0 |  | Remote control switch with 3 NO contacts with central ON/OFF function Contact for 230 V AC, 400V 16A Control 230 V AC | 2400 | 1 | ZN | 1
5TT4125-0 |  | Remote control switch with 1 NO contact, and 1 NC with central ON/OFF function Contact for 230 V AC, 400V 16A Control 230 V AC | 1740 | 1 | ZN | 1
5TT4132-0 |  | Remote control switch with 2 NO contacts, with series connection Contact for 230 V AC, 400V 16A Control 230 V AC | 1440 | 1 | ZN | 1
5TT4132-3 |  | Remote control switch with 2 NO contacts, series Contact for 230 V AC, 400V 16A Control 12V AC | 1460 | 1 | ZN | 1
5TT4142-0 |  | Remote control switch with 2 NO contacts, with shutter circuit Contact for 230 V AC, 400V 16A Control 230 V AC | 1440 | 1 | ZN | 1
5TT4142-2 |  | Remote control switch with 2 NO contacts, with shutter circuit Contact for 230 V AC, 400V 16A Control 24 V AC | 1460 | 1 | ZN | 1
5TT4142-3 |  | Remote control switch with 2 NO contacts, with shutter circuit Contact for 230 V AC, 400V 16A Control 12V AC | 1460 | 1 | ZN | 1
5TT4151-0 |  | Remote control switch 1 NO Central and group switching Contact for 230 V AC, 400V 16A Control 230 V AC | 3480 | 1 | ZN | 1
5TT4151-2 |  | Remote control switch 1 NO Central and group switching Contact for 230 V AC, 400V 16A Control 24 V AC | 3700 | 1 | ZN | 1
5TT4152-0 |  | Remote control switch with 2 NO contacts, Central and group switching Contact for 230 V AC, 400V 16A Control 230 V AC | 3700 | 1 | ZN | 1
5TT4152-2 |  | Remote control switch with 2 NO contacts, Central and group switching Contact for 230 V AC, 400V 16A Control 24 V AC | 3930 | 1 | ZN | 1
5TT4201-0 |  | switching relay with 1 NO contact for 230V AC 16A control 230V AC | 918 | 1 | ZN | 1
5TT4201-1 |  | switching relay with 1 NO contact for 230V AC 16A control 115V AC | 984 | 1 | ZN | 1
5TT4201-2 |  | switching relay with 1 NO contact for 230V AC 16A control 24V AC | 937 | 1 | ZN | 1
5TT4201-3 |  | switching relay with 1 NO contact for 230V AC 16A control 12V AC | 937 | 1 | ZN | 1
5TT4201-4 |  | switching relay with 1 NO contact for 230V AC 16A control 8V AC | 937 | 1 | ZN | 1
5TT4202-0 |  | switching relay with 2 NO, contact for 230V AC 16A control 230V AC | 1070 | 1 | ZN | 1
5TT4202-1 |  | switching relay with 2 NO, contact for 230V AC 16A control 115V AC | 1130 | 1 | ZN | 1
5TT4202-2 |  | switching relay with 2 NO, contact for 230V AC 16A control 24V AC | 1120 | 1 | ZN | 1
5TT4202-3 |  | switching relay with 2 NO, contact for 230V AC 16A control 12V AC | 1120 | 1 | ZN | 1
5TT4202-4 |  | switching relay with 2 NO, contact for 230V AC 16A control 8V AC | 1120 | 1 | ZN | 1
5TT4204-0 |  | switching relay with 4 NO contact for 230V AC 16A control 230V AC | 1930 | 1 | ZN | 1
5TT4204-1 |  | switching relay with 4 NO contact for 230V AC 16A control 115V AC | 2220 | 1 | ZN | 1
5TT4204-2 |  | switching relay with 4 NO contact for 230V AC 16A control 24V AC | 2010 | 1 | ZN | 1
5TT4204-3 |  | switching relay with 4 NO contact for 230V AC 16A control 12V AC | 2010 | 1 | ZN | 1
5TT4204-4 |  | switching relay with 4 NO contact for 230V AC 16A control 8V AC | 2010 | 1 | ZN | 1
5TT4205-0 |  | switching relay with 1 NO and 1 NC contact, contact for 230V AC 16A control 230V AC | 1170 | 1 | ZN | 1
5TT4205-1 |  | switching relay with 1 NO and 1 NC contact, contact for 230V AC 16A control 115V AC | 1360 | 1 | ZN | 1
5TT4205-2 |  | switching relay with 1 NO and 1 NC contact, contact for 230V AC 16A control 24V AC | 1230 | 1 | ZN | 1
5TT4205-3 |  | switching relay with 1 NO and 1 NC contact, contact for 230V AC 16A control 12V AC | 1230 | 1 | ZN | 1
5TT4205-4 |  | switching relay with 1 NO and 1 NC contact, contact for 230V AC 16A control 8V AC | 1230 | 1 | ZN | 1
5TT4206-0 |  | switching relay with 1 CO contact for 230V AC 16A control 230V AC | 1200 | 1 | ZN | 1
5TT4206-1 |  | switching relay with 1 CO contact for 230V AC 16A control 115V AC | 1370 | 1 | ZN | 1
5TT4206-2 |  | switching relay with 1 CO contact for 230V AC 16A control 24V AC | 1260 | 1 | ZN | 1
5TT4206-3 |  | switching relay with 1 CO contact for 230V AC 16A control 12V AC | 1230 | 1 | ZN | 1
5TT4206-4 |  | switching relay with 1 CO contact for 230V AC 16A control 8V AC | 1260 | 1 | ZN | 1
5TT4207-0 |  | switching relay with 2 CO contact for 230V AC 16A control 230V AC | 1740 | 1 | ZN | 1
5TT4207-1 |  | switching relay with 2 CO contact for 230V AC 16A control 115V AC | 1960 | 1 | ZN | 1
5TT4207-2 |  | switching relay with 2 CO contact for 230V AC 16A control 24V AC | 1830 | 1 | ZN | 1
5TT4207-3 |  | switching relay with 2 CO contact for 230V AC 16A control 12V AC | 1830 | 1 | ZN | 1
5TT4207-4 |  | switching relay with 2 CO contact for 230V AC 16A control 8V AC | 1830 | 1 | ZN | 1
5TT4217-1 |  | switching relay with 2 CO contact for 230V AC, 400V 16A 110V DC control | 1740 | 1 | ZN | 1
5TT4217-2 |  | switching relay with 2 CO contact for 230V AC, 400V 16A 24V DC control | 1530 | 1 | ZN | 1
5TT4217-3 |  | switching relay with 2 CO contact for 230V AC, 400V 16A 12V DC control | 1360 | 1 | ZN | 1
5TT4217-6 |  | switching relay with 2 CO contact for 230V AC, 400V 16A 30V DC control | 1360 | 1 | ZN | 1
5TT4402-0 |  | Remote control switch Contact for 20 A Voltage 230 V AC 2 NO | 1300 | 1 | ZN | 1
5TT4402-2 |  | Remote control switch Contact for 20 A Voltage 24 V AC 2 NO | 1410 | 1 | ZN | 1
5TT4405-0 |  | Remote control switch Contact for 20 A Voltage 230 V AC 1 NO 1 NC | 1270 | 1 | ZN | 1
5TT4405-2 |  | Remote control switch Contact for 20 A Voltage 24 V AC 1 NO 1 NC | 1410 | 1 | ZN | 1
5TT4407-0 |  | Remote control switch Contact for 20 A Voltage 230 V AC 1 change-over contact | 1270 | 1 | ZN | 1
5TT4407-2 |  | Remote control switch Contact for 20 A Voltage 24 V AC 1 change-over contact | 1340 | 1 | ZN | 1
5TT4411-5 |  | Remote control switch Contact for 20 A Voltage 24 V DC 1 NO | 1060 | 1 | ZN | 1
5TT4412-5 |  | Remote control switch Contact for 20 A Voltage 24 V DC 2 NO | 1410 | 1 | ZN | 1
5TT4415-5 |  | Remote control switch Contact for 20 A Voltage 24 V DC 1 NO 1 NC | 1580 | 1 | ZN | 1
5TT4417-5 |  | Remote control switch Contact for 20 A Voltage 24 V DC 1 change-over contact | 1580 | 1 | ZN | 1
5TT4422-0 |  | Remote control switch Contact for 25 A Voltage 230 V AC 2 NO | 1410 | 1 | ZN | 1
5TT4422-2 |  | Remote control switch Contact for 25 A Voltage 24 V AC 2 NO | 1480 | 1 | ZN | 1
5TT4424-0 |  | Remote control switch Contact for 25 A Voltage 230 V AC 4 NO contacts | 1940 | 1 | ZN | 1
5TT4424-2 |  | Remote control switch Contact for 25 A Voltage 24 V AC 4 NO contacts | 1580 | 1 | ZN | 1
5TT4425-0 |  | Remote control switch Contact for 25 A Voltage 230 V AC 1 NO 1 NC | 1510 | 1 | ZN | 1
5TT4425-2 |  | Remote control switch Contact for 25 A Voltage 24 V AC 1 NO 1 NC | 1550 | 1 | ZN | 1
5TT4426-0 |  | Remote control switch Contact for 25 A Voltage 230 V AC 2 NO 2 NC | 1580 | 1 | ZN | 1
5TT4426-2 |  | Remote control switch Contact for 25 A Voltage 24 V AC 2 NO 2 NC | 1690 | 1 | ZN | 1
5TT4428-0 |  | Remote control switch Contact for 25 A Voltage 230 V AC 2 change-over contacts | 1580 | 1 | ZN | 1
5TT4428-2 |  | Remote control switch Contact for 25 A Voltage 24 V AC 2 change-over contacts | 1620 | 1 | ZN | 1
5TT4431-5 |  | Remote control switch Contact for 25 A Voltage 24 V DC 1 NO | 1410 | 1 | ZN | 1
5TT4432-5 |  | Remote control switch Contact for 25 A Voltage 24 V DC 2 NO | 1580 | 1 | ZN | 1
5TT4435-5 |  | Remote control switch Contact for 25 A Voltage 24 V DC 1 NO 1 NC | 1970 | 1 | ZN | 1
5TT4437-5 |  | Remote control switch Contact for 25 A Voltage 24 V DC 1 change-over contact | 1760 | 1 | ZN | 1
5TT4451-5 |  | Remote control switch Contact for 32 A Voltage 24 V DC 1 NO | 1580 | 1 | ZN | 1
5TT4452-0 |  | Remote control switch Contact for 32 A Voltage 230 V AC 2 NO | 1760 | 1 | ZN | 1
5TT4452-2 |  | Remote control switch Contact for 32 A Voltage 24 V AC 2 NO | 1830 | 1 | ZN | 1
5TT4452-5 |  | Remote control switch Contact for 32 A Voltage 24 V DC 2 NO | 2110 | 1 | ZN | 1
5TT4454-0 |  | Remote control switch Contact for 32 A Voltage 230 V AC 4 NO contacts | 2470 | 1 | ZN | 1
5TT4454-2 |  | Remote control switch Contact for 32 A Voltage 24 V AC 4 NO contacts | 2990 | 1 | ZN | 1
5TT4455-0 |  | Remote control switch Contact for 32 A Voltage 230 V AC 1 NO 1 NC | 1760 | 1 | ZN | 1
5TT4455-2 |  | Remote control switch Contact for 32 A Voltage 24 V AC 1 NO 1 NC | 1830 | 1 | ZN | 1
5TT4455-5 |  | Remote control switch Contact for 32 A Voltage 24 V DC 1 NO 1 NC | 2290 | 1 | ZN | 1
5TT4456-0 |  | Remote control switch Contact for 32 A Voltage 230 V AC 2 NO 2 NC | 1940 | 1 | ZN | 1
5TT4456-2 |  | Remote control switch Contact for 32 A Voltage 24 V AC 2 NO 2 NC | 1940 | 1 | ZN | 1
5TT4457-5 |  | Remote control switch Contact for 32 A Voltage 24 V DC 1 change-over contact | 2290 | 1 | ZN | 1
5TT4458-0 |  | Remote control switch Contact for 32 A Voltage 230 V AC 2 change-over contacts | 1760 | 1 | ZN | 1
5TT4458-2 |  | Remote control switch Contact for 32 A Voltage 24 V AC 2 change-over contacts | 1830 | 1 | ZN | 1
5TT4462-0 |  | Remote control switch Contact for 40 A Voltage 230 V AC 2 NO | 2110 | 1 | ZN | 1
5TT4462-2 |  | Remote control switch Contact for 40 A Voltage 24 V AC 2 NO | 2260 | 1 | ZN | 1
5TT4464-0 |  | Remote control switch Contact for 40 A Voltage 230 V AC 4 NO contacts | 2820 | 1 | ZN | 1
5TT4464-2 |  | Remote control switch Contact for 40 A Voltage 24 V AC 4 NO contacts | 2990 | 1 | ZN | 1
5TT4465-0 |  | Remote control switch Contact for 40 A Voltage 230 V AC 1 NO 1 NC | 2110 | 1 | ZN | 1
5TT4465-2 |  | Remote control switch Contact for 40 A Voltage 24 V AC 1 NO 1 NC | 2260 | 1 | ZN | 1
5TT4466-0 |  | Remote control switch Contact for 40 A Voltage 230 V AC 2 NO 2 NC | 2990 | 1 | ZN | 1
5TT4466-2 |  | Remote control switch Contact for 40 A Voltage 24 V AC 2 NO 2 NC | 2990 | 1 | ZN | 1
5TT4468-0 |  | Remote control switch Contact for 40 A Voltage 230 V AC 2 change-over contacts | 2470 | 1 | ZN | 1
5TT4468-2 |  | Remote control switch Contact for 40 A Voltage 24 V AC 2 change-over contacts | 2660 | 1 | ZN | 1
5TT4472-0 |  | Remote control switch Contact for 63 A Voltage 230 V AC 2 NO | 3180 | 1 | ZN | 1
5TT4472-2 |  | Remote control switch Contact for 63 A Voltage 24 V AC 2 NO | 3340 | 1 | ZN | 1
5TT4474-0 |  | Remote control switch Contact for 63 A Voltage 230 V AC 4 NO contacts | 3670 | 1 | ZN | 1
5TT4474-2 |  | Remote control switch Contact for 63 A Voltage 24 V AC 4 NO contacts | 3700 | 1 | ZN | 1
5TT4475-0 |  | Remote control switch Contact for 63 A Voltage 230 V AC 1 NO 1 NC | 2990 | 1 | ZN | 1
5TT4475-2 |  | Remote control switch Contact for 63 A Voltage 24 V AC 1 NO 1 NC | 3180 | 1 | ZN | 1
5TT4476-0 |  | Remote control switch Contact for 63 A Voltage 230 V AC 2 NO 2 NC | 3670 | 1 | ZN | 1
5TT4476-2 |  | Remote control switch Contact for 63 A Voltage 24 V AC 2 NO 2 NC | 3700 | 1 | ZN | 1
5TT4478-0 |  | Remote control switch Contact for 63 A Voltage 230 V AC 2 change-over contacts | 3340 | 1 | ZN | 1
5TT4478-2 |  | Remote control switch Contact for 63 A Voltage 24 V AC 2 change-over contacts | 3580 | 1 | ZN | 1
5TT4900 |  | auxiliary switch with 1 NO contact and 1 NC contact contact for 230 V AC for 5TT41 or 5TT42 | 1310 | 1 | ZN | 1
5TT4901 |  | auxiliary switch with 1 NO contact and 1 NC contact contact for 30 V AC/DC for 5TT41 or 5TT42 | 680 | 1 | ZN | 1
5TT4920 |  | compensator for remote control switch5TT41.. for glow lamp current 20 mA | 749 | 1 | ZN | 1
5TT4930 |  | auxiliary switch contact for AC 6 A, 250 V 1 NO 1 NC | 880 | 1 | ZN | 1
5TT4931 |  | auxiliary switch, central half module | 880 | 1 | ZN | 1
5TT4932 |  | auxiliary switch, group half module | 880 | 1 | ZN | 1
5TT5000-0 |  | insta contactor with 2 NO contacts for 230 V AC, 400 V 20 A control 230 V AC 220 V DC | 1200 | 1 | ZN | 1
5TT5000-2 |  | insta contactor with 2 NO contacts for 230 V AC, 400 V 20 A control AC/24 V DC | 1670 | 1 | ZN | 1
5TT5000-6 |  | insta contactor 0/1-automatic with 2 NO contacts for 230 V AC, 400 V 20 A control 230 V AC 220 V DC | 1620 | 1 | ZN | 1
5TT5000-8 |  | insta contactor 0/1-automatic with 2 NO contacts for 230 V AC, 400 V 20 A control AC/24 V DC | 2310 | 1 | ZN | 1
5TT5001-0 |  | insta contactor with 1 NO contact and 1 NC contact for 230 V AC, 400 V 20 A control 230 V AC 220 V DC | 1250 | 1 | ZN | 1
5TT5001-2 |  | insta contactor with 1 NO contact and 1 NC contact for 230 V AC, 400 V 20 A control AC/24 V DC | 1700 | 1 | ZN | 1
5TT5001-6 |  | insta contactor 0/1-automatic with 1 NO contact and 1 NC contact for 230 V AC, 400 V 20 A control 230 V AC 220 V DC | 2350 | 1 | ZN | 1
5TT5001-8 |  | insta contactor 0/1-automatic with 1 NO contact and 1 NC contact for 230 V AC, 400 V 20 A control AC/24 V DC | 2470 | 1 | ZN | 1
5TT5002-0 |  | insta contactor with 2 NC contacts for 230 V AC, 400 V 20 A control 230 V AC 220 V DC | 1260 | 1 | ZN | 1
5TT5002-2 |  | insta contactor with 2 NC contact for 230 V AC, 400 V 20 A control AC/24 V DC | 1740 | 1 | ZN | 1
5TT5030-0 |  | insta contactor with 4 NO contact for 230 V AC, 400 V 25 A control 230 V AC 220 V DC | 1260 | 1 | ZN | 1
5TT5030-1 |  | insta contactor with 4 NO contact for 230 V AC, 400 V 25 A control 115V AC 110V DC | 1760 | 1 | ZN | 1
5TT5030-2 |  | insta contactor with 4 NO contact for 230 V AC, 400 V 25 A control AC/24 V DC | 1500 | 1 | ZN | 1
5TT5030-6 |  | insta contactor 0/1-automatic with 4 NO contact for 230 V AC, 400 V 25 A control 230 V AC 220 V DC | 2420 | 1 | ZN | 1
5TT5030-8 |  | insta contactor 0/1-automatic with 4 NO contact for 230 V AC, 400 V 25 A control AC/24 V DC | 2710 | 1 | ZN | 1
5TT5031-0 |  | insta contactor with 3 NO contacts and 1 NC contact for 230 V AC, 400 V 25 A control 230 V AC 220 V DC | 1680 | 1 | ZN | 1
5TT5031-2 |  | insta contactor with 3 NO contacts and 1 NC contact for 230 V AC, 400 V 25 A control AC/24 V DC | 1760 | 1 | ZN | 1
5TT5031-6 |  | insta contactor 0/1-automatic with 3 NO contacts and 1 NC contact for 230 V AC, 400 V 25 A control 230 V AC 220 V DC | 2710 | 1 | ZN | 1
5TT5031-8 |  | insta contactor 0/1-automatic with 3 NO contacts and 1 NC contact for 230 V AC, 400 V 25 A control AC/24 V DC | 2970 | 1 | ZN | 1
5TT5032-0 |  | insta contactor with 2 NO and 2 NC contact for 230 V AC, 400 V 25 A control 230 V AC 220 V DC | 1680 | 1 | ZN | 1
5TT5032-2 |  | insta contactor with 2 NO and 2 NC contact for 230 V AC, 400 V 25 A control AC/24 V DC | 1760 | 1 | ZN | 1
5TT5033-0 |  | insta contactor with 4 NC contact for 230 V AC, 400 V 25 A control 230 V AC 220 V DC | 1680 | 1 | ZN | 1
5TT5033-2 |  | insta contactor with 4 NC contact for 230 V AC, 400 V 25 A control AC/24 V DC | 1760 | 1 | ZN | 1
5TT5040-0 |  | insta contactor with 4 NO contact for 230 V AC, 400 V 40 A control 230 V AC 220 V DC | 2870 | 1 | ZN | 1
5TT5040-2 |  | insta contactor with 4 NO contact for 230 V AC, 400 V 40 A control AC/24 V DC | 3220 | 1 | ZN | 1
5TT5041-0 |  | insta contactor with 3 NO contacts and 1 NC contact for 230 V AC, 400 V 40 A control 230 V AC 220 V DC | 3220 | 1 | ZN | 1
5TT5041-2 |  | insta contactor with 3 NO contacts and 1 NC contact for 230 V AC, 400 V 40 A control AC/24 V DC | 3390 | 1 | ZN | 1
5TT5042-0 |  | insta contactor with 2 NO and 2 NC contact for 230 V AC, 400 V 40 A control 230 V AC 220 V DC | 3220 | 1 | ZN | 1
5TT5042-2 |  | insta contactor with 2 NO and 2 NC contact for 230 V AC, 400 V 40 A control AC/24 V DC | 3390 | 1 | ZN | 1
5TT5043-0 |  | insta contactor with 4 NC contact for 230 V AC, 400 V 40 A control 230 V AC 220 V DC | 2800 | 1 | ZN | 1
5TT5043-2 |  | insta contactor with 4 NC contact for 230 V AC, 400 V 40 A control AC/24 V DC | 2800 | 1 | ZN | 1
5TT5050-0 |  | insta contactor with 4 NO contact for 230 V AC, 400 V 63 A control 230 V AC 220 V DC | 3810 | 1 | ZN | 1
5TT5050-2 |  | insta contactor with 4 NO contact for 230 V AC, 400 V 63 A control AC/24 V DC | 4640 | 1 | ZN | 1
5TT5051-0 |  | insta contactor with 3 NO contacts and 1 NC contact for 230 V AC, 400 V 63 A control 230 V AC 220 V DC | 4470 | 1 | ZN | 1
5TT5051-2 |  | insta contactor with 3 NO contacts and 1 NC contact for 230 V AC, 400 V 63 A control AC/24 V DC | 4730 | 1 | ZN | 1
5TT5052-0 |  | insta contactor with 2 NO and 2 NC contact for 230 V AC, 400 V 63 A control 230 V AC 220 V DC | 4470 | 1 | ZN | 1
5TT5052-2 |  | insta contactor with 2 NO and 2 NC contact for 230 V AC, 400 V 63 A control AC/24 V DC | 4730 | 1 | ZN | 1
5TT5800-0 |  | insta contactor with 2 NO contact for 230 V AC, 400 V 20 A control 230 V AC | 965 | 1 | ZN | 1
5TT5800-2 |  | insta contactor with 2 NO contact for 230 V AC, 400 V 20 A control 24 V AC | 1340 | 1 | ZN | 1
5TT5800-6 |  | insta contactor 0/1-automatic with 2 NO contact for 230 V AC, 400 V 20 A control 230 V AC | 1280 | 1 | ZN | 1
5TT5800-8 |  | insta contactor 0/1-automatic with 2 NO contact for 230 V AC, 400 V 20 A control 24 V AC | 1850 | 1 | ZN | 1
5TT5801-0 |  | installation contactor for controlling according to 14a EnWG with 1 NO contact and 1 NC contact for 230 V AC, 400 V 20 A control 230 V AC | 991 | 1 | ZN | 1
5TT5801-2 |  | insta contactor with 1 NO contact and 1 NC contact for 230 V AC, 400 V 20 A control 24 V AC | 1370 | 1 | ZN | 1
5TT5801-6 |  | insta contactor 0/1-automatic with 1 NO contact and 1 NC contact for 230 V AC, 400 V 20 A control 230 V AC | 1870 | 1 | ZN | 1
5TT5801-8 |  | insta contactor 0/1-automatic with 1 NO contact and 1 NC contact for 230 V AC, 400 V 20 A control 24 V AC | 1970 | 1 | ZN | 1
5TT5802-0 |  | insta contactor with 2 NC contact for 230 V AC, 400 V 20 A control 230 V AC | 1000 | 1 | ZN | 1
5TT5802-2 |  | insta contactor with 2 NC contact for 230 V AC, 400 V 20 A control 24 V AC | 1390 | 1 | ZN | 1
5TT5810-0 |  | Insta contactor with 2 NO contacts Contact for 230 V AC, 400V 25A Control 230 V AC | 624 | 1 | ZN | 1
5TT5820-0 |  | insta contactor with 4 NO contact for 230 V AC, 400 V 25 A control 230 V for high capacitive loads, 150 microfarad | 1540 | 1 | ZN | 1
5TT5830-0 |  | insta contactor with 4 NO contact for 230 V AC, 400 V 25 A control 230 V AC | 1000 | 1 | ZN | 1
5TT5830-1 |  | insta contactor with 4 NO contact for 230 V AC, 400 V 25 A control 115 V AC | 1360 | 1 | ZN | 1
5TT5830-2 |  | insta contactor with 4 NO contact for 230 V AC, 400 V 25 A control 24 V AC | 1160 | 1 | ZN | 1
5TT5830-6 |  | insta contactor 0/1-automatic with 4 NO contact for 230 V AC, 400 V 25 A control 230 V AC | 1940 | 1 | ZN | 1
5TT5830-8 |  | insta contactor 0/1-automatic with 4 NO contact for 230 V AC, 400 V 25 A control 24 V AC | 2150 | 1 | ZN | 1
5TT5831-0 |  | insta contactor with 3 NO contacts and 1 NC contact for 230 V AC, 400 V 25 A control 230 V AC | 1290 | 1 | ZN | 1
5TT5831-1 |  | insta contactor with 3 NO contacts and 1 NC contact for 230 V AC, 400 V 25 A control 115 V AC | 1670 | 1 | ZN | 1
5TT5831-2 |  | insta contactor with 3 NO contacts and 1 NC contact for 230 V AC, 400 V 25 A control 24 V AC | 1410 | 1 | ZN | 1
5TT5831-6 |  | insta contactor 0/1-automatic with 3 NO contacts and 1 NC contact for 230 V AC, 400 V 25 A control 230 V AC | 2150 | 1 | ZN | 1
5TT5831-8 |  | insta contactor 0/1-automatic with 3 NO contacts and 1 NC contact for 230 V AC, 400 V 25 A control 24 V AC | 2350 | 1 | ZN | 1
5TT5832-0 |  | insta contactor with 2 NO contacts and 2 NC contact for 230 V AC, 400 V 25 A control 230 V AC | 1290 | 1 | ZN | 1
5TT5832-2 |  | insta contactor with 2 NO contacts and 2 NC contact for 230 V AC, 400 V 25 A control 24 V AC | 1410 | 1 | ZN | 1
5TT5833-0 |  | insta contactor with 4 NC contact for 230 V AC, 400 V 25 A control 230 V AC | 1290 | 1 | ZN | 1
5TT5833-2 |  | insta contactor with 4 NC contact for 230 V AC, 400 V 25 A control 24 V AC | 1410 | 1 | ZN | 1
5TT5840-0 |  | insta contactor with 4 NO contact for 230 V AC, 400 V 40 A control 230 V AC | 2660 | 1 | ZN | 1
5TT5840-2 |  | insta contactor with 4 NO contact for 230 V AC, 400 V 40 A control 24 V AC | 2660 | 1 | ZN | 1
5TT5840-6 |  | insta contactor 0/1-automatic with 4 NO contact for 230 V AC, 400 V 40 A control 230 V AC | 3910 | 1 | ZN | 1
5TT5840-8 |  | insta contactor 0/1-automatic with 4 NO contact for 230 V AC, 400 V 40 A control 24 V AC | 4190 | 1 | ZN | 1
5TT5841-0 |  | insta contactor with 3 NO contacts and 1 NC contact for 230 V AC, 400 V 40 A control 230 V AC | 2660 | 1 | ZN | 1
5TT5841-2 |  | insta contactor With 3 NO contacts + 1 NC contact for 230 V AC, 400 V 40 A control 24 V AC | 2660 | 1 | ZN | 1
5TT5841-6 |  | insta contactor 0/1-automatic with 3 NO contacts and 1 NC contact for 230 V AC, 400 V 40 A control 230 V AC | 4070 | 1 | ZN | 1
5TT5841-8 |  | insta contactor 0/1-automatic with 3 NO contacts and 1 NC contact for 230 V AC, 400 V 40 A control 24 V AC | 4400 | 1 | ZN | 1
5TT5842-0 |  | insta contactor with 2 NO contacts and 2 NC contact for 230 V AC, 400 V 40 A control 230 V AC | 2660 | 1 | ZN | 1
5TT5842-2 |  | insta contactor with 2 NO contacts and 2 NC contact for 230 V AC, 400 V 40 A control 24 V AC | 3390 | 1 | ZN | 1
5TT5843-0 |  | insta contactor with 4 NC contact for 230 V AC, 400 V 40 A control 230 V AC | 2260 | 1 | ZN | 1
5TT5843-2 |  | insta contactor with 4 NC contact for 230 V AC, 400 V 40 A control 24 V AC | 2260 | 1 | ZN | 1
5TT5850-0 |  | insta contactor with 4 NO contact for 230 V AC, 400 V 63 A control 230 V AC | 3340 | 1 | ZN | 1
5TT5850-2 |  | insta contactor with 4 NO contact for 230 V AC, 400 V 63 A control 24 V AC | 3340 | 1 | ZN | 1
5TT5850-6 |  | insta contactor 0/1-automatic with 4 NO contact for 230 V AC, 400 V 63 A control 230 V AC | 5080 | 1 | ZN | 1
5TT5851-0 |  | insta contactor with 3 NO contacts and 1 NC contact for 230 V AC, 400 V 63 A control 230 V AC | 4120 | 1 | ZN | 1
5TT5851-2 |  | insta contactor with 3 NO contacts and 1 NC contact for 230 V AC, 400 V 63 A control 24 V AC | 4170 | 1 | ZN | 1
5TT5852-0 |  | insta contactor with 2 NO contacts and 2 NC contact for 230 V AC, 400 V 63 A control 230 V AC | 4120 | 1 | ZN | 1
5TT5852-2 |  | insta contactor with 2 NO contacts and 2 NC contact for 230 V AC, 400 V 63 A control 24 V AC | 4170 | 1 | ZN | 1
5TT5853-0 |  | insta contactor with 4 NC contact for 230 V AC, 400 V 63 A control 230 V AC | 4120 | 1 | ZN | 1
5TT5853-2 |  | insta contactor with 4 NC contact for 230 V AC, 400 V 63 A control 24 V AC | 3650 | 1 | ZN | 1
5TT5870-0 |  | Insta contactor with 2 NO contacts Contact for 230 V AC, 400V 40A Control 230 V AC | 1180 | 1 | ZN | 1
5TT5910-0 |  | auxiliary switch with 2 NO contacts, for 230 V/400 V AC for 5TT58 and 5TT50 | 1170 | 1 | ZN | 1
5TT5910-1 |  | auxiliary switch with 1 NO contact and 1 NC contact for 230 V/400 V AC for 5TT58 and 5TT50 | 1170 | 1 | ZN | 1
5TT5910-5 |  | sealing cap for 5TT580 | 50.4 | 1 | ZN | 2
5TT5910-6 |  | sealing cap for 5TT583 | 50.4 | 1 | ZN | 2
5TT5910-7 |  | sealing cap for 5TT584 and 5TT585 | 50.4 | 1 | ZN | 2
5TT6111 |  | undercurrent relay T5570 230V AC 10A 1-phase with transparent cap | 5930 | 1 | ZN | 1
5TT6112 |  | overcurrent relay T5570 230V AC 10A 1-phase with transparent cap | 5930 | 1 | ZN | 1
5TT6113 |  | undercurrent relay T5570 230V AC 1/5/10/15A 1-phase with transparent cap | 13100 | 1 | ZN | 1
5TT6114 |  | overcurrent relay T5570 230V AC 1/5/10/15A 1-phase with transparent cap | 13100 | 1 | ZN | 1
5TT6115 |  | under/overcurrent relay T5570 230V AC 1/5/10/15A 1-phase with transparent cap | 15000 | 1 | ZN | 1
6EP1331-5BA00 |  | SITOP PSU100C 24 V/0.6 A stabilized power supply input: 100-230 V AC (110-300 V DC) output: 24 V DC/0.6 A | 915 | 1 | SP | 1
6EP1331-5BA10 |  | SITOP PSU100C 24 V/1.3 A stabilized power supply input: 120-230 V AC (110-300 V DC) output: 24 V DC/1.3 A | 1130 | 1 | SP | 1
6EP1332-2BA20 |  | SITOP PSU100S 24 V/2.5 A stabilized power supply input: 120/230 V AC output: 24 V DC/2.5 A | 1930 | 1 | SP | 1
6EP1333-2BA20 |  | SITOP PSU100S 24 V/5 A stabilized power supply input: 120/230 V AC output: 24 V DC/5 A | 2460 | 1 | SP | 1
6EP1336-2BA10 |  | SITOP PSU100S 20 A stabilized power supply input: 120/230 V AC output: 24 V DC/20 A | 4930 | 1 | SP | 1
6EP1961-3BA21 |  | SITOP PSE202U redundancy module input/output: 24 V DC/40 A suitable for decoupling two SITOP power supplies with maximal per 20 A output current | 2280 | 1 | SP | 1
6EP3333-3SB00-0AX0 |  | SITOP PSU4200 1AC 24 V/5 A stabilized power supply PSU4200 input: 120/240 V AC output: 24 V DC/5 A | 1630 | 1 | SP | 1
6EP3334-3SB00-0AX0 |  | SITOP PSU4200 1AC 24 V/10 A stabilized power supply PSU4200 input: 120/240 V AC output: 24 V DC/ 10 A | 2250 | 1 | SP | 1
6EP3336-3SB00-0AX0 |  | SITOP PSU4200 1AC 24 V/20 A stabilized power supply PSU4200 input: 120/240 V AC output: 24 V DC/20 A | 3270 | 1 | SP | 1
6ES7972-0BA52-0XA0 |  | SIMATIC DP, Connection plug for PROFIBUS up to 12 Mbit/s 90Â° cable outlet, Insulation displacement method FastConnect, without PG socket 15.8x 59x 35.6 mm (BxHxD) | 964 | 1 | Z1 | 1
6ES7972-0BB52-0XA0 |  | SIMATIC DP, Connection plug for PROFIBUS up to 12 Mbit/s 90Â° cable outlet, Insulation displacement method FastConnect, With PG receptacle 15.8x 59x 35.6 mm (BxHxD) | 1260 | 1 | Z1 | 1
6GK1503-3CB00 |  | PROFIBUS OLM/G12 V4.0 Optical Link Module with 1 RS 485 and 2 glass FOC interfaces (4 BFOC sockets) for standard Distances up to 2850 m, with signaling contact and measuring output. | 30800 | 1 | ZQ | 1
6GK1901-1BB10-2AA0 |  | Industrial Ethernet FastConnect RJ45 plug 180 2x 2, RJ45 plug-in connector (10/100 Mbit/s) with rugged metal enclosure and FC connection system, for IE FC TP cable 2x 2; 180Â° cable outlet 1 pack = 1 unit. | 482 | 1 | ZQ | 1
6GK1901-1BB10-2AB0 |  | Industrial Ethernet FastConnect RJ45 plug 180 2x 2, RJ45 plug-in connector (10/100 Mbit/s) with rugged metal enclosure and FC connection system, for IE FC TP cable 2x 2; 180Â° cable outlet 1 pack = 10 units. | 4260 | 1 | ZQ | 1
6GK1901-1BB12-2AA0 |  | Industrial Ethernet FastConnect RJ45 plug 180 4x 2, RJ45 plug-in connector; CAT6A; (10/100/1000/10000 Mbit/s) with rugged metal enclosure and FC connection system, for IE FC TP Cable 4x 2 (AWG24); 180Â° cable outlet 1 pack = 1 unit. | 583 | 1 | ZQ | 1
6XV1830-0EH10 |  | PROFIBUS FC Standard Cable GP, bus cable 2-wire, shielded, special configuration for quick assembly, Delivery unit: max. 1000 m, minimum order quantity 20 m sold by the meter | 41.5 | 1 | ZQ | 20
6XV1840-2AH10 |  | Industrial Ethernet FC TP Standard cable, GP 2x2 (PROFINET Type A), TP installation cable for connection to IE FC RJ45 2x2, for universal use, 4-core, shielded CAT 5E, sold by the meter, delivery unit max. 4000 m minimum order quantity 20 m. | 48.2 | 1 | ZQ | 20
6XV1840-2AN50 |  | IE FC TP Standard Cable GP 2x2 (PROFINET Type A), CAT5E, bus cable 4-wire, shielded, special configuration for quick assembly to IE FC RJ45 plug 2x2, 50 m. | 2250 | 1 | ZQ | 1
6XV1840-2AU10 |  | Industrial Ethernet FC TP standard cable GP, TP installation cable for connection to IE FC RJ45 2x2, for universal use, shielded Cat5e, 1000 m. | 40000 | 1 | ZQ | 1
7KM1020-0BA01-1DA0 |  | SENTRON PAC1020, 96 x 96 mm Power Monitoring Device, control panel instrument with measurement of electrical variables, protocol: Modbus RTU, with graphical display, Ue rated max: 400/230 V, 45-65 Hz, Ie rated: X/5A AC, auxiliary power: 85 V â€“ 276 V AC screw terminal connection | 6240 | 1 | Z\ | 1
7KM2200-2EA30-1CA1 |  | SENTRON, measuring device, 7KM PAC2200, LCD, L-L: 400 V, L-N: 230 V, 5 A, strd rail instr., 3-phase, M-Bus, apparent/ active/reactive energy, self-powered, screw terminals | 6860 | 1 | Z\ | 1
7KM2200-2EA30-1DA1 |  | SENTRON, measuring device, 7KM PAC2200, LCD, L-L: 400 V, L-N: 230 V, 5 A, strd rail instr., 3-phase, Modbus RTU, apparent /active/reactive energy, self-powered, screw terminals | 7130 | 1 | Z\ | 1
7KM2200-2EA30-1EA1 |  | SENTRON 7KM measuring device PAC2200, L-L: 400 V, L-N: 230 V, 5 A, DIN rail instrument, 3-phase, Modbus TCP, apparent / active / reactive energy, with internal power supply, apparent / active / reactive energy | 7840 | 1 | Z\ | 1
7KM2200-2EA30-1GA1 |  | SENTRON, measuring device, 7KM PAC2200, LCD, L-L: 400 V, L-N: 230 V, 5 A, strd rail instr., 3-phase, M-Bus + MID, apparent /active/reactive energy, self-powered, screw terminals | 7560 | 1 | Z\ | 1
7KM2200-2EA30-1HA1 |  | SENTRON, measuring device, 7KM PAC2200, LCD, L-L: 400 V, L-N: 230 V, 5 A, strd rail instr., 3-phase, Modbus RTU + MID, apparent/active/ reactive energy, self-powered, screw terminals | 7870 | 1 | Z\ | 1
7KM2200-2EA30-1JA1 |  | SENTRON, measuring device, 7KM PAC2200, LCD, L-L: 400 V, L-N: 230 V, 5 A, strd rail instr., 3-phase, Modbus TCP + MID, apparent/active/ reactive energy, self-powered, screw terminals | 8580 | 1 | Z\ | 1
7KM2200-2EA40-1CA1 |  | SENTRON, measuring device, 7KM PAC2200, LCD, L-L: 400 V, L-N: 230 V, 65 A, strd rail instr., 3-phase, M-Bus, apparent/ active/reactive energy, self-powered, screw terminals | 6950 | 1 | Z\ | 1
7KM2200-2EA40-1DA1 |  | SENTRON, measuring device, 7KM PAC2200, LCD, L-L: 400 V, L-N: 230 V, 65 A, strd rail instr., 3-phase, Modbus RTU, apparent /active/reactive energy, self-powered, screw terminals | 7160 | 1 | Z\ | 1
7KM2200-2EA40-1EA1 |  | SENTRON, measuring device, 7KM PAC2200, LCD, L-L: 400 V, L-N: 230 V, 65 A, strd rail instr., 3-phase, Modbus TCP, apparent /active/reactive energy, self-powered, screw terminals | 7870 | 1 | Z\ | 1
7KM2200-2EA40-1GA1 |  | SENTRON, measuring device, 7KM PAC2200, LCD, L-L: 400 V, L-N: 230 V, 65 A, strd rail instr., 3-phase, M-Bus + MID, apparent /active/reactive energy, self-powered, screw terminals | 7620 | 1 | Z\ | 1
7KM2200-2EA40-1HA1 |  | SENTRON, measuring device, 7KM PAC2200, LCD, L-L: 400 V, L-N: 230 V, 65 A, strd rail instr., 3-phase, Modbus RTU + MID, apparent/active/ reactive energy, self-powered, screw terminals | 7900 | 1 | Z\ | 1
7KM2200-2EA40-1JA1 |  | SENTRON, measuring device, 7KM PAC2200, LCD, L-L: 400 V, L-N: 230 V, 65 A, strd rail instr., 3-phase, Modbus TCP + MID, apparent/active/ reactive energy, self-powered, screw terminals | 8640 | 1 | Z\ | 1
7KM3120-0BA01-1DA0 |  | SENTRON PAC3120, LCD 96 x 96 mm Power Monitoring Device, control panel instrument with measurement of electrical variables, protocol: Modbus RTU, with graphical display, Ue rated: 690/400 V, 45-65 Hz, Ie rated: X/1 A or X/5 A AC, auxiliary power: 100 ... 250 V +-10% AC/DC, screw terminal connection | 8610 | 1 | Z\ | 1
7KM3120-1BA01-1EA0 |  | SENTRON PAC3120, LCD 96 x 96 mm Power Monitoring Device, control panel instrument with measurement of electrical variables, protocol: Modbus RTU, with graphical display, Ue rated: 690/400 V, 45-65 Hz, Ie rated: X/1 A or X/5 A AC, auxiliary power: 24 ... 60 V -20/+10% DC, screw terminal connection | 8610 | 1 | Z\ | 1
7KM3200-0CA01-1AA0 |  | SENTRON, measuring device, 7KM PAC3200T, DIN-rail enclosure without display, L-L: 400 V, L-N: 230 V, 5 A, DIN rail instrument, 3-phase, Modbus TCP, apparent / active / reactive energy, wide-voltage power supply unit, AC/DC, screw terminal | 6780 | 1 | Z\ | 1
7KM3220-0BA01-1DA0 |  | SENTRON PAC3220, LCD 96 x 96 mm Power Monitoring Device, control panel instrument with measurement of electrical variables, protocol: Modbus TCP, with graphical display, Ue rated: 690/400 V, 45-65 Hz, Ie rated: X/1 A or X/5 A AC, auxiliary power: 100 ... 250 V +-10% AC/DC, screw terminal connection | 9860 | 1 | Z\ | 1
7KM3220-1BA01-1EA0 |  | SENTRON PAC3220, LCD 96 x 96 mm Power Monitoring Device, control panel instrument with measurement of electrical variables, protocol: Modbus TCP, with graphical display, Ue rated: 690/400 V, 45-65 Hz, Ie rated: X/1 A or X/5 A AC, auxiliary power: 24 ... 60 V -20/+10% DC, screw terminal connection | 9860 | 1 | Z\ | 1
7KM4211-1BB00-3AA0 |  | SENTRON, measuring device, 7KM PAC4200 and DIN-rail adapter, LCD, L-L: 500 V, L-N: 289 V, 5 A, 3- phase, Modbus TCP, optional Modbus RTU / PROFINET / PROFIBUS / DI/DQ, apparent / active / reactive energy / cos phi, harmonics: 3rd - 31st, THD, Class 0.2 acc. to IEC 61557-12 or Class 0.2 s acc. to IEC 62053-22, extra-low-voltage power supply unit, DC, screw terminals | 27300 | 1 | Z\ | 1
7KM4220-0BA01-1EA0 |  | SENTRON PAC4220, Power Monitoring Device with color graphic TFT display PMD-III acc. to IEC 61557-12 active energy Class 0.2 (Class 0.2S acc. to IEC 62053-22) 96 x 96 mm, 3-phase, 45 - 65 Hz Ue rated: 690/400 V, Ie rated: x/1 A or x/5 A AC/DC wide-range power supply 95 to 250 V +-10% (AC), 110 to 270 V +-10% (DC) screw terminal connection control panel instrument with measurement of electrical variables apparent / active / reactive energy / cos phi / THDu / THDi / even and odd harmonics per phase up to 64th | 16600 | 1 | Z\ | 1
7KM4220-1BA01-1EA0 |  | SENTRON PAC4220, Power Monitoring Device with color graphic TFT display PMD-III acc. to IEC 61557-12 active energy Class 0.2 (Class 0.2S acc. to IEC 62053-22) 96 x 96 mm, 3-phase, 45 - 65 Hz Ue rated: 690/400 V, Ie rated: x/1 A or x/5 A DC extra-low-voltage power supply unit 24 to 48 V +-25% screw terminal connection control panel instrument with measurement of electrical variables apparent / active / reactive energy / cos phi / THDu / THDi / even and odd harmonics per phase up to 64th | 16600 | 1 | Z\ | 1
7KM9200-0AB00-0AA0 |  | expansion module 4DI / 2DO, plug-in, for 7KM PAC3220/ 4220 | 4730 | 1 | Z\ | 1
7KM9200-0AD00-0AA0 |  | expansion module I(N),I(diff),analog N-conductor measurement, residual current measurement, 2 analog inputs, plug-in, for 7KM PAC3220 / 4220 | 6580 | 1 | Z\ | 1
7KM9300-0AB01-0AA0 |  | expansion module PROFIBUS DP, plug-in, for 7KM PAC3220 / 4220 / 3VA COM100 / 800 | 7690 | 1 | Z\ | 1
7KM9300-0AE02-0AA0 |  | expansion module Switched Ethernet PROFINET V3, plug-in, for 7KM PAC3220 / 4220 / 3VA COM100 / 800 | 9070 | 1 | Z\ | 1
7KM9300-0AM00-0AA0 |  | RS 485 expansion module, plug-in, for 7KM PAC3220 / 4220 / 3VA COM100 / 800 | 3540 | 1 | Z\ | 1
7KM9900-0GA00-0AA0 |  | Compact holder, for 7KM PAC1020 /3100/3120/3200/3220/4200, 1 packaging unit contains 10 compact holder for 5 PAC device | 2540 | 1 | Z\ | 1
7KM9900-0SA00-0AA0 |  | spare part, for 7KM PAC3100 / 3200 / 4200 | 1590 | 1 | Z\ | 1
7KM9900-0XA00-0AA0 |  | Adapter for For mounting onto standard mounting rail, Display facing forward, for 7KM PAC3100 / 3200 / 4200 TMP2 | 1320 | 1 | Z\ | 1
7KM9900-0YA00-0AA0 |  | Adapter for For mounting onto standard mounting rail, Display facing DIN rail, for 7KM PAC3100 / 3200 / 4200 TMP | 538 | 1 | Z\ | 1
7KN2780-0CE00-0YC0 |  | Block library PAC32x0/4200/3WL/3VA for SIMATIC PCS 7 Version V9.1 with APL. Runtime license V9.1 for execution of the AS-blocks (V9.1) in an additional automation system within the plant. Without software, without documentation. 1 license automation system Type of delivery: OSD email address required for delivery | 28500 | 1 | Z\ | 1
7KN2780-0CE24-0YA0 |  | Block library PAC32x0/4200/3WL/3VA for SIMATIC PCS 7 Version V9.1 with APL. Engineering Software V9.1 for an engineering station including runtime software for executionof AS blocks in an automation system. 1 license engineering station 1 license automation system Supports the devices PAC32x0/4200/3WL/3VA Type of delivery: OSD email address required for delivery | 33500 | 1 | Z\ | 1
7KT0110 |  | Power Monitoring Device Panel instrument for voltage and current LED display Vaux: 95V to 240V AC x/1 or 5 A, Class 1 | 711 | 1 | ZH | 1
7KT0120 |  | Power Monitoring Device Panel instrument for voltage, current and frequency LED display Vaux: 95V to 240V AC x/1 or 5 A, Class 1 | 790 | 1 | ZH | 1
7KT0307 |  | Power Monitoring Device Panel instrument for std electrical values Protocol: Modbus RTU Single line LED Display Vaux: 95V to 240V AC x/1 or 5 A, Class 1 | 1330 | 1 | ZH | 1
7KT0308 |  | Power Monitoring Device Panel instrument for std electrical values Protocol: Modbus RTU Multi line LED Display Vaux: 95V to 240V AC x/1 or 5 A, Class 1 | 1590 | 1 | ZH | 1
7KT0310 |  | SMART 7KT Multi Function Meter Accuracy Class 1 and inbuilt Modbus RTU Communication | 2710 | 1 | ZH | 1
7KT0311 |  | Power Monitoring Device Panel instrument for std electrical values Protocol: Modbus RTU LCD display Vaux: 95V to 240V AC x/1 or 5 A, Class 0.5 | 3450 | 1 | ZH | 1
7KT1200 |  | current transformer AC 3x 60/5 A | 9250 | 1 | ZN | 1
7KT1201 |  | current transformer AC 3x 100/5 A | 9250 | 1 | ZN | 1
7KT1202 |  | current transformer AC 3x 150/5 A | 8370 | 1 | ZN | 1
7KT1222 |  | starter kit 18 2x 9 sensor bars + 18x 40 A sensor + data manager 7KT1260 | 94800 | 1 | ZN | 1
7KT1223 |  | starter kit 24 2x 12 sensor bars + 24x 40 A sensor + data manager 7KT1260 | 113000 | 1 | ZN | 1
7KT1233 |  | 3-sensor bar for plugging on sensors, | 11000 | 1 | ZN | 1
7KT1236 |  | 6-sensor bar for plugging on sensors, | 12500 | 1 | ZN | 1
7KT1238 |  | 9-sensor bar for plugging on sensors, | 15300 | 1 | ZN | 1
7KT1242 |  | 12-sensor bar for plugging on sensors, | 18000 | 1 | ZN | 1
7KT1255 |  | sensor 63A, accessory only for sensor bar, 3 sensors in one pack. | 2210 | 1 | ZN | 3
7KT1261 |  | data manager 7KT1261 3-phase measuring device and data collector for up to 96 outgoing load feeders configuration and read-out on responsive Web browser (PC, SmartPhone, tablet, etc.) data storage in the form of energy monitoring light extraction in various data formats, such as CSV | 38200 | 1 | ZN | 1
7KT5500 |  | time counter 48x 48 mm 10-80V DC, without masking frame 55x 55 mm | 3380 | 1 | ZN | 1
7KT5501 |  | time counter 48x 48 mm 115V 50Hz AC without masking frame 55x 55 mm | 1890 | 1 | ZN | 1
7KT5502 |  | time counter 48x 48 mm 230V 50Hz AC without masking frame 55x 55 mm | 1890 | 1 | ZN | 1
7KT5503 |  | time counter 48x 48 mm 115V 60Hz AC without masking frame 55x 55 mm | 1890 | 1 | ZN | 1
7KT5504 |  | time counter 48x 48 mm 230V 60Hz AC without masking frame 55x 55 mm | 1890 | 1 | ZN | 1
7KT5505 |  | time counter 48x 48 mm 24V AC, 50Hz without masking frame 55x 55 mm | 1960 | 1 | ZN | 1
7KT5600 |  | time counter 72 x 72 mm 10-50 V DC without terminal cover | 7180 | 1 | ZN | 1
7KT5601 |  | time counter 72 x 72 mm 115 V AC 50 Hz without terminal cover | 2650 | 1 | ZN | 1
7KT5602 |  | time counter 72 x 72 mm 230 V AC 50 Hz without terminal cover | 2650 | 1 | ZN | 1
7KT5603 |  | time counter 72 x 72 mm 115 V AC 60 Hz without terminal cover | 2650 | 1 | ZN | 1
7KT5604 |  | time counter 72 x 72 mm 230 V AC 60 Hz without terminal cover | 2650 | 1 | ZN | 1
7KT5801 |  | time counter, mechanical, 10-24 V DC | 3960 | 1 | ZN | 1
7KT5802 |  | time counter, mechanical, 24V, 50Hz | 2530 | 1 | ZN | 1
7KT5803 |  | time counter, mechanical, 115V, 50Hz | 2530 | 1 | ZN | 1
7KT5804 |  | time counter, mechanical, 230V, 50Hz | 2530 | 1 | ZN | 1
7KT5806 |  | time counter, mechanical, 115V, 60Hz | 2530 | 1 | ZN | 1
7KT5807 |  | time counter, mechanical, 230V, 60Hz | 2530 | 1 | ZN | 1
7KT5811 |  | mechanical pulse counter 24 VDC | 2960 | 1 | ZN | 1
7KT5812 |  | mechanical pulse counter 24V, 50Hz | 3220 | 1 | ZN | 1
7KT5814 |  | mechanical pulse counter 230V, 50Hz | 3220 | 1 | ZN | 1
7KT5821 |  | electronic time counter 12-150V DC, 24-240V, 50Hz | 6160 | 1 | ZN | 1
7KT5822 |  | electronic time counter 12-150V DC, 24-240V, 50Hz electrical resetting | 6390 | 1 | ZN | 1
7KT5823 |  | electronic time counter 12-150V DC, 24-240V, 50Hz electrical and mechanical resetting | 6810 | 1 | ZN | 1
7KT5833 |  | electronic pulse counter 12-150V DC, 24-240V, 50Hz electrical and mechanical resetting | 6810 | 1 | ZN | 1
7KT9000 |  | seal IP43 for 7KT5, 55 mm | 283 | 1 | ZN | 1
7KT9020 |  | masking frame 55x 55 mm for time counter 7KT55 | 80 | 1 | ZN | 1
7KT9021 |  | terminal cover for time counter 7KT56 | 136 | 1 | ZN | 1
7LF4501-5 |  | weekly time switch mini digital 230 V AC, 1 channel, 1 MW | 2450 | 1 | ZN | 1
7LF4511-0 |  | weekly time switch Top digital 230 V 16A 1-channel 2MW | 3060 | 1 | ZN | 1
7LF4512-0 |  | weekly time switch Top digital 230 V 16A 2-channel 2MW | 3750 | 1 | ZN | 1
7LF4521-0 |  | weekly time switch Profi digital 230 V 16A 1-channel 2MW | 3530 | 1 | ZN | 1
7LF4521-2 |  | weekly time switch Profi digital 24 V 16A 1-channel 2MW | 4230 | 1 | ZN | 1
7LF4522-0 |  | weekly time switch Profi digital 230 V 16A 2-channel 2MW | 4520 | 1 | ZN | 1
7LF4522-2 |  | weekly time switch Profi digital 24 V 16A 2-channel 2MW | 5710 | 1 | ZN | 1
7LF4531-0 |  | weekly time switch Astro digital 230 V 16A 1-channel 2MW | 5530 | 1 | ZN | 1
7LF4532-0 |  | weekly time switch Astro digital 230 V 16A 2-channel 2MW | 8070 | 1 | ZN | 1
7LF4941-0 |  | USB adapter and software | 5110 | 1 | ZN | 1
7LF4941-1 |  | Data key Profi, ASTRO | 511 | 1 | ZN | 1
7LF5300-1 |  | Synchronous time switch Day 1 NO 230V/50Hz 1 MW | 1670 | 1 | ZN | 1
7LF5300-5 |  | Synchronous time switch Day 1 change-over contact 230V/50Hz 3 MW | 1790 | 1 | ZN | 1
7LF5300-6 |  | Synchronous time switch Week 1 change-over contact 230 V/50 Hz 3 MW | 2360 | 1 | ZN | 1
7LF5301-0 |  | Synchronous time switch Day 1 change-over contact 230V/50Hz Surface-mounting | 2290 | 1 | ZN | 1
7LF5301-1 |  | Quartz time switch Day 1 NO 230V/50-60Hz 1 MW | 3260 | 1 | ZN | 1
7LF5301-4 |  | Quartz time switch Day 1 change-over contact 230V/50-60Hz 3 MW auto. daylight-saving time switchover | 3830 | 1 | ZN | 1
7LF5301-5 |  | Quartz time switch Week 1 change-over contact 230 V/50-60 Hz 3 MW auto. daylight-saving time switchover | 4410 | 1 | ZN | 1
7LF5301-6 |  | Quartz time switch Day 1 change-over contact 230V/50-60Hz 3 MW | 3460 | 1 | ZN | 1
7LF5301-7 |  | Quartz time switch Week 1 change-over contact 230 V/50-60 Hz 3 MW | 3810 | 1 | ZN | 1
7LF5305-0 |  | Quartz time switch Day 1 change-over contact 230V/50-60Hz Surface-mounting | 3770 | 1 | ZN | 1
7LF9006 |  | SENTRON, holder, for front mounting | 1530 | 1 | ZN | 1
7PV1508-1AW30 |  | Timing relay, electronic Multifunction 1 change-over contact, 7 functions 7 time ranges 0.05 s ... 100 h 12-240 V AC/DC with LED, Screw terminal | 1530 | 1 | Z9 | 1
7PV1508-1BW30 |  | Timing relay, electronic Multifunction 2 change-over contacts, 7 functions 7 time ranges 0.05 s ... 100 h 12-240 V AC/DC with LED, Screw terminal | 1690 | 1 | Z9 | 1
7PV1511-1AP30 |  | Timing relay, electronic ON delay 1 change-over contact, 1 time range 0.05...1 s 24/230 V AC and 24 V DC with LED, Screw terminal | 807 | 1 | Z9 | 1
7PV1512-1AP30 |  | Timing relay, electronic ON delay 1 change-over contact, 1 time range 0.5...10 s 24/230 V AC and 24 V DC with LED, Screw terminal | 807 | 1 | Z9 | 1
7PV1512-1AQ30 |  | Timing relay, electronic ON delay 1 change-over contact, 1 time range 0.5...10 s 24/110 V AC and 24 V DC with LED, Screw terminal | 807 | 1 | Z9 | 1
7PV1513-1AP30 |  | Timing relay, electronic ON delay 1 change-over contact, 1 time range 5...100 s 24 V/230 V AC and 24 V DC with LED, Screw terminal | 807 | 1 | Z9 | 1
7PV1513-1AQ30 |  | Timing relay, electronic ON delay 1 change-over contact, 1 time range 5...100 s 24 V/110 V AC and 24 V DC with LED, Screw terminal | 807 | 1 | Z9 | 1
7PV1518-1AW30 |  | Timing relay, electronic ON delay 1 change-over contact, 7 time ranges 0.05 s...100 h 12-240 V AC/DC wide voltage range Screw terminal | 1040 | 1 | Z9 | 1
7PV1538-1AW30 |  | Timing relay, electronic OFF delay with control signal, 1 change-over contact 7 time ranges, 0.05 s...100 h 12-240 V AC/DC with LED, Screw terminal | 1390 | 1 | Z9 | 1
7PV1540-1AW30 |  | Timing relay, electronic OFF delay without control signal, 1 change-over contact 7 time ranges 0.05...100 s 12-240 V AC/DC with LED, Screw terminal | 1760 | 1 | Z9 | 1
7PV1558-1AW30 |  | Timing relay, electronic Clock generator, 1 change-over contact 7 time ranges 0.05 s...100 h 12...240 V AC/DC with LED, Screw terminal | 1780 | 1 | Z9 | 1
7PV1578-1BW30 |  | Timing relay, electronic with star-delta (wye-delta) function 2 NO 7 time ranges 0.05 s...100 h 12-240 V AC/DC Screw terminal | 1190 | 1 | Z9 | 1
8UB9530 |  | Cover frame 96x 96 mm for drives 8UC | 334 | 1 | ZN | 1
8UC6011 |  | Spare part for rotary operating mechanism 8UC6 Coupling driver for shaft 6 mm | 1440 | 1 | ZN | 1
8UC6012 |  | Spare part for rotary operating mechanism 8UC6 Coupling driver for shaft 8 mm | 1440 | 1 | ZN | 1
8UC6013 |  | Spare part for rotary operating mechanism 8UC6 Coupling driver for shaft 10 mm | 2860 | 1 | ZN | 1
8UC6014 |  | Spare part for rotary operating mechanism 8UC6 Coupling driver for shaft 12 mm | 3270 | 1 | ZN | 1
8UC6016 |  | Spare part for rotary operating mechanism 8UC6 Coupling driver shortened with reduced Tolerance compensation for shaft 6 mm | 1370 | 1 | ZN | 1
8UC6017 |  | Spare part for rotary operating mechanism 8UC6 Coupling driver shortened with reduced tolerance compensation for shaft 8 mm | 1370 | 1 | ZN | 1
8UC6017-2AA |  | Coupling driver for 8UC62 with reduced tolerance compensation for 3VL | 1440 | 1 | ZN | 1
8UC6021 |  | Spare part for rotary operating mechanism 8UC6 adapter for shaft 6 mm x 6 mm | 553 | 1 | ZN | 1
8UC6022 |  | Spare part for rotary operating mechanism 8UC6 adapter for shaft 8 mm x 8 mm | 553 | 1 | ZN | 1
8UC6023 |  | Spare part for rotary operating mechanism 8UC6 adapter for shaft 10 mm to 10 mm | 1020 | 1 | ZN | 1
8UC6024 |  | Spare part for rotary operating mechanism 8UC6 adapter for shaft 12 mm x 12 mm | 1510 | 1 | ZN | 1
8UC6031 |  | Spare part for rotary operating mechanism 8UC6 Extension shaft 300 mm long 6x 6 mm | 457 | 1 | ZN | 1
8UC6032 |  | Spare part for rotary operating mechanism 8UC6 Extension shaft 300 mm long 8x 8 mm | 553 | 1 | ZN | 1
8UC6033 |  | Spare part for rotary operating mechanism 8UC6 Extension shaft 300 mm long 10x 10 mm | 707 | 1 | ZN | 1
8UC6034 |  | Spare part for rotary operating mechanism 8UC6 Extension shaft 300 mm long 12x 12 mm | 799 | 1 | ZN | 1
8UC6035 |  | Spare part for rotary operating mechanism 8UC6 Extension shaft 300 mm long 12x 12 mm, hardened | 4920 | 1 | ZN | 1
8UC6081 |  | Spare part for rotary operating mechanism 8UC6 Extension shaft 600 mm long 6x 6 mm | 608 | 1 | ZN | 1
8UC6082 |  | Spare part for rotary operating mechanism 8UC6 Extension shaft 600 mm long 8x 8 mm | 864 | 1 | ZN | 1
8UC6083 |  | Spare part for rotary operating mechanism 8UC6 Extension shaft 600 mm long 10x 10 mm | 1180 | 1 | ZN | 1
8UC6084 |  | Spare part for rotary operating mechanism 8UC6 Extension shaft 600 mm long 12x 12 mm | 1370 | 1 | ZN | 1
8UC6262-6BD22 |  | door-coupling rotary operating mechanism complete, black, for 3VL for GM projects: according to GCCL is 8UC6262-6BD22 must be ordered! | 9010 | 1 | ZN | 1
8UC6272-8BD22 |  | Door-coupling rotary operating mechanism complete red/yellow for 3VL | 6080 | 1 | ZN | 1
8UC7011-2AA |  | Spare part for Door-coupling rotary mechanism 8UC7 with tolerance compensation for size 1 for actuating shafts 6x 6 mm | 1150 | 1 | ZN | 1
8UC7050 |  | Reducer 12 mm/8 mm Spare part for Door-coupling rotary mechanism 8UC7 for extension shafts 8x 8 mm | 1860 | 1 | ZN | 1
8UC7058 |  | Reducer 8 mm/6 mm Spare part for Door-coupling rotary mechanism 8UC7 for extension shafts 6x 6 mm | 894 | 1 | ZN | 1
8UC7110-1BB |  | 8UC7 handle with masking frame Handle dark blue/blue-green Basic Masking frame light gray Spare part for 8UC7111-1BB10/8UC7161-1BB10 | 2280 | 1 | ZN | 1
8UC7110-1BD |  | 8UC7 handle with masking frame Handle dark blue/blue-green Basic Masking frame light gray Spare part for rotary operating mechanism for 8UC6110-1BD/8UC6112-1BD22 for 8UC7112-1BD22/8UC7110-1BD10 | 2210 | 1 | ZN | 1
8UC7110-6BD |  | 8UC7 handle with masking frame Handle ti-gray, Masking frame light gray Spare part for 8UC7111-6BD15 | 3450 | 1 | ZN | 1
8UC7111-1BB10 |  | Door operating mechanism 8UC7 Handle dark blue/blue-green Basic Masking frame light gray for 3-pole switch disconnector 3KL50, 3KM50, 3KA50, 3KA51 for actuating shafts 6x 6 mm New design in new colors | 2530 | 1 | ZN | 1
8UC7111-6BD15 |  | Door operating mechanism 8UC7 Handle ti-gray, Masking frame light gray for circuit breaker 3VL1, 3VL2, 3VL3 for actuating shafts 6x 6 mm New design in new colors | 4810 | 1 | ZN | 1
8UC7112-1BD22 |  | Door operating mechanism 8UC7 Handle dark blue/blue-green Basic Masking frame light gray for circuit breaker 3VF2 for actuating shaft 8x 8 mm | 3110 | 1 | ZN | 1
8UC7120-3BB |  | 8UC7 handle with masking frame Red handle masking frame yellow Spare part for 8UC7121-3BB10 | 2530 | 1 | ZN | 1
8UC7120-3BD |  | 8UC7 handle with masking frame Spare part for rotary operating mechanism 8UC7122-3BD22/8UC6122-3BD22 Handle red/blue-green Basic masking frame yellow | 2440 | 1 | ZN | 1
8UC7120-8BD |  | 8UC7 handle handle red, masking frame yellow Spare part for 8UC7121-8BD15 | 3650 | 1 | ZN | 1
8UC7121-3BB10 |  | 8UC7 door operating mechanism handle red/yellow Basic 8UC7 door operating mechanism for switch disconnector 3KL50, 3KM50, 3KA50, 3KA51 for actuating shafts 6 x 6 mm | 2760 | 1 | ZN | 1
8UC7121-8BD15 |  | Door operating mechanism 8UC7 handle red, masking frame yellow for circuit breaker 3VL1, 3VL2, 3VL3 for actuating shafts 6x 6 mm | 4950 | 1 | ZN | 1
8UC7122-3BD22 |  | Door-coupling rotary operating mechanism Actuating shaft 8x 8 mm for circuit breaker 3VF2 Size 1 Handle red/blue-green Basic masking frame yellow | 3320 | 1 | ZN | 1
8UC7161-1BB10 |  | Door operating mechanism 8UC7 Handle dark blue/blue-green Basic Masking frame light gray for 3-pole switch disconnector 3KL50, 3KM50, 3KA50, 3KA51 w. reduced tolerance compensation for actuating shafts 6x 6 mm | 2440 | 1 | ZN | 1
8UC7161-1BD10 |  | Door-coupling rotary operating mechanism with short coupling driver and reduc. tolerance compensation Actuating shaft 6x 6 mm for circuit breaker and for switch disconnector Knob ti-gray/blue-green Basic Masking frame light gray | 2570 | 1 | ZN | 1
8UC7162-6BD22 |  | Door operating mechanism 8UC7 Handle ti-gray, Masking frame light gray for circuit breaker 3VL1, 3VL2, 3VL3 for actuating shafts 8x 8 mm New design in new colors | 4810 | 1 | ZN | 1
8UC7168-1BB |  | Door-coupling rotary operating mechanism with coupling driver without tolerance compensation without non-interchangeability with door interlock without flat seal, without shaft for 8PT rack unit Size 1 Handle dark blue/blue-green Basic | 2110 | 1 | ZN | 1
8UC7172-8BD22 |  | Door operating mechanism 8UC7 handle red, masking frame yellow for circuit breaker 3VL1, 3VL2, 3VL3 for actuating shafts 8x 8 mm | 4950 | 1 | ZN | 1
8UC7210-1BB |  | Spare part for 8UC7212-1BB20/8UC7262-1BB20 8UC7 design Handle dark blue/blue-green Basic Masking frame light gray | 2720 | 1 | ZN | 1
8UC7210-1BD |  | Spare part for rotary operating mechanism 8UC7 handle with masking frame for 8UC6212-1BD22/8UC6210-1BD Handle dark blue/blue-green Basic Masking frame light gray | 2640 | 1 | ZN | 1
8UC7210-6BD |  | Spare part for 8UC7212-6BD26 for door-coupling rotary operating mechanism for circuit breaker 3VL 8UC7 design Handle ti-gray, Masking frame light gray | 4980 | 1 | ZN | 1
8UC7212-1BB20 |  | For switch disconnector 3KL52, 3KM52, 3KL53, 3KM53, 3kA for switch disconnector for actuating shafts 8x 8 mm Handle dark blue/blue-green Basic Masking frame light gray | 4170 | 1 | ZN | 1
8UC7220-3BB |  | Red handle masking frame yellow Door operating mechanism 8UC7 Spare part for 8UC7222-3BB20 Size 2 | 2720 | 1 | ZN | 1
8UC7220-3BD |  | Handle red/blue-green Basic masking frame yellow Spare part for door drives 8UC6222-3BD22/8UC6220-3BD (3VF) Handle is in 8UC7 design | 2640 | 1 | ZN | 1
8UC7220-8BD |  | handle red, masking frame yellow Handle is in 8UC7 design Spare part for 8UC7262-8BD26 | 3650 | 1 | ZN | 1
8UC7222-3BB20 |  | Door operating mechanism 8UC7 Handle red/blue-green Basic masking frame yellow for switch disconnector 3KL52, 3KM52, 3KL53, 3KM53, 3kA for actuating shafts 8x 8 mm | 4340 | 1 | ZN | 1
8UC7262-1BB20 |  | Door operating mechanism 8UC7 Handle dark blue/blue-green Basic Masking frame light gray w. reduced tolerance compensation for switch disconnector 3KL52/53, 3KM52/53, 3KA52/53 for actuating shafts 8x 8 mm | 4100 | 1 | ZN | 1
8UC7262-6BD26 |  | Door operating mechanism 8UC7 Handle ti-gray, Masking frame light gray w. reduced tolerance compensation for circuit breaker 3VL4, 3VL5, 3VL6 for actuating shafts 8x 8 mm | 6660 | 1 | ZN | 1
8UC7262-8BD26 |  | Door operating mechanism 8UC7 handle red, masking frame yellow w. reduced tolerance compensation for circuit breaker 3VL4, 3VL5, 3VL6 for actuating shafts 8x 8 mm | 7140 | 1 | ZN | 1
8UC7310-1BB |  | Handle ti-gray/B. green Basic Masking frame light gray Spare part for rotary operating mechanism 8UC7313-1BB30/8UC7314-1BB44 | 4340 | 1 | ZN | 1
8UC7310-1BD |  | Handle dark blue/blue-green Basic Masking frame light gray Handle is in 8UC7 design Spare part for door drives 8UC6314-1BD44/8UC6310-1BD (3VF) | 4810 | 1 | ZN | 1
8UC7310-6BD |  | Handle ti-gray, Masking frame light gray Handle is in 8UC7 design Spare part for 8UC7314-6BD44 | 7780 | 1 | ZN | 1
8UC7313-1BB30 |  | Door operating mechanism 8UC7 Handling TI-grey/blue green Masking frame light gray for switch disconnector 3KL55, 3KM55, 3KL57, 3KM57, 3kA including Extension shaft 300 mm long, 10 x 10 mm and clutch holder | 6250 | 1 | ZN | 1
8UC7314-1BB44 |  | Door operating mechanism 8UC7 Handle dark blue/blue-green Basic Masking frame light gray for switch disconnector 3KE42, 3KE43, 3KE44, 3KE45 for actuating shafts 12x 12 mm | 6550 | 1 | ZN | 1
8UC7314-6BD44 |  | Door operating mechanism 8UC7 Handle ti-gray, Masking frame light gray for circuit breaker 3VL7, 3VL8 for actuating shafts 12x 12 mm | 11500 | 1 | ZN | 1
8UC7320-3BB |  | Red handle Spare part for 8UC73 23-3BB30/8UC7324-3BB44 Handle is in 8UC7 design | 4640 | 1 | ZN | 1
8UC7320-3BD |  | 8UC7 handle with masking frame Handle red/blue-green Basic masking frame yellow Spare part for rotary operating mechanism 8UC6324-3BD44/8UC6320-3BD | 4540 | 1 | ZN | 1
8UC7320-8BD |  | 8UC7 handle with masking frame handle red, masking frame yellow Spare part for 8UC7324-8BD44 | 8060 | 1 | ZN | 1
8UC7323-3BB30 |  | Door operating mechanism 8UC7 Handle red/blue-green Basic masking frame yellow for switch disconnector 3KL55, 3KL57, 3KM55, 3KM57 3KA55, 3KA57, 3KA58 | 6860 | 1 | ZN | 1
8UC7324-3BB44 |  | Door operating mechanism 8UC7 Handle red/blue-green Basic masking frame yellow for switch disconnector 3KE42, 3KE43, 3KE44, 3KE45 | 6930 | 1 | ZN | 1
8UC7324-8BD44 |  | Door operating mechanism 8UC7 handle red, masking frame yellow for circuit breaker 3VL7, 3VL8 | 11800 | 1 | ZN | 1
8UC7410-1BB |  | 8UC7 handle with masking frame Handle ti-gray/blue-green B. Masking frame light gray Spare part for 8UC7414-1BB44/8UC6514-1BB44 8UC6510-1BB | 4850 | 1 | ZN | 1
8UC7410-1BF |  | 8UC7 handle with masking frame Handle dark blue/blue-green Basic Masking frame light gray Spare part for 8UC7414-1BF44 | 6490 | 1 | ZN | 1
8UC7410-1FG |  | 8UC7 handle with masking frame Handle dark blue/blue-green Basic Masking frame light gray Spare part for 8UC7414-1FG44 | 6150 | 1 | ZN | 1
8UC7414-1BB44 |  | Door operating mechanism 8UC7 Handle dark blue/blue-green Basic Masking frame light gray for circuit breaker 3VF7, 3VF8 | 11000 | 1 | ZN | 1
8UC7414-1BF44 |  | Door operating mechanism 8UC7 Handle on one side Handle dark blue/blue-green Basic Masking frame light gray for switch disconnector as Changeover switch with make-before-break feature 3KE42, 3KE43, 3KE44, 3KE45 for actuating shafts 12x 12 mm | 11000 | 1 | ZN | 1
8UC7414-1FG44 |  | Door operating mechanism 8UC7 Handle ti-gray/blue-green BAS Masking frame gray Handle on one side for switch disconnector as Changeover switch without make-before-break feature 3KE42, 3KE43, 3KE44, 3KE45 for actuating shafts 12 x 12 mm | 11500 | 1 | ZN | 1
8UC7420-3BB |  | 8UC7 handle with masking frame Spare part for 8UC6524-3BB44/8UC7424-3BB44 8UC6520-3BB Red handle masking frame yellow | 5260 | 1 | ZN | 1
8UC7424-3BB44 |  | Door operating mechanism 8UC7 Handle red/blue-green Basic masking frame yellow Handle on one side for circuit breaker 3VF7, 3VF8 for actuating shafts 12x 12 mm | 12400 | 1 | ZN | 1
8UC9400 |  | Interlocking module UL 508A | 16500 | 1 | ZN | 1
8UD1131-2AE21 |  | Door-coupling rotary operating mechanism standard with tolerance compensation Size 75x 75, Shaft 8x 8, 300 mm, I-0-II, Complete unit Handle size 55 mm Accessory for 3KC0 size 1 and 2 | 2090 | 1 | ZN | 1
8UD1141-2AE21 |  | Door-coupling rotary operating mechanism standard with tolerance compensation Size 100x 100, Shaft 8x 8, 300 mm, I-0-II, Complete unit Handle size 100 mm Accessory for 3KC0 size 3 | 2750 | 1 | ZN | 1
8UD1141-2AF21 |  | Door-coupling rotary operating mechanism standard with tolerance compensation Size 100 x 100mm Shaft 8 x 8, 300mm,Test 0-I, Complete unit Handle size 100 mm Accessory for 3KD size 3, 3KF size 2 | 2160 | 1 | ZN | 1
8UD1141-2AF25 |  | Door-coupling rotary operating mechanism Emergency switching-off with tolerance compensation Size 100 x 100 mm Shaft 8 x 8, 300 mm, 0-I, Complete unit Handle size 100 mm Accessory for 3KD size 3, 3KF size 2 | 2160 | 1 | ZN | 1
8UD1141-3AF21 |  | Door coupling operating mechanism Standard with tolerance compensation Size 100 x 100, Shaft 10x 10, 300 mm, Test-0-1 Complete unit Handle size 100 mm Accessory for 3KF size 3 | 2640 | 1 | ZN | 1
8UD1141-3AF25 |  | Door coupling operating mechanism Emergency switching-off with tolerance compensation Size 100 x 100, Shaft 10x 10, 300 mm, Test-0-1 Complete unit Handle size 100 mm Accessory for 3KF size 3 | 2640 | 1 | ZN | 1
8UD1151-3AE21 |  | Door-coupling rotary operating mechanism standard with tolerance compensation Size 100x 100, Shaft 10x 10, 300 mm, I-0-II, Complete unit Handle size 140 mm Accessory for 3KC0 size 4 | 3150 | 1 | ZN | 1
8UD1151-3AF21 |  | Door-coupling rotary operating mechanism standard with tolerance compensation Size 100x 100, Shaft 10x 10, 300 mm, Test-0-I, Complete unit Handle 140 mm Accessory for 3KD size 4, 3KF size 4 | 2780 | 1 | ZN | 1
8UD1151-3AF25 |  | Door-coupling rotary operating mechanism Emergency switching-off with tolerance compensation Size 100x 100, Shaft 10x 10, 300 mm, 0-I, Complete unit Handle size 140 mm Accessory for 3KD size 4, 3KF size 4 | 2780 | 1 | ZN | 1
8UD1161-4AE21 |  | Door-coupling rotary operating mechanism standard with tolerance compensation Size 100x 100, Shaft 12x 12, 300 mm, I-0-II, Complete unit Handle size 200 mm Accessory for 3KC0 size 5 | 4970 | 1 | ZN | 1
8UD1161-4AF21 |  | Door-coupling rotary operating mechanism standard with tolerance compensation Size 100x 100, Shaft 12x 12, 300 mm, Test-0-I, Complete unit Handle 200 mm Accessory for 3KD size 5, 3KF size 5 | 4150 | 1 | ZN | 1
8UD1161-4AF25 |  | Door-coupling rotary operating mechanism Emergency switching-off with tolerance compensation Size 100x 100, Shaft 12x 12, 300 mm, 0-I, Complete unit Handle size 200 mm Accessory for 3KD size 5, 3KF size 5 | 4150 | 1 | ZN | 1
8UD1171-2AD11 |  | Door-coupling rotary operating mechanism Standard without tolerance compensation Size 75x 75, Shaft 8x 8, 300 mm, 0-I, Complete unit Handle size 45 mm Accessory for 3KD size 1 and 2, 3KF size 1 | 1370 | 1 | ZN | 1
8UD1171-2AD15 |  | Door-coupling rotary operating mechanism Emergency switching-off without tolerance compensation Size 75x 75, Shaft 8x 8, 300 mm, 0-I, Complete unit Handle size 45 mm Accessory for 3KD size 1 and 2, 3KF size 1 | 1370 | 1 | ZN | 1
8UD1171-2AF21 |  | Door-coupling rotary operating mechanism standard with tolerance compensation Size 75x 75, Shaft 8x 8, 300 mm, test-0-1, Complete unit Handle size 45 mm Accessory for 3KD size 1 and 2, 3KF size 1 | 1370 | 1 | ZN | 1
8UD1171-2AF25 |  | Door-coupling rotary operating mechanism Emergency switching-off with tolerance compensation Size 75x 75, Shaft 8x 8, 300 mm, test-0-1, Complete unit Handle size 45 mm Accessory for 3KD size 1 and 2, 3KF size 1 | 1370 | 1 | ZN | 1
8UD1721-0AB11 |  | Handle with masking frame standard without tolerance compensation Accessory for: 3VA1/2 100/160/250 | 2280 | 1 | ZN | 1
8UD1721-0AB15 |  | Handle with masking frame Emergency stop without tolerance compensation Accessory for: 3VA1/2 100/160/250 | 2630 | 1 | ZN | 1
8UD1721-0AB21 |  | Handle with masking frame standard with tolerance compensation Accessory for: 3VA1/2 100/160/250 | 3040 | 1 | ZN | 1
8UD1721-0AB25 |  | Handle with masking frame Emergency stop with tolerance compensation Accessory for: 3VA1/2 100/160/250 | 3540 | 1 | ZN | 1
8UD1721-0AC11 |  | Handle with masking frame standard without tolerance compensation with door opening position Accessory for: 3VM 100/160/250 3VA1/2 100/160/250 3VA5/6 125/150/250 | 2930 | 1 | ZN | 1
8UD1721-0AC15 |  | Handle with masking frame Emergency stop without tolerance compensation with door opening position Accessory for: 3VM 100/160/250 3VA1/2 100/160/250 3VA5/6 125/150/250 | 3410 | 1 | ZN | 1
8UD1721-0AC21 |  | Handle with masking frame standard with tolerance compensation with door opening position Accessory for: 3VM 100/160/250 3VA1/2 100/160/250 3VA5/6 125/150/250 | 3900 | 1 | ZN | 1
8UD1721-0AC25 |  | Handle with masking frame Emergency stop with tolerance compensation with door opening position Accessory for: 3VM 100/160/250 3VA1/2 100/160/250 3VA5/6 125/150/250 | 4500 | 1 | ZN | 1
8UD1731-0AB11 |  | Handle with masking frame standard without tolerance compensation Accessory for: 3VA2 400/630 | 3200 | 1 | ZN | 1
8UD1731-0AB15 |  | Handle with masking frame Emergency stop without tolerance compensation Accessory for: 3VA2 400/630 | 3700 | 1 | ZN | 1
8UD1731-0AB21 |  | Handle with masking frame standard with tolerance compensation Accessory for: 3VA2 400/630 | 3940 | 1 | ZN | 1
8UD1731-0AB25 |  | Handle with masking frame Emergency stop with tolerance compensation Accessory for: 3VA2 400/630 | 4500 | 1 | ZN | 1
8UD1731-0AC11 |  | Handle with masking frame standard without tolerance compensation with door opening position Accessory for: 3VA2 400/630 3VA6 400/600 | 4140 | 1 | ZN | 1
8UD1731-0AC15 |  | Handle with masking frame Emergency stop without tolerance compensation with door opening position Accessory for: 3VA2 400/630 3VA6 400/600 | 4760 | 1 | ZN | 1
8UD1731-0AC21 |  | Handle with masking frame standard with tolerance compensation with door opening position Accessory for: 3VA2 400/630 3VA6 400/600 | 5090 | 1 | ZN | 1
8UD1731-0AC25 |  | Handle with masking frame Emergency stop with tolerance compensation with door opening position Accessory for: 3VA2 400/630 3VA6 400/600 | 5820 | 1 | ZN | 1
8UD1731-2AD01 |  | Handle with masking frame standard Size 75x 75, for shaft 8x 8, 0-I, Handle size 55 mm, 3LD5 UL | 1720 | 1 | ZN | 1
8UD1731-2AD05 |  | Handle with masking frame standard Size 75x 75, for shaft 8x 8, 0-I, Handle size 55 mm, 3LD5 UL | 1720 | 1 | ZN | 1
8UD1731-2AE01 |  | Handle with masking frame standard Size 75x 75, for shaft 8x 8, I-0-II, Handle size 55 mm Accessory for 3KC0 size 1 and 2 | 1720 | 1 | ZN | 1
8UD1731-2AE05 |  | Handle with masking frame Emergency switching-off Size 75x 75, for shaft 8x 8, I-0-II, Handle size 55 mm Accessory for 3KC0 size 1 and 2 | 1720 | 1 | ZN | 1
8UD1731-2AF01 |  | Handle with masking frame standard Size 75x 75, for shaft 8x 8, Test-0-I, Handle size 55 mm | 1720 | 1 | ZN | 1
8UD1731-2AF05 |  | Handle with masking frame Emergency switching-off Size 75x 75, for shaft 8x 8, Test-0-I, Handle size 55 mm | 1720 | 1 | ZN | 1
8UD1741-0AB11 |  | Handle with masking frame standard without tolerance compensation Accessory for: 3VA1/2 1000 | 4170 | 1 | ZN | 1
8UD1741-0AB15 |  | Handle with masking frame Emergency stop without tolerance compensation Accessory for: 3VA1/2 1000 | 4800 | 1 | ZN | 1
8UD1741-0AB21 |  | Handle with masking frame standard with tolerance compensation Accessory for: 3VA1/2 1000 | 5090 | 1 | ZN | 1
8UD1741-0AB25 |  | Handle with masking frame Emergency stop with tolerance compensation Accessory for: 3VA1/2 1000 | 5720 | 1 | ZN | 1
8UD1771-2AD01 |  | Handle with masking frame standard Size 75x 75, for shaft 6x6 and 8x 8, 0-I, Handle size 45 mm Accessory for 3KD size 1 and 2, 3KF size 1, 3LD5 UL | 1030 | 1 | ZN | 1
8UD1771-2AD05 |  | Handle with masking frame Emergency switching-off Size 75x75, for shaft 6x6 and 8x8, 0-I, Handle size 45 mm, Accessory for 3KD size 1 and 2, 3KF size 1, 3LD5 UL | 1030 | 1 | ZN | 1
8UD1771-2AF01 |  | Handle with masking frame standard Size 75x 75, for shaft 8x 8, Test-0-I, Handle size 45 mm Accessory for 3KD size 1 and 2, 3KF size 1 | 1030 | 1 | ZN | 1
8UD1771-2AF05 |  | Handle with masking frame Emergency switching-off Size 75x 75, for shaft 8x 8, Test-0-I, Handle size 45 mm Accessory for 3KD size 1 and 2, 3KF size 1 | 1030 | 1 | ZN | 1
8UD1771-2CD01 |  | Handle with masking frame standard with illumination Size 75x 75, for shaft 8x 8, 0-I, Handle size 45 mm Accessory for 3KD size 1 and 2, 3KF size 1 | 2570 | 1 | ZN | 1
8UD1771-2CD05 |  | Handle with masking frame Emergency switching-off with illumination Size 75x 75, for shaft 8x 8, 0-I, Handle size 45 mm Accessory for 3KD size 1 and 2, 3KF size 1 | 2570 | 1 | ZN | 1
8UD1771-2CF01 |  | handle with masking plate standard illuminated size 75x 75, for shaft 8x 8, test-0-I, handle size 45mm accessory for 3KD size 1 and 2, 3KF size 1 | 2570 | 1 | ZN | 1
8UD1771-2CF05 |  | handle with masking plate EMERGENCY-STOP illuminated size 75x 75, for shaft 8x 8, test-0-I, handle size 45mm accessory for 3KD size 1 and 2, 3KF size 1 | 2570 | 1 | ZN | 1
8UD1841-2AD01 |  | handle with masking plate standard size 100 x 100, for shaft 8 x 8, 0-I, handle size 100mm accessory for 3KD size 3 3KF size 2 and 3 | 1850 | 1 | ZN | 1
8UD1841-2AD05 |  | handle with masking plate EMERGENCY-STOP size 100 x 100, for shaft 8 x 8, 0-I, handle size 100mm accessory for 3KD size 3 3KF size 2 and 3 | 1850 | 1 | ZN | 1
8UD1841-2AE01 |  | handle with masking plate standard size 100x 100, for shaft 8x 8, I-0-II, handle size 100mm accessory for 3KC0 size 3 | 2240 | 1 | ZN | 1
8UD1841-2AE05 |  | handle with masking plate EMERGENCY-STOP size 100x 100, for shaft 8x 8, I-0-II, handle size 100mm accessory for 3KC0 size 3 | 2240 | 1 | ZN | 1
8UD1841-2AF01 |  | handle with masking plate standard size 100 x 100, for shaft 8 x 8, test-0-I handle size 100mm accessory for 3KD size 3 3KF size 2 and 3 | 2240 | 1 | ZN | 1
8UD1841-2AF05 |  | handle with masking plate EMERGENCY-STOP size 100 x 100, for shaft 8 x 8, test-0-I handle size 100mm accessory for 3KD size 3 3KF size 2 and 3 | 2240 | 1 | ZN | 1
8UD1841-2CD01 |  | handle with masking plate standard illuminated size 100x 100, for shaft 8x 8, 0-I, handle size 100mm accessory for 3KD size 3 3KF size 2 and 3 | 3780 | 1 | ZN | 1
8UD1841-2CD05 |  | handle with masking plate EMERGENCY-STOP illuminated size 100x 100, for shaft 8x 8, 0-I, handle size 100mm accessory for 3KD size 3 3KF size 2 and 3 | 3780 | 1 | ZN | 1
8UD1841-2CF01 |  | handle with masking plate standard illuminated size 100x 100, for shaft 8x 8, test-0-I, handle size 100mm accessory for 3KD size 3 3KF size 2 and 3 | 3780 | 1 | ZN | 1
8UD1841-2CF05 |  | handle with masking plate EMERGENCY-STOP illuminated size 100x 100, for shaft 8x 8, test-0-I, handle size 100mm accessory for 3KD size 3 3KF size 2 and 3 | 3780 | 1 | ZN | 1
8UD1851-3AD01 |  | handle with masking plate standard size 100x 100, for shaft 10x 10, 0-I, handle size 140mm accessory for 3KD size 4 3KF size 4 | 2320 | 1 | ZN | 1
8UD1851-3AD05 |  | handle with masking plate EMERGENCY-STOP size 100x 100, for shaft 10x 10, 0-I, handle size 140mm accessory for 3KD size 4 3KF size 4 | 2320 | 1 | ZN | 1
8UD1851-3AE01 |  | handle with masking plate standard size 100x 100, for shaft 10x 10, I-0-II, handle size 140mm accessory for 3KC0 size 4 | 2750 | 1 | ZN | 1
8UD1851-3AE05 |  | handle with masking plate EMERGENCY-STOP size 100x 100, for shaft 10x 10, I-0-II, handle size 140mm accessory for 3KC0 size 4 | 2750 | 1 | ZN | 1
8UD1851-3AF01 |  | handle with masking plate standard size 100x 100, for shaft 10x 10, test-0-I, handle size 140mm accessory for 3KD size 4 3KF size 4 | 2750 | 1 | ZN | 1
8UD1851-3AF05 |  | handle with masking plate EMERGENCY-STOP size 100x 100, for shaft 10x 10, test-0-I, handle size 140mm accessory for 3KD size 4 3KF size 4 | 2750 | 1 | ZN | 1
8UD1851-3CD01 |  | handle with masking plate standard illuminated size 100x 100, for shaft 10x 10, 0-I, handle size 140mm accessory for 3KD size 4 3KF size 4 | 4240 | 1 | ZN | 1
8UD1851-3CD05 |  | handle with masking plate EMERGENCY-STOP illuminated size 100x 100, for shaft 10x 10, 0-I, handle size 140mm accessory for 3KD size 4 3KF size 4 | 4240 | 1 | ZN | 1
8UD1851-3CF01 |  | handle with masking plate standard illuminated size 100x 100, for shaft 10x 10, test-0-I, handle size 140mm accessory for 3KD size 4 3KF size 4 | 4240 | 1 | ZN | 1
8UD1851-3CF05 |  | handle with masking plate EMERGENCY-STOP illuminated size 100x 100, for shaft 10x 10, test-0-I, handle size 140mm accessory for 3KD size 4 3KF size 4 | 4240 | 1 | ZN | 1
8UD1861-0AB11 |  | handle f. door-coupling rot. op. mech. standard accessory for circuit breaker 3VA27 (handle) | 2560 | 1 | ZN | 1
8UD1861-0AB15 |  | handle f. door-coupling rot. op. mech. emergency-off accessory for circuit breaker 3VA27 (handle) | 2940 | 1 | ZN | 1
8UD1861-4AD01 |  | handle with masking plate standard size 100x 100, for shaft 12x 12, 0-I, handle size 200mm accessory for 3KD size 5 3KF size 5 | 2980 | 1 | ZN | 1
8UD1861-4AD05 |  | handle with masking plate EMERGENCY-STOP size 100x 100, for shaft 12x 12, 0-I, handle size 200mm accessory for 3KD size 5 3KF size 5 | 2980 | 1 | ZN | 1
8UD1861-4AE01 |  | handle with masking plate standard size 100x 100, for shaft 12x 12, I-0-II, handle size 200mm accessory for 3KC0 size 5 | 3080 | 1 | ZN | 1
8UD1861-4AE05 |  | handle with masking plate EMERGENCY-STOP size 100x 100, for shaft 12x 12, I-0-II, handle size 200mm accessory for 3KC0 size 5 | 3080 | 1 | ZN | 1
8UD1861-4AF01 |  | handle with masking plate standard size 100x 100, for shaft 12x 12, test-0-I, handle size 200mm accessory for 3KD size 5 3KF size 5 | 3080 | 1 | ZN | 1
8UD1861-4AF05 |  | handle with masking plate EMERGENCY-STOP size 100x 100, for shaft 12x 12, test-0-I, handle size 200mm accessory for 3KD size 5 3KF size 5 | 3080 | 1 | ZN | 1
8UD1861-4CD01 |  | handle with masking plate standard illuminated size 100x 100, for shaft 12x 12, 0-I, handle size 200mm accessory for 3KD size 5 3KF size 5 | 4590 | 1 | ZN | 1
8UD1861-4CD05 |  | handle with masking plate EMERGENCY-STOP illuminated size 100x 100, for shaft 12x 12, 0-I, handle size 200mm accessory for 3KD size 5 3KF size 5 | 4590 | 1 | ZN | 1
8UD1861-4CF01 |  | handle with masking plate standard illuminated size 100x 100, for shaft 12x 12, test-0-I, handle size 200mm accessory for 3KD size 5 3KF size 5 | 4590 | 1 | ZN | 1
8UD1861-4CF05 |  | handle with masking plate EMERGENCY-STOP illuminated size 100x 100, for shaft 12x 12, test-0-I, handle size 200mm accessory for 3KD size 5 3KF size 5 | 4590 | 1 | ZN | 1
8UD1900-0FA00 |  | shaft jack for 8UD handle 3KD1, 3KD2, 3KF1, 3KC1, 3KC2 | 968 | 1 | ZN | 1
8UD1900-0KA10 |  | illumination kit 24V DC accessory for: direct rotary op. mech. 3VA f. 3VA1 100/160 | 1970 | 1 | ZN | 1
8UD1900-0KA20 |  | illumination kit 24V DC accessory for: manual operators 3VA 3VA2 100/160/250/400/630 | 2030 | 1 | ZN | 1
8UD1900-0MB01 |  | KABA cylinder lock with masking frame, standard key number 1 Accessory for: Door-coupling rotary mechanism 3VA Side rotary operating mechanism 3VA | 3540 | 1 | ZN | 1
8UD1900-0MB05 |  | KABA cylinder lock with masking frame, Emergency stop key number 1 Accessory for: Door-coupling rotary mechanism 3VA Side rotary operating mechanism 3VA | 3840 | 1 | ZN | 1
8UD1900-0MC01 |  | KABA cylinder lock with masking frame, standard with door opening position key number 1 Accessory for: Door-coupling rotary mechanism 3VA 3VA5/6 125/150/250/400/600 | 4530 | 1 | ZN | 1
8UD1900-0MC05 |  | KABA cylinder lock with masking frame, Emergency stop with door opening position key number 1 Accessory for: Door-coupling rotary mechanism 3VA 3VA5/6 125/150/250/400/600 | 5190 | 1 | ZN | 1
8UD1900-0NB01 |  | KABA cylinder lock with masking frame, standard Key number 2 Accessory for: Door-coupling rotary mechanism 3VA Side rotary operating mechanism 3VA | 3540 | 1 | ZN | 1
8UD1900-0NB05 |  | KABA cylinder lock with masking frame, Emergency stop Key number 2 Accessory for: Door-coupling rotary mechanism 3VA Side rotary operating mechanism 3VA | 3840 | 1 | ZN | 1
8UD1900-0NC01 |  | KABA cylinder lock with masking frame, standard with door opening position Key number 2 Accessory for: Door-coupling rotary mechanism 3VA 3VA5/6 125/150/250/400/600 | 4530 | 1 | ZN | 1
8UD1900-0NC05 |  | KABA cylinder lock with masking frame, Emergency stop with door opening position Key number 2 Accessory for: Door-coupling rotary mechanism 3VA 3VA5/6 125/150/250/400/600 | 5190 | 1 | ZN | 1
8UD1900-0PB01 |  | KABA cylinder lock with masking frame, standard Key number 3 Accessory for: Door-coupling rotary mechanism 3VA Side rotary operating mechanism 3VA | 3540 | 1 | ZN | 1
8UD1900-0PB05 |  | KABA cylinder lock with masking frame, Emergency stop Key number 3 Accessory for: Door-coupling rotary mechanism 3VA Side rotary operating mechanism 3VA | 3840 | 1 | ZN | 1
8UD1900-0PC01 |  | KABA cylinder lock with masking frame, standard with door opening position Key number 3 Accessory for: Door-coupling rotary mechanism 3VA 3VA5/6 125/150/250/400/600 | 4530 | 1 | ZN | 1
8UD1900-0PC05 |  | KABA cylinder lock with masking frame, Emergency stop with door opening position Key number 3 Accessory for: Door-coupling rotary mechanism 3VA 3VA5/6 125/150/250/400/600 | 5190 | 1 | ZN | 1
8UD1900-0QB01 |  | KABA cylinder lock with masking frame, standard Key number 4 Accessory for: Door-coupling rotary mechanism 3VA Side rotary operating mechanism 3VA | 3540 | 1 | ZN | 1
8UD1900-0QB05 |  | KABA cylinder lock with masking frame, Emergency stop Key number 4 Accessory for: Door-coupling rotary mechanism 3VA Side rotary operating mechanism 3VA | 3840 | 1 | ZN | 1
8UD1900-0QC01 |  | KABA cylinder lock with masking frame, standard with door opening position Key number 4 Accessory for: Door-coupling rotary mechanism 3VA 3VA5/6 125/150/250/400/600 | 4530 | 1 | ZN | 1
8UD1900-0QC05 |  | KABA cylinder lock with masking frame, Emergency stop with door opening position Key number 4 Accessory for: Door-coupling rotary mechanism 3VA 3VA5/6 125/150/250/400/600 | 5190 | 1 | ZN | 1
8UD1900-0SA00 |  | Mounting bracket individual Accessory for: Door-coupling rotary mechanism and Side rotary operating mechanism 3VA11 | 2710 | 1 | ZN | 1
8UD1900-0SB00 |  | Mounting bracket individual Accessory for: Door-coupling rotary mechanism and Side rotary operating mechanism 3VA12, 3VA21, 3VA22 | 3270 | 1 | ZN | 1
8UD1900-2DA00 |  | adapter 8x 8 mm Accessory for: Door-coupling rotary mechanism 3VA | 509 | 1 | ZN | 1
8UD1900-2GA00 |  | Coupling tolerance compensation 8x 8 mm Accessory for: Door-coupling rotary operating mechanism Shaft 8x 8 mm, 3VA, 3RV, 3LD5 UL, 3KD | 1390 | 1 | ZN | 1
8UD1900-2HA00 |  | Door-coupling 8x 8 mm Accessory for: Shaft 8x 8 mm, 3VA, 3VM, 3KX, 3RV, 3LD5 UL Door-coupling rotary operating mechanism, 3KD | 1320 | 1 | ZN | 1
8UD1900-2WA00 |  | Extension shaft 300 mm, 8x 8 mm Accessory for: Door-coupling rotary mechanism and Side rotary operating mechanism 3VA, 3RV | 506 | 1 | ZN | 1
8UD1900-2WB00 |  | Extension shaft 600 mm, 8x 8 mm Accessory for: Door-coupling rotary mechanism and Side rotary operating mechanism 3VA | 791 | 1 | ZN | 1
8UD1900-3GA00 |  | Coupling tolerance compensation Size 10x 10, for 3KD | 2060 | 1 | ZN | 1
8UD1900-3HA00 |  | Door-coupling Size 10x 10, for 3KD | 1900 | 1 | ZN | 1
8UD1900-3WD00 |  | Shaft stub 500mm Accessory for circuit breaker 3VA27(toggle) | 790 | 1 | ZN | 1
8UD1900-4DA00 |  | adapter 12x 12 mm Accessory for: 3VA1/2 1000 3VA5/6 800 | 1420 | 1 | ZN | 1
8UD1900-4GA00 |  | Coupling tolerance compensation Size 12x 12, fÃ¼r 3KD | 2430 | 1 | ZN | 1
8UD1900-4HA00 |  | Door-coupling Size 12x 12, for 3KD | 2170 | 1 | ZN | 1
8UD1900-4WA00 |  | extension shaft 300 mm, 12x 12 mm accessories for: 3VA1/2 1000-1250 3VA5/6 800-2000 | 748 | 1 | ZN | 1
8UD1900-4WB00 |  | extension shaft 600 mm, 12x 12 mm accessories for: 3VA1/2 1000-1250 3VA5/6 800-2000 | 1270 | 1 | ZN | 1
8UD1900-6GA00 |  | Coupling tolerance compensation Size 8x 8 mm, large head Accessory for: Door-coupling rotary operating mechanism Shaft 8x 8 mm, 3KD | 1010 | 1 | ZN | 1
8UD1900-6HA00 |  | Door-coupling Size 8x 8 mm, large head Accessory for: Door-coupling rotary operating mechanism Shaft 8x 8 mm, 3KD | 961 | 1 | ZN | 1
8US1200-0AA00 |  | busbar system busbar center-to-center spacing 60 mm connection module, width: 18 mm busbar thickness: 5.10 mm+TT profile 4 conductors PE/N, 1.5 to 16 mm2 connection from above and below | 1590 | 1 | ZN | 1
8US1210-4AF00 |  | busbar system busbar center-to-center spacing 60 mm device adapter, width: 185 mm busbar thickness: 5.10 mm+TT profile for switchgear up to 630 A 3KA52/53, 3KL52/53 for 3VF4/5, additionally order 8US1927-4AF00 for 3VL1+DI, 3VL4, additionally order 8US1927-4AF01 | 8970 | 1 | ZN | 1
8US1210-4AG00 |  | busbar system busbar center-to-center spacing 60 mm device adapter, width: 250 mm busbar thickness: 5.10 mm+TT profile for switchgear up to 630 A 3NP52/53/54 | 12500 | 1 | ZN | 1
8US1211-1NS10 |  | busbar system busbar center-to-center spacing 60 mm device adapter, width: 45 mm busbar thickness: 5.10 mm+TT profile with 1 mounting rail 35 mm, for 3RA6 compact starter, length 200 mm Ue 690 V, Ie up to 32 A, notice: if rated current >12 A and short-circuit current > 25 kA max. conductor cross-section 6 mm2 and minimum conductor length 2 m must be observed | 3450 | 1 | ZN | 1
8US1211-4SS00 |  | Device adapter, 3-pole, 125 A, without fixing screws for NGG/HGG/LGG/3VA51 Busbar center-to-center spacing 60 mm, 200 mm x 90 mm Terminals have to be ordered separately for GG breaker: 3TC1GG20, for 3VA51: 3VA9133-0JA11 or 3VA9133-0JB11 | 6240 | 1 | ZN | 1
8US1211-4TM00 |  | busbar system busbar center-to-center spacing 60 mm device adapter, width: 72 mm busbar thickness: 5.10 mm+TT profile for equipment with circuit breaker SIRIUS size S3 (100 A) length 182 mm operating range 480-690 V | 4090 | 1 | ZN | 1
8US1211-4TR00 |  | device adapter for SIRIUS circuit breaker size S3, IEC 100A/690 V, UL 100A/600 V, AWG4, 25 mm2, length 200 mm, width 72 mm cable outlet at top cable max. 150Â° welded on length 153 mm, for busbar thicknesses 5 mm and 10 mm, TT profile | 5180 | 1 | ZN | 1
8US1211-6MT10 |  | Device adapter S2, 80 A, Reversing feeder AWG4 25 mm2 150 mm 150Â° Length 260 mm, Width 118 mm | 5590 | 1 | ZN | 1
8US1213-4AH00 |  | busbar adapter 60 mm sys. UL 508 busbar system 60 mm busbar thickness: TT profile UL rating 240-600 V/540 A can be used in feeder circuits for 3VL circuit breakers with pipe contacting for cable outlet top/bottom adapter length 296 mm adapter width 140 mm for VL400 UL, JG frame, for VL400X UL, LG frame | 17700 | 1 | ZN | 1
8US1213-4AH04 |  | Device adapter MCCB, 3-pole, 590 A Busbar center-to-center spacing 60 mm for 3VA13/14/53/54/23/24/63/64 mm Contacting elements 300x140 mm for the adapter are provided | 17300 | 1 | ZN | 1
8US1213-4AP03 |  | Device adapter MCCB, 3-pole, 250 A Busbar center-to-center spacing 60 mm for 3VA12/20/21/22/52/61/62 241 mm x 105 mm Contacting to the adapter is supplied as well | 7070 | 1 | ZN | 1
8US1213-4AQ01 |  | busbar adapter 60 mm sys. UL 508 busbar system 60 mm busbar thickness: TT profile can be used in feeder circuits for 3VL circuit breakers with pipe contacting for cable outlet top/bottom adapter length 190 mm adapter width 105 mm for VL150X UL, CG frame UL rating 240-600 V/150 A IEC rating 690 V/160 A | 10900 | 1 | ZN | 1
8US1213-4AQ03 |  | busbar adapter 60 mm sys. UL 508 busbar system 60 mm busbar thickness: TT profile UL rating 240-600 V/250 A can be used in feeder circuits IEC rating 690 V/250 A for 3VL circuit breakers with pipe contacting for cable outlet top/bottom adapter length 190 mm adapter width 105 mm for VL150 UL DG frame for VL250 UL FG frame | 10900 | 1 | ZN | 1
8US1213-4AU01 |  | device adapter MCCB, 3-pole, 144 A busbar center-to-center spacing 60 mm for 3VA10/11, 200 x 77 mm contacting to the adapter is supplied | 6290 | 1 | ZN | 1
8US1215-4SS00 |  | device adapter, 3-pole, 125 A, without fixing screws for 3VA51, 3VA10, 3VA11 center pole distance 60 mm 200 x 90 mm device connection at bottom device terminals must be ordered separately for 3VA51: 3VA9133-0JA11 or 3VA9133-0JB11 | 6240 | 1 | ZN | 1
8US1216-0AS00 |  | Adapter standard for 3RM1 fuse module | 1160 | 1 | ZN | 1
8US1240-5MA00 |  | Device adapter, 3-pole, 80 A, for NGG, HGG, LGG, without mounting screws Busbar center-to-center spacing 60 mm, 200 x 81 mm for GG breaker: Terminals 3TC1GG20 must be ordered separately | 3480 | 1 | ZN | 1
8US1250-1AA10 |  | busbar system busbar center-to-center spacing 60 mm device holder, width: 45 mm busbar thickness: 5.10 mm+TT profile without electrical contacting with 1 mounting rail 35 mm, for lateral mounting on adapter 8US1211-1NS10 length 200 mm | 2090 | 1 | ZN | 1
8US1250-5AM00 |  | busbar system busbar center-to-center spacing 60 mm device holder, width: 45 mm busbar thickness: 5.10 mm+TT profile with 1 mounting rail 35 mm, for lateral mounting on adapter 8US12 length 182 mm, UL 508A feeder circuit | 1350 | 1 | ZN | 1
8US1250-5AS10 |  | device holder, 45x 200 mm long for 60 mm busbar system, spacer enclosed with product 2 connecting elements enclosed with product mounting rail screwed on | 1060 | 1 | ZN | 1
8US1250-5AT10 |  | device holder, 45x 260 mm long for 60 mm busbar system, spacer enclosed with product 2 connecting elements enclosed with product mounting rail screwed on | 1110 | 1 | ZN | 1
8US1250-5RM07 |  | busbar system busbar center-to-center spacing 60 mm device adapter, width: 45 mm busbar thickness: 5.10 mm+TT profile for any equipment with 1 mounting rail 35 mm,...25 A outgoing terminals to 1.5...4 mm2 length 182 mm | 1650 | 1 | ZN | 1
8US1251-5CM47 |  | busbar system busbar center-to-center spacing 60 mm device adapter, width: 45 mm busbar thickness: 5.10 mm+TT profile for switchgear and motor feeders SIRIUS, S00 with 1 mounting rail 35 mm, 12.5 A with cage clamp connection cable 2.5 mm2 length 182 mm | 1650 | 1 | ZN | 1
8US1251-5DM07 |  | busbar system busbar center-to-center spacing 60 mm device adapter, width: 45 mm busbar thickness: 5.10 mm+TT profile for circuit breaker, contactor overload relay, motor feeders S00, S0, length 182 mm with 1 mounting rail 35 mm, up to 25 A | 1650 | 1 | ZN | 6
8US1251-5DS10 |  | device adapter S00/S0, 25 A, for 60 mm busbar system, 45x 200 mm long, special lines welded-on, AWG 12, 99 mm long spacer enclosed with product mounting rail screwed on | 1380 | 1 | ZN | 1
8US1251-5DS11 |  | device adapter S00, 25 A, for 60 mm busbar system, 45x 200 mm long, special lines welded-on, AWG 12, 165 mm long spacer enclosed with product mounting rail screwed on | 1710 | 1 | ZN | 1
8US1251-5DT10 |  | device adapter S00, 25 A, for 60 mm busbar system, 45x 260 mm long, special lines welded-on, AWG 12, 99 mm long spacer enclosed with product mounting rail screwed on | 1430 | 1 | ZN | 1
8US1251-5DT11 |  | device adapter S00, 25 A, for 60 mm busbar system, 45x 260 mm long, special lines welded-on, AWG 12, 167 mm long spacer enclosed with product mounting rail screwed on | 1740 | 1 | ZN | 1
8US1251-5NS10 |  | Devices adapter S00, S0, 32A, AWG10, cables 150Â°, 45x 200 mm | 1460 | 1 | ZN | 1
8US1251-5NS11 |  | device adapter S0, 32 A for 60 mm busbar system, 45x200 mm long special lines welded-on, AWG 10, 167 mm long with positioning element | 1680 | 1 | ZN | 1
8US1251-5NT10 |  | device adapter S0, 32 A, for 60 mm busbar system, 45x 260 mm long, special lines welded-on, AWG 10, 99 mm long spacer enclosed with product mounting rail screwed on | 1570 | 1 | ZN | 1
8US1251-5NT11 |  | device adapter S0, 32 A, for 60 mm busbar system, 45x 260 mm long, special lines welded-on, AWG 10, 167 mm long spacer enclosed with product mounting rail screwed on | 1740 | 1 | ZN | 1
8US1260-5AM00 |  | busbar system busbar center-to-center spacing 60 mm device holder, width: 55 mm busbar thickness: 5.10 mm+TT profile size S00, S0 for lateral mounting on adapter 8US12 length 182 mm | 1550 | 1 | ZN | 1
8US1260-5AP00 |  | busbar system busbar center-to-center spacing 60 mm device holder, width: 55 mm busbar thickness: 5.10 mm+TT profile size S2 spacer and tapping screw enclosed with product for lateral mounting on adapter 8US12 length 242 mm | 1750 | 1 | ZN | 1
8US1261-5FM08 |  | busbar system busbar center-to-center spacing 60 mm device adapter, width: 55 mm busbar thickness: 5.10 mm+TT profile for contactor with overload relay 3R, S2 with 1 mounting rail 35 mm, up to 56 A length 182 mm | 2110 | 1 | ZN | 1
8US1261-5FP08 |  | busbar system busbar center-to-center spacing 60 mm device adapter, width: 55 mm busbar thickness: 5.10 mm+TT profile for circuit breaker with contactor 3R, S2 with 1 mounting rail 35 mm, up to 56 A length 242 mm | 2320 | 1 | ZN | 1
8US1261-5MS13 |  | Device adapter S2, 80 A, short AWG4 25 mm2 150 mm 150Â° Length 200 mm, Width 54 mm | 3390 | 1 | ZN | 1
8US1261-6MT10 |  | Device adapter S2, 80 A, direct online starter AWG4 25 mm2 150 mm 150Â° Length 260 mm, Width 54 mm | 3160 | 1 | ZN | 1
8US1291-4SB00 |  | busbar system busbar center-to-center spacing 60 mm device adapter, width: 108 mm busbar thickness: 5.10 mm+TT profile for 3NP5060 | 2550 | 1 | ZN | 1
8US1313-4AH03 |  | Device adapter MCCB, 4-pole, 250 A for 3VA12 Contacting to the adapter is supplied | 7810 | 1 | ZN | 1
8US1313-4AM04 |  | Device adapter MCCB, 4-pole, 590 A for 3VA24 Contacting to the adapter is supplied | 13600 | 1 | ZN | 1
8US1600-0RE02 |  | Module N, system 5-pole 9x 160 mm | 499 | 1 | ZN | 12
8US1600-0RF02 |  | module PE, system 5-pole 9x 160 mm | 522 | 1 | ZN | 12
8US1613-4AU01 |  | Device adapter MCCB, 3-pole, 160 A Busbar center-to-center spacing 60 mm for 3VA10/11, VA50/51 160 x 77 mm Contacting elements for the adapter are provided | 6290 | 1 | ZN | 1
8US1616-0AK02 |  | Adapter compact for 3RM1 fuse module | 1160 | 1 | ZN | 1
8US1620-5AK02 |  | device holder, 1-pole 18x 160 mm | 376 | 1 | ZN | 6
8US1621-2FK02 |  | Adapter Universal MCB, 1-pole 63 A, 18x 160 mm | 684 | 1 | ZN | 12
8US1621-2NJ02 |  | Adapter Universal MCB, 1-pole 32A, 18x 160 mm | 615 | 1 | ZN | 12
8US1624-2FK02 |  | Adapter MCB 63A 1-pole 18x 160 mm | 582 | 1 | ZN | 12
8US1651-5DK02 |  | Adapter 32A with 1 DIN rail 45x 160 mm | 1590 | 1 | ZN | 4
8US1661-5FK02 |  | Adapter 63 A with 1 DIN rail 54x 160 mm | 1860 | 1 | ZN | 4
8US1716-0RK00 |  | Adapter DIN rail for 3RM1 fuse module | 1690 | 1 | ZN | 1
8US1903-3AB00 |  | busbar system, accessory busbar center-to-center spacing 40 mm busbar support 3-pole 12x 5, 2x12x 5.15x 5, 2x15x 5 as end and intermediate holder incl. inlay components for busbar thickness 5 mm and incl. end covers | 1340 | 1 | ZN | 1
8US1903-3AB01 |  | busbar system, accessory busbar center-to-center spacing 40 mm busbar support 3-pole 12x 5, 2x12x 5.15x 5, 2x15x 5 as end and intermediate holder notice: special type | 197 | 1 | ZN | 250
8US1903-5AA00 |  | busbar system, accessory busbar center-to-center spacing 40 mm busbar support 5-pole 12x 5, 15x 5 as end and intermediate holder | 1080 | 1 | ZN | 1
8US1921-1AA00 |  | busbar system, accessory busbar center-to-center spacing 60 mm connecting terminal plate busbar thickness: 5.10 mm+TT profile width: 81 mm, 35-120 mm2 with cover, 3-pole | 2290 | 1 | ZN | 1
8US1921-1BA00 |  | busbar system, accessory busbar center-to-center spacing 60 mm connecting terminal plate busbar thickness: 5.10 mm+TT profile width: 54 mm, 6-50 mm2 with cover, 3-pole | 1900 | 1 | ZN | 1
8US1921-1BA02 |  | Connection module 16 mm2, 3-pole, with spring-type terminals, 1.5-16 mm2 | 1180 | 1 | ZN | 6
8US1921-1CB02 |  | Connection module 50 mm2, 3-pole 3-pole, 6-50 mm2 54x 160 mm | 1600 | 1 | ZN | 1
8US1921-1CC02 |  | Connection module 150 mm2, 3-pole 3-pole, 35-150 mm2 90x 160 mm | 2820 | 1 | ZN | 1
8US1921-1CD02 |  | Connection module 120 mm2, 3-pole 35-120 mm2, 90x 160 mm | 3410 | 1 | ZN | 1
8US1921-1CE02 |  | Connection module N 120 mm2 10-120 mm2, 30x 160 mm | 1220 | 1 | ZN | 1
8US1921-1CF02 |  | Connection module PE 120 mm2 10-120 mm2, 30x 160 mm | 1220 | 1 | ZN | 1
8US1921-2AA00 |  | busbar system, accessory busbar center-to-center spacing 40, 60 mm connection terminal busbar thickness: 5 mm 1.5-16 mm2 | 6150 | 100 | ZN | 100
8US1921-2AA01 |  | busbar system, accessory busbar center-to-center spacing 40, 60 mm connection terminal busbar thickness: 5 mm 1.5-16 mm2 | 108 | 1 | ZN | 15
8US1921-2AB00 |  | busbar system, accessory for 40 and 60 mm system only for busbar thickness 5 mm | 8000 | 100 | ZN | 50
8US1921-2AB01 |  | busbar system, accessory busbar center-to-center spacing 40, 60 mm connection terminal busbar thickness: 5 mm 4-35 mm2 | 166 | 1 | ZN | 15
8US1921-2AC00 |  | busbar system, accessory busbar center-to-center spacing 40, 60 mm connection terminal busbar thickness: 5 mm 16-120 mm2 | 313 | 1 | ZN | 50
8US1921-2AC01 |  | busbar system, accessory busbar center-to-center spacing 40, 60 mm connection terminal busbar thickness: 5 mm 16-120 mm2 | 499 | 1 | ZN | 15
8US1921-2AD00 |  | busbar system, accessory busbar center-to-center spacing 40, 60 mm connection terminal busbar thickness: 5 mm 16-70 mm2 | 115 | 1 | ZN | 50
8US1921-2AD01 |  | busbar system, accessory busbar center-to-center spacing 40, 60 mm connection terminal busbar thickness: 5 mm 16-70 mm2 | 224 | 1 | ZN | 15
8US1921-2BA00 |  | busbar system, accessory busbar center-to-center spacing 40, 60 mm connection terminal busbar thickness: 10 mm+TT profile 1.5-16 mm2 | 122 | 1 | ZN | 100
8US1921-2BA01 |  | busbar system, accessory busbar center-to-center spacing 40, 60 mm connection terminal busbar thickness: 10 mm+TT profile 1.5-16 mm2 | 140 | 1 | ZN | 15
8US1921-2BB00 |  | busbar system, accessory busbar center-to-center spacing 40, 60 mm connection terminal busbar thickness: 10 mm+TT profile 4-35 mm2 | 207 | 1 | ZN | 50
8US1921-2BB01 |  | busbar system, accessory busbar center-to-center spacing 40, 60 mm connection terminal busbar thickness: 10 mm+TT profile 4-35 mm2 | 224 | 1 | ZN | 15
8US1921-2BC00 |  | busbar system, accessory busbar center-to-center spacing 40, 60 mm connection terminal busbar thickness: 10 mm+TT profile 16-120 mm2 | 313 | 1 | ZN | 50
8US1921-2BC01 |  | busbar system, accessory busbar center-to-center spacing 40, 60 mm connection terminal busbar thickness: 10 mm+TT profile 16-120 mm2 | 499 | 1 | ZN | 15
8US1921-2BD00 |  | busbar system, accessory busbar center-to-center spacing 40, 60 mm connection terminal busbar thickness: 10 mm+TT profile 16-70 mm2 | 224 | 1 | ZN | 50
8US1921-2BD01 |  | busbar system, accessory busbar center-to-center spacing 40, 60 mm connection terminal busbar thickness: 10 mm+TT profile 16-70 mm2 | 248 | 1 | ZN | 15
8US1921-2BE00 |  | busbar system, accessory busbar center-to-center spacing 40, 60 mm busbar connection piece busbar thickness: 5.10 mm width: 20-30 mm length 40 mm | 837 | 1 | ZN | 6
8US1921-2BF00 |  | busbar system, accessory busbar center-to-center spacing 40, 60 mm busbar connection piece busbar thickness: 5.10 mm width: 12-20 mm length 55 mm | 721 | 1 | ZN | 12
8US1922-1AB00 |  | busbar system, accessory busbar center-to-center spacing 60 mm end cover for busbar support for 8US1923-4AA00 4-pole | 564 | 1 | ZN | 1
8US1922-1AC00 |  | busbar system, accessory busbar center-to-center spacing 60 mm end cover for busbar support for 8US1923-3AA01 3-pole or for 8US1923-2AA01 3-pole | 255 | 1 | ZN | 10
8US1922-1AD01 |  | busbar system, accessory busbar center-to-center spacing 40 mm end cover for busbar support 8US1903-3AB01 | 3890 | 100 | ZN | 120
8US1922-1CA02 |  | UL spacer 18 mm height fits under 8US1923-5CA02 | 629 | 1 | ZN | 10
8US1922-1GA00 |  | busbar system, accessory busbar center-to-center spacing 40, 60 mm cover for connecting terminals up to 3x 120 mm 3-pole width: 84 mm | 809 | 1 | ZN | 10
8US1922-1GA02 |  | busbar system, accessory busbar center-to-center spacing 60 mm cover for connecting terminals up to 300 mm 3-pole only for busbars: 20, 25, 30x 5-10 width: 270 mm | 1690 | 1 | ZN | 1
8US1922-1GC00 |  | busbar system, accessory busbar center-to-center spacing 60 mm cover for 8US1941-2AA03/04 | 3200 | 1 | ZN | 1
8US1922-1JA00 |  | Partition profile, Closed top/bottom 2400 mm long, 75 mm wide | 5270 | 1 | ZN | 1
8US1922-2AA00 |  | busbar system, accessory busbar center-to-center spacing 40, 60 mm cover profile for busbar length 1000 mm thickness of the busbars: 5 mm width of the busbars: up to 30 mm | 911 | 1 | ZN | 10
8US1922-2AA01 |  | busbar system, accessory busbar center-to-center spacing 40 mm inlay component 5 mm for busbar support 8US1903-3AB01 notice: special type | 3890 | 100 | ZN | 600
8US1922-2BA00 |  | busbar system, accessory busbar center-to-center spacing 60 mm cover profile for busbar length 1000 mm thickness of the busbars: 10 mm width of the busbars: up to 30 mm | 989 | 1 | ZN | 10
8US1922-2CA00 |  | busbar system, accessory busbar center-to-center spacing 40, 60 mm cover profile for busbar length 1000 mm thickness of the busbars: 5 mm width of the busbars: 12 mm | 166 | 1 | ZN | 10
8US1922-2CA02 |  | Holder for cover profiles, 700x 160 mm, suitable for 8US1922-2CB02 | 366 | 1 | ZN | 10
8US1922-2CB02 |  | Cover profile 700x 160 mm | 1950 | 1 | ZN | 2
8US1922-2DA00 |  | busbar system, accessory busbar center-to-center spacing 60 mm cover profile, TT busbar length 1000 mm | 1400 | 1 | ZN | 5
8US1922-2EA00 |  | spare panel support 32 mm for busbar system 60 mm suitable for spare panel cover | 485 | 1 | ZN | 4
8US1922-2EA01 |  | spare panel support 107 mm for busbar system 60 mm suitable for spare panel cover | 564 | 1 | ZN | 8
8US1922-2EB00 |  | spare panel cover 195x 700x 63 mm for busbar system 60 mm for mounting on spare panel support | 1820 | 1 | ZN | 2
8US1922-2UA01 |  | busbar system, accessory busbar center-to-center spacing 60 mm floor pan length 1100 mm with large clearances with large creepage distances according to UL 508 | 4050 | 1 | ZN | 2
8US1923-1AA01 |  | busbar system, accessory busbar center-to-center spacing 60 mm N/PE busbar support for busbars 12x 5 (10)-30x 5 (10) and 6x 6 mm, free-standing installation or mounting on 8US1923-2AA01 | 508 | 1 | ZN | 1
8US1923-2AA01 |  | busbar system, accessory busbar center-to-center spacing 60 mm busbar support 3-pole for busbars 12x 5 (10)-30x 5 (10) external fixing width: 20 mm | 975 | 1 | ZN | 10
8US1923-3AA01 |  | busbar system, accessory busbar center-to-center spacing 60 mm busbar support 3-pole for busbars 12x 5 (10)-30x 5 (10) internal fixing width: 20 mm | 813 | 1 | ZN | 10
8US1923-3UA01 |  | busbar system, accessory busbar center-to-center spacing 60 mm busbar support 3-pole for busbars 12x 5 (10)-30x 5 (10) internal fixing with large clearances with large creepage distances according to UL 508 | 1650 | 1 | ZN | 10
8US1923-4AA00 |  | busbar system, accessory busbar center-to-center spacing 60 mm busbar support 4-pole for busbars 12x 5 (10)-30x 5 (10) internal fixing width: 20 mm | 1180 | 1 | ZN | 10
8US1923-5AA00 |  | busbar system, accessory busbar center-to-center spacing 60 mm busbar support 2-pole for busbars 12x 5 (10)-30x 5 (10) external fixing width: 20 mm | 656 | 1 | ZN | 10
8US1923-5CA02 |  | Busbar center-to-center clearance 60 mm, busbar support, 3P+N+PE | 670 | 1 | ZN | 10
8US1927-4AF01 |  | busbar system, accessory busbar center-to-center spacing 60 mm mounting plate for circuit breaker 3VL1+DI, 3VL4 for device adapter 8US1210-4AF00 | 5180 | 1 | ZN | 1
8US1928-5CA02 |  | Stabilization module 2 mm | 209 | 1 | ZN | 10
8US1941-2AA01 |  | Busbar system, accessories Connecting terminal 95...185mm2 Rail section 20, 25, 30 x 5, 10mm and for TT-profile | 869 | 1 | ZN | 6
8US1941-2AA02 |  | Busbar system, accessories Connecting terminal CU/Al 95...300 mm2 Rail section 20, 25, 30 x 5, 10 mm and for TT-profile | 1200 | 1 | ZN | 3
8US1941-2AA03 |  | terminal set, 3-pole, circular conductor 95-300 mm2, AWG, busbar center-to-center spacing 60 mm, IEC/UL 508A, cover 8US1922-1GC00 to be ordered separately | 8230 | 1 | ZN | 1
8US1941-2AA04 |  | terminal set, 3-pole for flat bars to 32x 20 mm busbar center-to-center spacing 60 mm, UL 508A, cover 8US1922-1GC00 to be ordered separately | 7260 | 1 | ZN | 1
8US1941-2AC00 |  | busbar system, accessory busbar center-to-center spacing 40, 60 mm connecting terminals with threaded bolts M10 for cable lugs up to 240 mm2 thickness of the busbars: 10 mm and TT profile | 892 | 1 | ZN | 6
8US1941-2BA00 |  | busbar system, accessory busbar center-to-center spacing 40, 60 mm connection terminal busbar thickness: 10 mm+TT profile for copper busbars and laminated copper strips on busbars 2x40x 10 mm also for longitudinal connections | 4050 | 1 | ZN | 3
8US1941-2BB00 |  | busbar system, accessory busbar center-to-center spacing 40, 60 mm connection terminal busbar thickness: 10 mm+TT profile for copper busbars and laminated copper strips on busbars 20x 5-30x 10 mm also for longitudinal connections | 790 | 1 | ZN | 6
8US1941-2BF01 |  | Busbar connector for Double T-Profile 1600A | 1630 | 1 | ZN | 6
8US1943-3AA00 |  | busbar system, accessory busbar center-to-center spacing 60 mm busbar support 3-pole for TT profile consists of 2 busbar supports and 2 end covers | 3420 | 1 | ZN | 1
8US1948-2AA00 |  | busbar system, accessory busbar center-to-center spacing 60 mm TT profile busbar, 1600 A length 2400 mm E-CU tin-coated | 30600 | 1 | ZN | 1
8US1998-1AA00 |  | busbar system, accessory busbar center-to-center spacing 40, 60 mm connecting wedges for connecting the device adapter and device holder | 2170 | 100 | ZN | 100
8US1998-1AA02 |  | Module connector set VPM 100 unit for connecting adapters | 670 | 1 | ZN | 1
8US1998-1AA10 |  | Connection element | 33.3 | 1 | ZN | 50
8US1998-1BA00 |  | busbar system, accessory busbar center-to-center spacing 40, 60 mm spacer 3.5 mm for support of contactors S00, S0 3RA11 load feeders | 3210 | 100 | ZN | 100
8US1998-1BA10 |  | Spacer | 37.4 | 1 | ZN | 50
8US1998-1CA00 |  | busbar system, accessory busbar center-to-center spacing 40, 60 mm screw holder for SIRIUS size S00, S0 | 5180 | 100 | ZN | 20
8US1998-1CA10 |  | Vibration and shock kit 2 mounting rail limitations 4 screws, 2 long pin | 522 | 1 | ZN | 2
8US1998-1DA10 |  | Vibration and shock kit S2 Metal DIN rail, contactor holding plate, screws | 1410 | 1 | ZN | 1
8US1998-1DA45 |  | Positioning piece 45 mm Lockable mounting rail | 209 | 1 | ZN | 10
8US1998-1DA54 |  | Positioning piece 54 mm Lockable mounting rail | 209 | 1 | ZN | 10
8US1998-2BH02 |  | Side module, 9 mm 9x 160 mm | 324 | 1 | ZN | 12
8US1998-2BJ10 |  | lateral module, width: 9 mm, length 200 mm, depth: 63 mm busbar center-to-center spacing 60 mm for busbar adapter busbar system, accessory halogen-free base body | 422 | 1 | ZN | 10
8US1998-2BM00 |  | busbar system, accessory busbar center-to-center spacing 40, 60 mm lateral module, width: 13.5 mm for widening device adapters and holders 8US1. length 182 mm | 435 | 1 | ZN | 4
8US1998-4AA00 |  | busbar system, accessory busbar center-to-center spacing 40, 60 mm mounting rail 35 mm plastic width: 72 mm for device adapter + holder incl. fixing screws | 175 | 1 | ZN | 10
8US1998-7CA08 |  | busbar system, accessory busbar center-to-center spacing 40, 60 mm mounting rail 35 mm plastic width: 90 mm for device adapter + holder incl. fixing screws | 224 | 1 | ZN | 10
8US1998-7CA10 |  | busbar system, accessory busbar center-to-center spacing 40, 60 mm mounting rail 35 mm plastic width: 110 mm for device adapter + holder incl. fixing screws | 242 | 1 | ZN | 10
8US1998-7CA15 |  | busbar system, accessory busbar center-to-center spacing 40, 60 mm mounting rail 35 mm plastic width: 45 mm for device adapter + holder incl. fixing screws | 92.4 | 1 | ZN | 10
8US1998-7CA16 |  | busbar system, accessory busbar center-to-center spacing 40, 60 mm mounting rail 35 mm plastic width: 55 mm for device adapter + holder incl. fixing screws | 120 | 1 | ZN | 10
8US1998-7CB45 |  | busbar system, accessory busbar center-to-center spacing 60 mm mounting rail 35 mm plastic width: 45 mm, can be pushed on device adapter + holder incl. fixing screws | 115 | 1 | ZN | 10
8US1998-7CB54 |  | busbar system, accessory busbar center-to-center spacing 60 mm mounting rail 35 mm plastic width: 54 mm, can be pushed on device adapter + holder incl. fixing screws | 129 | 1 | ZN | 10
8US1998-7CB72 |  | busbar system, accessory busbar center-to-center spacing 60 mm mounting rail 35 mm plastic width: 72 mm can be pushed on device adapter + holder incl. fixing screws | 173 | 1 | ZN | 10
8WH2020-0AF00 |  | Terminal, spring-loaded, terminal, two-tier, through-type t., 2.5 mm², gray | 70 | 1 | ZN | 50
8WH9000-1VA00 |  | Cover for two-tier terminals, with spring-loaded terminal, 2.5 mm², width 2.2 mm, gray | 1693 | 1 | ZN | 50
8WD4200-1AB |  | continuous light element, red, 12-230 V AC/DC, 50 mm diameter, base BA15d without light element | 1110 | 1 | Z9 | 1
8WD4200-1AC |  | continuous light element, green, 12-230 V AC/DC, 50 mm diameter, base BA15d without light element | 1110 | 1 | Z9 | 1
8WD4200-1AD |  | continuous light element, yellow, 12-230 V AC/DC, 50 mm diameter, base BA15d without light element | 1110 | 1 | Z9 | 1
8WD4200-1AE |  | continuous light element, clear, 12-230 V AC/DC, 50 mm diameter, base BA15d without light element | 1110 | 1 | Z9 | 1
8WD4200-1AF |  | continuous light element, blue, 12-230 V AC/DC, 50 mm diameter, base BA15d without light element | 1110 | 1 | Z9 | 1
8WD4208-0AA |  | connection element with cover, for pipe,base and angle mounting, accessories for signaling columns, with 50 mm diameter | 1350 | 1 | Z9 | 1
8WD4208-0CD |  | Bracket for wall mounting, plastic, for mounting on one side, without foot and pipe, accessory for signaling columns, with diameter 50 mm | 545 | 1 | Z9 | 1
8WD4208-0DE |  | foot individually, plastic, for floor mounting, without pipe, accessory for signaling columns, with diameter 50 mm | 1010 | 1 | Z9 | 1
8WD4208-0EF |  | pipe individually, length 100 mm, accessory for signaling columns, with diameters 50 mm and 70 mm | 783 | 1 | Z9 | 1
8WD4208-0EH |  | adapter for single-hole mounting, mounting without feet and pipe, with thread M18, and fastening nut, accessory for signaling columns, with diameter 50 mm | 556 | 1 | Z9 | 1
8WD4220-0CB |  | Single-flash light element, red, 24 V DC, diameter 50 mm | 5360 | 1 | Z9 | 1
8WD4220-0CC |  | Single-flash light element, green, 24 V DC, diameter 50 mm | 5360 | 1 | Z9 | 1
8WD4220-0CD |  | Single-flash light element, yellow, 24 V DC, diameter 50 mm | 5360 | 1 | Z9 | 1
8WD4220-0CE |  | Single-flash light element, clear, 24 V DC, diameter 50 mm | 5360 | 1 | Z9 | 1
8WD4220-0CF |  | Single-flash light element, blue, 24 V DC, diameter 50 mm | 5360 | 1 | Z9 | 1
8WD4220-0FA |  | Buzzer element, black, continuous tone or pulsating, adjustable, 85 dB, 24 V AC/DC, diameter 50 mm | 2240 | 1 | Z9 | 1
8WD4220-5AB |  | Continuous light element, with integrated LED, red, 24 V AC/DC, Diameter 50 mm | 2790 | 1 | Z9 | 1
8WD4220-5AC |  | Continuous light element, with integrated LED, green, 24 V AC/DC, Diameter 50 mm | 2790 | 1 | Z9 | 1
8WD4220-5AD |  | Continuous light element, with integrated LED, yellow, 24 V AC/DC, Diameter 50 mm | 2790 | 1 | Z9 | 1
8WD4220-5AE |  | Continuous light element, with integrated LED, clear, 24 V AC/DC, Diameter 50 mm | 2790 | 1 | Z9 | 1
8WD4220-5AF |  | Continuous light element, with integrated LED, blue, 24 V AC/DC, Diameter 50 mm | 2790 | 1 | Z9 | 1
8WD4220-5BB |  | Flashlight element, with integrated LED, red, 24 V AC/DC, Diameter 50 mm | 2850 | 1 | Z9 | 1
8WD4220-5BC |  | Flashlight element, with integrated LED, green, 24 V AC/DC, Diameter 50 mm | 2850 | 1 | Z9 | 1
8WD4220-5BD |  | Flashlight element, with integrated LED, yellow, 24 V AC/DC, Diameter 50 mm | 2850 | 1 | Z9 | 1
8WD4220-5BE |  | repeated-flash light element, with integrated LED, clear, 24 V AC/DC, diameter 50 mm | 2850 | 1 | Z9 | 1
8WD4220-5BF |  | Flashlight element, with integrated LED, blue, 24 V AC/DC, Diameter 50 mm | 2850 | 1 | Z9 | 1
8WD4228-0BB |  | AS-Interface adapter element, black, with external auxiliary voltage, for 4 signaling elements, 24 V DC | 6150 | 1 | Z9 | 1
8WD4240-0FA |  | Buzzer element, continuous tone or pulsating, adjustable, 85 dB, 115 V AC/DC, diameter 50 mm | 2550 | 1 | Z9 | 1
8WD4240-5AB |  | Continuous light element, with integrated LED, red, 115 V AC, Diameter 50 mm | 2790 | 1 | Z9 | 1
8WD4240-5AC |  | Continuous light element, with integrated LED, green, 115 V AC, Diameter 50 mm | 2790 | 1 | Z9 | 1
8WD4240-5AD |  | Continuous light element, with integrated LED, yellow, 115 V AC, Diameter 50 mm | 2790 | 1 | Z9 | 1
8WD4240-5AE |  | Continuous light element, with integrated LED, clear, 115 V AC, Diameter 50 mm | 2790 | 1 | Z9 | 1
8WD4240-5AF |  | Continuous light element, with integrated LED, blue, 115 V AC, Diameter 50 mm | 2790 | 1 | Z9 | 1
8WD4240-5BB |  | Flashlight element, with integrated LED, red, 115 V AC, Diameter 50 mm | 2850 | 1 | Z9 | 1
8WD4240-5BC |  | Flashlight element, with integrated LED, green, 115 V AC, Diameter 50 mm | 2850 | 1 | Z9 | 1
8WD4240-5BD |  | Flashlight element, with integrated LED, yellow, 115 V AC, Diameter 50 mm | 2850 | 1 | Z9 | 1
8WD4240-5BE |  | Flashlight element, with integrated LED, clear, 115 V AC, Diameter 50 mm | 2850 | 1 | Z9 | 1
8WD4240-5BF |  | Flashlight element, with integrated LED, blue, 115 V AC, Diameter 50 mm | 2850 | 1 | Z9 | 1
8WD4250-0FA |  | Buzzer element, continuous tone or pulsating, adjustable, 85 dB, 230 V AC, diameter 50 mm | 2550 | 1 | Z9 | 1
8WD4250-5AB |  | Continuous light element, with integrated LED, red, 230 V AC, Diameter 50 mm | 2790 | 1 | Z9 | 1
8WD4250-5AC |  | Continuous light element, with integrated LED, green, 230 V AC, Diameter 50 mm | 2790 | 1 | Z9 | 1
8WD4250-5AD |  | Continuous light element, with integrated LED, yellow, 230 V AC, Diameter 50 mm | 2790 | 1 | Z9 | 1
8WD4250-5AE |  | Continuous light element, with integrated LED, clear, 230 V AC, Diameter 50 mm | 2790 | 1 | Z9 | 1
8WD4250-5AF |  | Continuous light element, with integrated LED, blue, 230 V AC, Diameter 50 mm | 2790 | 1 | Z9 | 1
8WD4250-5BB |  | Flashlight element, with integrated LED, red, 230 V AC, Diameter 50 mm | 2850 | 1 | Z9 | 1
8WD4250-5BC |  | Flashlight element, with integrated LED, green, 230 V AC, Diameter 50 mm | 2850 | 1 | Z9 | 1
8WD4250-5BD |  | Flashlight element, with integrated LED, yellow, 230 V AC, Diameter 50 mm | 2850 | 1 | Z9 | 1
8WD4250-5BE |  | Flashlight element, with integrated LED, clear, 230 V AC, Diameter 50 mm | 2850 | 1 | Z9 | 1
8WD4250-5BF |  | Flashlight element, with integrated LED, blue, 230 V AC, Diameter 50 mm | 2850 | 1 | Z9 | 1
8WD4308-0CA |  | Bracket for wall mounting, for mounting on one side, without foot and pipe, accessory for signaling columns, with diameter 70 mm | 751 | 1 | Z9 | 1
8WD4308-0CB |  | Bracket for wall mounting, For double-sided mounting, without foot and pipe, accessory for signaling columns, with diameter 70 mm | 788 | 1 | Z9 | 1
8WD4308-0DA |  | Pipe with foot, length 100 mm, accessory for signaling columns, with diameter 70 mm | 1170 | 1 | Z9 | 1
8WD4308-0DB |  | foot individually, plastic, for pipe mounting, accessory for signaling columns, with diameter 70 mm | 664 | 1 | Z9 | 1
8WD4308-0DC |  | foot individually, metal, for pipe mounting, pipe lengths > 400 mm, accessory for signaling columns, with diameter 70 mm | 1420 | 1 | Z9 | 1
8WD4308-0DD |  | connection socket for lateral cable entry Side cable outlet, can also be used without foot, accessory for signaling columns, with diameters 50 mm and 70 mm | 1050 | 1 | Z9 | 1
8WD4308-0DE |  | connection socket for lateral cable entry Side cable outlet, with magnetic mounting, accessory for signaling columns, with diameters 50 mm and 70 mm | 2750 | 1 | Z9 | 1
8WD4308-0DF |  | adapter for pipe mounting, according to NPT, accessory for signaling columns, with diameter 70 mm | 788 | 1 | Z9 | 1
8WD4308-0EA |  | pipe individually, Length 250 mm, accessory for signaling columns, with diameters 50 mm and 70 mm | 743 | 1 | Z9 | 1
8WD4308-0EB |  | pipe individually, Length 400 mm, accessory for signaling columns, with diameters 50 mm and 70 mm | 1010 | 1 | Z9 | 1
8WD4308-0ED |  | pipe individually, Length 1000 mm, accessory for signaling columns, with diameters 50 mm and 70 mm | 2380 | 1 | Z9 | 1
8WD4308-0EE |  | pipe individually, Length 150 mm, accessory for signaling columns, with diameters 50 mm and 70 mm | 1090 | 1 | Z9 | 1
8WD4328-1XX |  | incandescent lamp, 24 V AC/DC, 5 CO contacts, base BA15d, accessory for signaling columns, with diameter 50 mm + 70 mm, (packing unit 10 units) | 224 | 1 | Z9 | 10
8WD4348-1XX |  | incandescent lamp, 115 V AC, 5 CO contacts, base BA15d, accessory for signaling columns, with diameter 50 mm + 70 mm, (packing unit 10 units) | 224 | 1 | Z9 | 10
8WD4358-1XX |  | incandescent lamp, 230 V AC, 5 CO contacts, base BA15d, accessory for signaling columns, with diameter 50 mm + 70 mm, (packing unit 10 units) | 224 | 1 | Z9 | 10
8WD4400-1AB |  | continuous light element, red, 12-230 V AC/DC, 70 mm diameter, base BA15d without light element | 1170 | 1 | Z9 | 1
8WD4400-1AC |  | continuous light element, green, 12-230 V AC/DC, 70 mm diameter, base BA15d without light element | 1170 | 1 | Z9 | 1
8WD4400-1AD |  | continuous light element, yellow, 12-230 V AC/DC, 70 mm diameter, base BA15d without light element | 1170 | 1 | Z9 | 1
8WD4400-1AE |  | continuous light element, clear, 12-230 V AC/DC, 70 mm diameter, base BA15d without light element | 1170 | 1 | Z9 | 1
8WD4400-1AF |  | continuous light element, blue, 12-230 V AC/DC, 70 mm diameter, base BA15d without light element | 1170 | 1 | Z9 | 1
8WD4408-0AA |  | Connection element, with end cover, black, for pipe mounting, with screw terminal, | 1330 | 1 | Z9 | 1
8WD4408-0AB |  | Connection element, with end cover, black, for floor/angle mounting, with screw terminal, | 1310 | 1 | Z9 | 1
8WD4408-0AD |  | Connection element, with end cover, black, for pipe mounting, with spring-type terminal, | 1330 | 1 | Z9 | 1
8WD4408-0AE |  | Connection element, with end cover, black, for floor/angle mounting, with spring-type terminal, | 1310 | 1 | Z9 | 1
8WD4408-0CC |  | Bracket for foot mounting, accessory for signaling columns, with diameters 50 mm and 70 mm | 566 | 1 | Z9 | 1
8WD4408-0CD |  | Bracket for base mounting, accessory for signaling columns, with diameter 70 mm | 566 | 1 | Z9 | 1
8WD4408-0DF |  | adjustable-angle foot, plastic, for pipe mounting, with rubber seal, accessories for signaling columns, with 50 mm and 70 mm diameter | 2470 | 1 | Z9 | 1
8WD4408-0FA |  | labeling panel, with fixing accessories, for mounting on pipe, accessories for signaling columns, with diameters 50 mm and 70 mm | 2470 | 1 | Z9 | 1
8WD4408-0XA |  | end cover (replacement), black, accessory for signaling columns, with diameter 70 mm | 353 | 1 | Z9 | 1
8WD4420-0CB |  | Single-flash light element, w. built-in electronic flash, red, 24 V DC, Diameter 70 mm | 4450 | 1 | Z9 | 1
8WD4420-0CC |  | Single-flash light element, w. built-in electronic flash, green, 24 V DC, Diameter 70 mm | 4450 | 1 | Z9 | 1
8WD4420-0CD |  | Single-flash light element, w. built-in electronic flash, yellow, 24 V DC, Diameter 70 mm | 4450 | 1 | Z9 | 1
8WD4420-0CE |  | Single-flash light element, w. built-in electronic flash, clear, 24 V DC, Diameter 70 mm | 4450 | 1 | Z9 | 1
8WD4420-0CF |  | Single-flash light element, w. built-in electronic flash, blue, 24 V DC, Diameter 70 mm | 4450 | 1 | Z9 | 1
8WD4420-0EA |  | siren element, continuous tone / alternating tone, black, 24 V AC/DC, 95 - 105 dB, IP65, 70 mm diameter | 2260 | 1 | Z9 | 1
8WD4420-0EA2 |  | Siren element, multi-tone 102 dB, 8 tones + adjustable volume, black, 24 V AC/DC, diameter 70 mm | 3260 | 1 | Z9 | 1
8WD4420-0FA |  | Buzzer element, continuous tone or pulsating, adjustable, 85 dB, black, 24 V AC/DC, diameter 70 mm | 2230 | 1 | Z9 | 1
8WD4420-5AB |  | Continuous light element, with integrated LED, red, 24 V AC/DC, Diameter 70 mm | 2240 | 1 | Z9 | 1
8WD4420-5AC |  | Continuous light element, with integrated LED, green, 24 V AC/DC, Diameter 70 mm | 2240 | 1 | Z9 | 1
8WD4420-5AD |  | Continuous light element, with integrated LED, yellow, 24 V AC/DC, Diameter 70 mm | 2240 | 1 | Z9 | 1
8WD4420-5AE |  | Continuous light element, with integrated LED, clear, 24 V AC/DC, Diameter 70 mm | 2400 | 1 | Z9 | 1
8WD4420-5AF |  | Continuous light element, with integrated LED, blue, 24 V AC/DC, Diameter 70 mm | 2400 | 1 | Z9 | 1
8WD4420-5BB |  | Flashlight element, with integrated LED, red, 24 V AC/DC, Diameter 70 mm | 2980 | 1 | Z9 | 1
8WD4420-5BC |  | Flashlight element, with integrated LED, green, 24 V AC/DC, Diameter 70 mm | 2980 | 1 | Z9 | 1
8WD4420-5BD |  | Flashlight element, with integrated LED, yellow, 24 V AC/DC, Diameter 70 mm | 2980 | 1 | Z9 | 1
8WD4420-5BE |  | Flashlight element, with integrated LED, clear, 24 V AC/DC, Diameter 70 mm | 2980 | 1 | Z9 | 1
8WD4420-5BF |  | Flashlight element, with integrated LED, blue, 24 V AC/DC, Diameter 70 mm | 2980 | 1 | Z9 | 1
8WD4420-5DB |  | rotating light element, with integrated LED, red, 24 V AC/DC, Diameter 70 mm | 3130 | 1 | Z9 | 1
8WD4420-5DC |  | rotating light element, with integrated LED, green, 24 V AC/DC, Diameter 70 mm | 3130 | 1 | Z9 | 1
8WD4420-5DD |  | rotating light element, with integrated LED, yellow, 24 V AC/DC, Diameter 70 mm | 3130 | 1 | Z9 | 1
8WD4420-5DE |  | rotating light element, with integrated LED, clear, 24 V AC/DC, Diameter 70 mm | 3130 | 1 | Z9 | 1
8WD4420-5DF |  | rotating light element, with integrated LED, blue, 24 V AC/DC, Diameter 70 mm | 3130 | 1 | Z9 | 1
8WD4421-0GA05-0AG0 |  | Complete unit signaling column, connection element for pipe mounting Pipe 250 mm, base, plastic | 4070 | 1 | Z9 | 1
8WD4423-5AK05-0AE0 |  | complete unit signaling column, top: continuous light, yellow, center: continuous light, blue, bottom: continuous light, green, integrated LED 24 V AC/DC, connection element for pipe mounting, pipe, 250 mm, base, plastic | 11300 | 1 | Z9 | 1
8WD4423-5AK05-0AF0 |  | complete unit signaling column, top: continuous light, blue, center: continuous light, green, integrated LED 24 V AC/DC, bottom: single-flash light element, clear, integrated flashlight electronics 24 V DC, connection element for pipe mounting, pipe, 250 mm, base, plastic | 15100 | 1 | Z9 | 1
8WD4428-0BD |  | AS-Interface adapter element, black, with/without external auxiliary voltage, can be selected, A/B technology, for 3 signaling elements, 24 V DC, Diameter 70 mm | 6320 | 1 | Z9 | 1
8WD4428-0BE |  | AS-Interface adapter element, black, with/without external auxiliary voltage, can be selected, standard AS-i, for 4 signaling elements, 24 V DC, Diameter 70 mm | 6150 | 1 | Z9 | 1
8WD4428-6XB |  | LED, base BA15d, red, 24 V AC/DC, accessory for signaling columns, with diameter 50 mm and 70 mm | 1440 | 1 | Z9 | 1
8WD4428-6XC |  | LED, base BA15d, green, 24 V AC/DC, accessory for signaling columns, with diameter 50 mm and 70 mm | 1440 | 1 | Z9 | 1
8WD4428-6XD |  | LED, base BA15d, yellow, 24 V AC/DC, accessory for signaling columns, with diameter 50 mm and 70 mm | 1440 | 1 | Z9 | 1
8WD4428-6XE |  | LED, base BA15d, clear, 24 V AC/DC, accessory for signaling columns, with diameter 50 mm and 70 mm | 1600 | 1 | Z9 | 1
8WD4428-6XF |  | LED, base BA15d, blue, 24 V AC/DC, accessory for signaling columns, with diameter 50 mm and 70 mm | 1600 | 1 | Z9 | 1
8WD4440-0CB |  | Single-flash light element, w. built-in electronic flash, red, 115 V AC, Diameter 70 mm | 3940 | 1 | Z9 | 1
8WD4440-0CC |  | Single-flash light element, w. built-in electronic flash, green, 115 V AC, Diameter 70 mm | 3940 | 1 | Z9 | 1
8WD4440-0CD |  | Single-flash light element, w. built-in electronic flash, yellow, 115 V AC, Diameter 70 mm | 3940 | 1 | Z9 | 1
8WD4440-0CE |  | Single-flash light element, w. built-in electronic flash, clear, 115 V AC, Diameter 70 mm | 3940 | 1 | Z9 | 1
8WD4440-0CF |  | Single-flash light element, w. built-in electronic flash, blue, 115 V AC, Diameter 70 mm | 3940 | 1 | Z9 | 1
8WD4440-0EA2 |  | Siren element, multi-tone 102 dB, 8 tones + adjustable volume, black, 115 V AC, diameter 70 mm | 3620 | 1 | Z9 | 1
8WD4440-0FA |  | Buzzer element, continuous tone or pulsating, adjustable, 85 dB, black, 115 V AC, diameter 70 mm | 2530 | 1 | Z9 | 1
8WD4440-5AB |  | Continuous light element, with integrated LED, red, 115 V AC, Diameter 70 mm | 2240 | 1 | Z9 | 1
8WD4440-5AC |  | Continuous light element, with integrated LED, green, 115 V AC, Diameter 70 mm | 2240 | 1 | Z9 | 1
8WD4440-5AD |  | Continuous light element, with integrated LED, yellow, 115 V AC, Diameter 70 mm | 2240 | 1 | Z9 | 1
8WD4440-5AE |  | Continuous light element, with integrated LED, clear, 115 V AC, Diameter 70 mm | 2400 | 1 | Z9 | 1
8WD4440-5AF |  | Continuous light element, with integrated LED, blue, 115 V AC, Diameter 70 mm | 2400 | 1 | Z9 | 1
8WD4440-5BB |  | Flashlight element, with integrated LED, red, 115 V AC, Diameter 70 mm | 3070 | 1 | Z9 | 1
8WD4440-5BC |  | Flashlight element, with integrated LED, green, 115 V AC, Diameter 70 mm | 3070 | 1 | Z9 | 1
8WD4440-5BD |  | Flashlight element, with integrated LED, yellow, 115 V AC, Diameter 70 mm | 3070 | 1 | Z9 | 1
8WD4440-5BE |  | Flashlight element, with integrated LED, clear, 115 V AC, Diameter 70 mm | 3070 | 1 | Z9 | 1
8WD4440-5BF |  | Flashlight element, with integrated LED, blue, 115 V AC, Diameter 70 mm | 3070 | 1 | Z9 | 1
8WD4448-6XB |  | LED, base BA15d, red, 115 V AC, accessory for signaling columns, with diameter 50 mm and 70 mm | 1440 | 1 | Z9 | 1
8WD4448-6XC |  | LED, base BA15d, green, 115 V AC, accessory for signaling columns, with diameter 50 mm and 70 mm | 1440 | 1 | Z9 | 1
8WD4448-6XD |  | LED, base BA15d, yellow, 115 V AC, accessory for signaling columns, with diameter 50 mm and 70 mm | 1440 | 1 | Z9 | 1
8WD4448-6XE |  | LED, base BA15d, clear, 115 V AC, accessory for signaling columns, with diameter 50 mm and 70 mm | 1600 | 1 | Z9 | 1
8WD4448-6XF |  | LED, base BA15d, blue, 115 V AC, accessory for signaling columns, with diameter 50 mm and 70 mm | 1600 | 1 | Z9 | 1
8WD4450-0CB |  | Single-flash light element, w. built-in electronic flash, red, 230 V AC, Diameter 70 mm | 3940 | 1 | Z9 | 1
8WD4450-0CC |  | Single-flash light element, w. built-in electronic flash, green, 230 V AC, Diameter 70 mm | 3940 | 1 | Z9 | 1
8WD4450-0CD |  | Single-flash light element, w. built-in electronic flash, yellow, 230 V AC, Diameter 70 mm | 3940 | 1 | Z9 | 1
8WD4450-0CE |  | Single-flash light element, w. built-in electronic flash, clear, 230 V AC, Diameter 70 mm | 3940 | 1 | Z9 | 1
8WD4450-0CF |  | Single-flash light element, w. built-in electronic flash, blue, 230 V AC, Diameter 70 mm | 3940 | 1 | Z9 | 1
8WD4450-0EA2 |  | Siren element, multi-tone 102 dB, 8 tones + adjustable volume, black, 230 V AC, diameter 70 mm | 3620 | 1 | Z9 | 1
8WD4450-0FA |  | Buzzer element, continuous tone or pulsating, adjustable, 85 dB, black, 230 V AC, diameter 70 mm | 2530 | 1 | Z9 | 1
8WD4450-5AB |  | Continuous light element, with integrated LED, red, 230 V AC, Diameter 70 mm | 2240 | 1 | Z9 | 1
8WD4450-5AC |  | Continuous light element, with integrated LED, green, 230 V AC, Diameter 70 mm | 2240 | 1 | Z9 | 1
8WD4450-5AD |  | Continuous light element, with integrated LED, yellow, 230 V AC, Diameter 70 mm | 2240 | 1 | Z9 | 1
8WD4450-5AE |  | Continuous light element, with integrated LED, clear, 230 V AC, Diameter 70 mm | 2400 | 1 | Z9 | 1
8WD4450-5AF |  | Continuous light element, with integrated LED, blue, 230 V AC, Diameter 70 mm | 2400 | 1 | Z9 | 1
8WD4450-5BB |  | Flashlight element, with integrated LED, red, 230 V AC, Diameter 70 mm | 3070 | 1 | Z9 | 1
8WD4450-5BC |  | Flashlight element, with integrated LED, green, 230 V AC, Diameter 70 mm | 3070 | 1 | Z9 | 1
8WD4450-5BD |  | Flashlight element, with integrated LED, yellow, 230 V AC, Diameter 70 mm | 3070 | 1 | Z9 | 1
8WD4450-5BE |  | Flashlight element, with integrated LED, clear, 230 V AC, Diameter 70 mm | 3070 | 1 | Z9 | 1
8WD4450-5BF |  | Flashlight element, with integrated LED, blue, 230 V AC, Diameter 70 mm | 3070 | 1 | Z9 | 1
8WD4458-6XB |  | LED, base BA15d, red, 230 V AC, accessory for signaling columns, with diameter 50 mm and 70 mm | 1440 | 1 | Z9 | 1
8WD4458-6XC |  | LED, base BA15d, green, 230 V AC, accessory for signaling columns, with diameter 50 mm and 70 mm | 1440 | 1 | Z9 | 1
8WD4458-6XD |  | LED, base BA15d, yellow, 230 V AC, accessory for signaling columns, with diameter 50 mm and 70 mm | 1440 | 1 | Z9 | 1
8WD4458-6XE |  | LED, base BA15d, clear, 230 V AC, accessory for signaling columns, with diameter 50 mm and 70 mm | 1600 | 1 | Z9 | 1
8WD4458-6XF |  | LED, base BA15d, blue, 230 V AC, accessory for signaling columns, with diameter 50 mm and 70 mm | 1600 | 1 | Z9 | 1
8WD5300-1AB |  | Integrated signal lamp, continuous light, red, 12-230 V AC/DC, Diameter 70 mm | 1550 | 1 | Z9 | 1
8WD5300-1AC |  | Integrated signal lamp, continuous light, green, 12-230 V AC/DC, Diameter 70 mm | 1550 | 1 | Z9 | 1
8WD5300-1AD |  | Integrated signal lamp, continuous light, yellow, 12-230 V AC/DC, Diameter 70 mm | 1550 | 1 | Z9 | 1
8WD5300-1AE |  | Integrated signal lamp, continuous light, clear, 12-230 V AC/DC, Diameter 70 mm | 1550 | 1 | Z9 | 1
8WD5300-1AF |  | Integrated signal lamp, continuous light, blue, 12-230 V AC/DC, Diameter 70 mm | 1550 | 1 | Z9 | 1
8WD5308-0EG |  | Pipe adapter, for mounting on pipes, black, accessories for built-in lamps, with diameter 70 mm | 413 | 1 | Z9 | 1
8WD5320-0CB |  | Integrated signal lamp, single flash light, w. built-in electronic flash, red, 24 V DC, diameter 70 mm | 4880 | 1 | Z9 | 1
8WD5320-0CC |  | Integrated signal lamp, single flash light, w. built-in electronic flash, green, 24 V DC, diameter 70 mm | 4880 | 1 | Z9 | 1
8WD5320-0CD |  | Integrated signal lamp, single flash light, w. built-in electronic flash, yellow, 24 V DC, diameter 70 mm | 4880 | 1 | Z9 | 1
8WD5320-0CE |  | Integrated signal lamp, single flash light, w. built-in electronic flash, clear, 24 V DC, diameter 70 mm | 4880 | 1 | Z9 | 1
8WD5320-0CF |  | Integrated signal lamp, single flash light, w. built-in electronic flash, blue, 24 V DC, diameter 70 mm | 4880 | 1 | Z9 | 1
8WD5320-5AB |  | Integrated signal lamp, continuous light, with integrated LED, red, 24 V AC/DC, Diameter 70 mm | 4110 | 1 | Z9 | 1
8WD5320-5AC |  | Integrated signal lamp, continuous light, with integrated LED, green, 24 V AC/DC, Diameter 70 mm | 4110 | 1 | Z9 | 1
8WD5320-5AD |  | Integrated signal lamp, continuous light, with integrated LED, yellow, 24 V AC/DC, Diameter 70 mm | 4110 | 1 | Z9 | 1
8WD5320-5AE |  | Integrated signal lamp, continuous light, with integrated LED, clear, 24 V AC/DC, Diameter 70 mm | 4110 | 1 | Z9 | 1
8WD5320-5AF |  | Integrated signal lamp, continuous light, with integrated LED, blue, 24 V AC/DC, Diameter 70 mm | 4110 | 1 | Z9 | 1
8WD5320-5BB |  | Integrated signal lamp, repeated flash light, with integrated LED, red, 24 V AC/DC, Diameter 70 mm | 5300 | 1 | Z9 | 1
8WD5320-5BC |  | Integrated signal lamp, repeated flash light, with integrated LED, green, 24 V AC/DC, Diameter 70 mm | 5300 | 1 | Z9 | 1
8WD5320-5BD |  | Integrated signal lamp, repeated flash light, with integrated LED, yellow, 24 V AC/DC, Diameter 70 mm | 5300 | 1 | Z9 | 1
8WD5320-5BE |  | Integrated signal lamp, repeated flash light, with integrated LED, clear, 24 V AC/DC, Diameter 70 mm | 5300 | 1 | Z9 | 1
8WD5320-5BF |  | Integrated signal lamp, repeated flash light, with integrated LED, blue, 24 V AC/DC, Diameter 70 mm | 5300 | 1 | Z9 | 1
8WD5320-5DB |  | Integrated signal lamp, rotating light, with integrated LED, red, 24 V AC/DC, Diameter 70 mm | 5300 | 1 | Z9 | 1
8WD5320-5DC |  | Integrated signal lamp, rotating light, with integrated LED, green, 24 V AC/DC, Diameter 70 mm | 5300 | 1 | Z9 | 1
8WD5320-5DD |  | Integrated signal lamp, rotating light, with integrated LED, yellow, 24 V AC/DC, Diameter 70 mm | 5300 | 1 | Z9 | 1
8WD5320-5DE |  | Integrated signal lamp, rotating light, with integrated LED, clear, 24 V AC/DC, Diameter 70 mm | 5300 | 1 | Z9 | 1
8WD5320-5DF |  | Integrated signal lamp, rotating light, with integrated LED, blue, 24 V AC/DC, Diameter 70 mm | 5300 | 1 | Z9 | 1
8WD5340-0CB |  | Integrated signal lamp, single flash light, w. built-in electronic flash, red, 115 V AC, Diameter 70 mm | 4430 | 1 | Z9 | 1
8WD5340-0CC |  | Integrated signal lamp, single flash light, w. built-in electronic flash, green, 115 V AC, Diameter 70 mm | 4430 | 1 | Z9 | 1
8WD5340-0CD |  | Integrated signal lamp, single flash light, w. built-in electronic flash, yellow, 115 V AC, Diameter 70 mm | 4430 | 1 | Z9 | 1
8WD5340-0CE |  | Integrated signal lamp, single flash light, w. built-in electronic flash, clear, 115 V AC, Diameter 70 mm | 4430 | 1 | Z9 | 1
8WD5340-0CF |  | Integrated signal lamp, single flash light, w. built-in electronic flash, blue, 115 V AC, Diameter 70 mm | 4430 | 1 | Z9 | 1
8WD5350-0CB |  | Integrated signal lamp, single flash light, w. built-in electronic flash, red, 230 V AC, Diameter 70 mm | 4430 | 1 | Z9 | 1
8WD5350-0CC |  | Integrated signal lamp, single flash light, w. built-in electronic flash, green, 230 V AC, Diameter 70 mm | 4430 | 1 | Z9 | 1
8WD5350-0CD |  | Integrated signal lamp, single flash light, w. built-in electronic flash, yellow, 230 V AC, Diameter 70 mm | 4430 | 1 | Z9 | 1
8WD5350-0CE |  | Integrated signal lamp, single flash light, w. built-in electronic flash, clear, 230 V AC, Diameter 70 mm | 4430 | 1 | Z9 | 1
8WD5350-0CF |  | Integrated signal lamp, single flash light, w. built-in electronic flash, blue, 230 V AC, Diameter 70 mm | 4430 | 1 | Z9 | 1
LZS:PT17021 |  | fixing/ejection bracket for plug-in relay PT series and PT screw terminal, logical and PT spring-loaded terminal socket logical disconnection | 873 | 100 | ZO | 10
LZS:PT17024 |  | Fixing/reject bracket for plug-in relay RT series and PT screw terminal base not logical | 883 | 100 | ZO | 10
LZS:PT17040 |  | Labeling plate 26 mm for PT relay | 623 | 100 | ZO | 10
LZS:PT170P1 |  | fanning strip 2-pole for PT push-in terminal sockets | 29.5 | 1 | ZO | 10
LZS:PT170R6 |  | Fanning strip 6-pole for PT screw-type terminal | 172 | 1 | ZO | 10
LZS:PT2D5L24 |  | plug-in relay complete unit, 2 changeover contacts, 24 V DC, LED module red, base with logical isolation, spring-loaded terminal (push-in) | 517 | 1 | ZO | 5
LZS:PT2D5T30 |  | plug-in relay complete unit, 2 changeover contacts, 230 V AC, LED module red, base with logical isolation, spring-loaded terminal (push-in) | 598 | 1 | ZO | 5
LZS:PT3A5L24 |  | plug-in relay complete unit, 3 changeover contacts, 24 V DC, LED module red, standard plug-in socket screw terminal, 3.5 mm pinning | 431 | 1 | ZO | 5
LZS:PT3A5R24 |  | plug-in relay complete unit, 3 changeover contacts, 24 V AC, LED module red, standard plug-in socket screw terminal, 3.5 mm pinning | 431 | 1 | ZO | 5
LZS:PT3A5S15 |  | plug-in relay complete unit, 3 changeover contacts, 115 V AC, LED module red, standard plug-in socket screw terminal, 3.5 mm pinning | 458 | 1 | ZO | 5
LZS:PT3A5T30 |  | plug-in relay complete unit, 3 changeover contacts, 230 V AC, LED module red, standard plug-in socket screw terminal, 3.5 mm pinning | 458 | 1 | ZO | 5
LZS:PT5A5L24 |  | plug-in relay complete unit, 4 changeover contacts, 24 V DC, LED module red, standard plug-in socket screw terminal, 3.5 mm pinning | 431 | 1 | ZO | 5
LZS:PT5A5R24 |  | plug-in relay complete unit, 4 changeover contacts, 24 V AC, LED module red, standard plug-in socket screw terminal, 3.5 mm pinning | 431 | 1 | ZO | 5
LZS:PT5A5S15 |  | plug-in relay complete unit, 4 changeover contacts, 115 V AC, LED module red, standard plug-in socket screw terminal, 3.5 mm pinning | 458 | 1 | ZO | 5
LZS:PT5A5T30 |  | plug-in relay complete unit, 4 changeover contacts, 230 V AC, LED module red, standard plug-in socket screw terminal, 3.5 mm pinning | 458 | 1 | ZO | 5
LZS:PT5B5L24 |  | plug-in relay complete unit, 4 changeover contacts, 24 V DC, LED module red, base with logical isolation, screw terminal, 3.5 mm pinning | 431 | 1 | ZO | 5
LZS:PT5B5R24 |  | plug-in relay complete unit, 4 changeover contacts, 24 V AC, LED module red, base with logical isolation, screw terminal, 3.5 mm pinning | 431 | 1 | ZO | 5
LZS:PT5B5S15 |  | plug-in relay complete unit, 4 changeover contacts, 115 V AC, LED module red, base with logical isolation, screw terminal, 3.5 mm pinning | 458 | 1 | ZO | 5
LZS:PT5B5T30 |  | plug-in relay complete unit, 4 changeover contacts, 230 V AC, LED module red, base with logical isolation, screw terminal, 3.5 mm pinning | 458 | 1 | ZO | 5
LZS:PT5B7L24-A |  | Plug-in relay complete unit 4 W, 24 V DC LED module green Socket with logic isolation screw terminal 3.5 mm pinning | 452 | 1 | ZO | 1
LZS:PT5D5L24 |  | plug-in relay complete unit, 4 changeover contacts, 24 V DC, LED module red, base with logical isolation, spring-loaded terminal (push-in) | 450 | 1 | ZO | 5
LZS:PT5D5R24 |  | plug-in relay complete unit, 4 changeover contacts, 24 V AC, LED module red, base with logical isolation, spring-loaded terminal (push-in) | 450 | 1 | ZO | 5
LZS:PT5D5S15 |  | plug-in relay complete unit, 4 changeover contacts, 115 V AC, LED module red, base with logical isolation, spring-loaded terminal (push-in) | 482 | 1 | ZO | 5
LZS:PT5D5T30 |  | plug-in relay complete unit, 4 changeover contacts, 230 V AC, LED module red, base with logical isolation, spring-loaded terminal (push-in) | 482 | 1 | ZO | 5
LZS:PT78720 |  | plug-in socket for PT relay, 2 changeover contacts, screw terminal | 122 | 1 | ZO | 1
LZS:PT78722 |  | plug-in socket for PT relay, 2 changeover contacts, with logical isolation, screw terminal | 122 | 1 | ZO | 1
LZS:PT7872P |  | plug-in socket for PT relay, 2 changeover contacts, with logical isolation, spring-loaded terminal (push-in) | 134 | 1 | ZO | 1
LZS:PT78730 |  | plug-in socket for PT relay, 3 changeover contacts, screw terminal | 122 | 1 | ZO | 1
LZS:PT78740 |  | plug-in socket for PT relay, 4 changeover contacts, screw terminal | 122 | 1 | ZO | 1
LZS:PT78742 |  | plug-in socket for PT relay, 4 changeover contacts, with logical isolation, screw terminal | 122 | 1 | ZO | 1
LZS:PT7874P |  | plug-in socket for PT relay, 4 changeover contacts, with logical isolation, spring-loaded terminal (push-in) | 147 | 1 | ZO | 1
LZS:PTMG0024 |  | LED module, green, 24 V DC | 85.7 | 1 | ZO | 1
LZS:PTMG0524 |  | LED module green, without freewheeling diode 24 V AC/DC | 85.7 | 1 | ZO | 1
LZS:PTMG0730 |  | LED module, green, 110-230 V AC | 85.7 | 1 | ZO | 1
LZS:PTML0024 |  | LED module, red for plug-in relay, PT and RT series, for DC 24 V with freewheeling diode | 80.7 | 1 | ZO | 1
LZS:PTML0524 |  | LED module, red for plug-in relay, PT and RT series, for 24 V AC/DC without freewheeling diode | 80.7 | 1 | ZO | 1
LZS:PTML0730 |  | LED module, red for plug-in relay, PT and RT series, 110-230 V AC without freewheeling diode | 80.7 | 1 | ZO | 1
LZS:PTMT00A0 |  | freewheeling diode with connection to A1, 6-230 V DC | 54.4 | 1 | ZO | 1
LZS:PTMU0524 |  | RC element, 24-48 V AC | 130 | 1 | ZO | 1
LZS:PTMU0730 |  | RC element, 110-230 V AC | 130 | 1 | ZO | 1
LZS:RT17016 |  | Fixing/reject bracket for plug-in relay RT series | 1460 | 100 | ZO | 10
LZS:RT17040 |  | Label 15 mm for RT and RY relay | 526 | 100 | ZO | 10
LZS:RT170P1 |  | fanning strip 2-pole for RT push-in terminal sockets | 2230 | 100 | ZO | 10
LZS:RT170R8 |  | Fanning strip 8-pole for RT screw-type terminal | 160 | 1 | ZO | 10
LZS:RT3A4L24 |  | plug-in relay complete unit, 1 changeover contact, 24 V DC, LED module red, standard plug-in socket screw terminal, 3.5 mm pinning | 438 | 1 | ZO | 5
LZS:RT3A4R24 |  | plug-in relay complete unit, 1 changeover contact, 24 V AC, LED module red, standard plug-in socket screw terminal, 3.5 mm pinning | 438 | 1 | ZO | 5
LZS:RT3A4S15 |  | plug-in relay complete unit, 1 changeover contact, 115 V AC, LED module red, standard plug-in socket screw terminal, 3.5 mm pinning | 511 | 1 | ZO | 5
LZS:RT3A4T30 |  | plug-in relay complete unit, 1 changeover contact, 230 V AC, LED module red, standard plug-in socket screw terminal, 3.5 mm pinning | 511 | 1 | ZO | 5
LZS:RT3B4L24 |  | plug-in relay complete unit, 1 changeover contact, 24 V DC, LED module red, base with logical isolation, screw terminal, 3.5 mm pinning | 438 | 1 | ZO | 5
LZS:RT3B4R24 |  | plug-in relay complete unit, 1 changeover contact, 24 V AC, LED module red, base with logical isolation, screw terminal, 3.5 mm pinning | 438 | 1 | ZO | 5
LZS:RT3B4S15 |  | plug-in relay complete unit, 1 changeover contact, 115 V AC, LED module red, base with logical isolation, screw terminal, 3.5 mm pinning | 511 | 1 | ZO | 5
LZS:RT3B4T30 |  | plug-in relay complete unit, 1 changeover contact, 230 V AC, LED module red, base with logical isolation, screw terminal, 3.5 mm pinning | 511 | 1 | ZO | 5
LZS:RT3B6L24-A |  | Plug-in relay complete unit 1 W, 24 V DC LED module green Plug-in socket with safe isolation screw terminal | 438 | 1 | ZO | 1
LZS:RT3D4L24 |  | plug-in relay complete unit, 1 changeover contact, 24 V DC, LED module red, base with logical isolation, spring-loaded terminal (push-in) | 461 | 1 | ZO | 5
LZS:RT3D4R24 |  | plug-in relay complete unit, 1 changeover contact, 24 V AC, LED module red, base with logical isolation, spring-loaded terminal (push-in) | 461 | 1 | ZO | 5
LZS:RT3D4S15 |  | plug-in relay complete unit, 1 changeover contact, 115 V AC, LED module red, base with logical isolation, spring-loaded terminal (push-in) | 533 | 1 | ZO | 5
LZS:RT3D4T30 |  | plug-in relay complete unit, 1 changeover contact, 230 V AC, LED module red, base with logical isolation, spring-loaded terminal (push-in) | 533 | 1 | ZO | 5
LZS:RT4A4L24 |  | plug-in relay complete unit, 2 changeover contacts, 24 V DC, LED module red, standard plug-in socket screw terminal, 3.5 mm pinning | 461 | 1 | ZO | 5
LZS:RT4A4R24 |  | plug-in relay complete unit, 2 changeover contacts, 24 V AC, LED module red, standard plug-in socket screw terminal, 3.5 mm pinning | 461 | 1 | ZO | 5
LZS:RT4A4S15 |  | plug-in relay complete unit, 2 changeover contacts, 115 V AC, LED module red, standard plug-in socket screw terminal, 3.5 mm pinning | 530 | 1 | ZO | 5
LZS:RT4A4T30 |  | plug-in relay complete unit, 2 changeover contacts, 230 V AC, LED module red, standard plug-in socket screw terminal, 3.5 mm pinning | 530 | 1 | ZO | 5
LZS:RT4B4L24 |  | plug-in relay complete unit, 2 changeover contacts, 24 V DC, LED module red, base with logical isolation, screw terminal, 3.5 mm pinning | 461 | 1 | ZO | 5
LZS:RT4B4R24 |  | plug-in relay complete unit, 2 changeover contacts, 24 V AC, LED module red, base with logical isolation, screw terminal, 3.5 mm pinning | 461 | 1 | ZO | 5
LZS:RT4B4S15 |  | plug-in relay complete unit, 2 changeover contacts, 115 V AC, LED module red, base with logical isolation, screw terminal, 3.5 mm pinning | 530 | 1 | ZO | 5
LZS:RT4B4T30 |  | plug-in relay complete unit, 2 changeover contacts, 230 V AC, LED module red, base with logical isolation, screw terminal, 3.5 mm pinning | 530 | 1 | ZO | 5
LZS:RT4B6L24-A |  | Plug-in relay complete unit 2 CO, 24 V DC LED module green Plug-in socket with logical separation, screw terminal | 438 | 1 | ZO | 1
LZS:RT4D4L24 |  | plug-in relay complete unit, 2 changeover contacts, 24 V DC, LED module red, base with logical isolation, spring-loaded terminal (push-in) | 485 | 1 | ZO | 5
LZS:RT4D4R24 |  | plug-in relay complete unit, 2 changeover contacts, 24 V AC, LED module red, base with logical isolation, spring-loaded terminal (push-in) | 485 | 1 | ZO | 5
LZS:RT4D4S15 |  | plug-in relay complete unit, 2 changeover contacts, 115 V AC, LED module red, base with logical isolation, spring-loaded terminal (push-in) | 553 | 1 | ZO | 5
LZS:RT4D4T30 |  | plug-in relay complete unit, 2 changeover contacts, 230 V AC, LED module red, base with logical isolation, spring-loaded terminal (push-in) | 553 | 1 | ZO | 5
LZS:RT78725 |  | plug-in socket for RT relay standard plug-in socket screw terminal | 147 | 1 | ZO | 1
LZS:RT78726 |  | plug-in socket for RT relay base with logical isolation, screw terminal | 147 | 1 | ZO | 1
LZS:RT7872P |  | plug-in socket for RT relay base with logical isolation, base with logical isolation, spring-loaded terminal (push-in) | 163 | 1 | ZO | 1
LZX:PT270024 |  | Plug-in relay, 2 change-over contacts 24 V DC, also for LZS sockets | 172 | 1 | ZO | 1
LZX:PT270524 |  | Plug-in relay, 2 change-over contacts 24 V AC, also for LZS sockets | 172 | 1 | ZO | 1
LZX:PT270615 |  | Plug-in relay, 2 change-over contacts 115 V AC, also for LZS sockets | 199 | 1 | ZO | 1
LZX:PT270730 |  | Plug-in relay, 2 change-over contacts 230 V AC, also for LZS sockets | 199 | 1 | ZO | 1
LZX:PT370024 |  | Plug-in relay, 3 changeover contacts 24 V DC, 10 A, Width 22.5 mm for LZS sockets | 172 | 1 | ZO | 1
LZX:PT370125 |  | Plug-in relay, 3 changeover contacts 125 V DC, 10 A, Width 22.5 mm for LZS sockets | 199 | 1 | ZO | 1
LZX:PT370524 |  | Plug-in relay, 3 changeover contacts 24 V AC, 10 A, Width 22.5 mm for LZS sockets | 172 | 1 | ZO | 1
LZX:PT370615 |  | Plug-in relay, 3 changeover contacts 115 V AC, 10 A, Width 22.5 mm for LZS sockets | 199 | 1 | ZO | 1
LZX:PT370730 |  | Plug-in relay, 3 changeover contacts 230 V AC, 10 A, Width 22.5 mm for LZS sockets | 199 | 1 | ZO | 1
LZX:PT520024 |  | Plug-in relay 4 changeover contacts, without test bracket 24 V DC, for LZS sockets | 172 | 1 | ZO | 1
LZX:PT520730 |  | Plug-in relay 4 changeover contacts, without test bracket 230 V AC, for LZS sockets | 199 | 1 | ZO | 1
LZX:PT570024 |  | Plug-in relay, 4 changeover contacts 24 V DC, 6 A, Width 22.5 mm for LZS sockets | 172 | 1 | ZO | 1
LZX:PT570125 |  | Plug-in relay, 4 changeover contacts 125 V DC, 6 A, Width 22.5 mm for LZS sockets | 199 | 1 | ZO | 1
LZX:PT570524 |  | Plug-in relay, 4 changeover contacts 24 V AC, 6 A, Width 22.5 mm for LZS sockets | 172 | 1 | ZO | 1
LZX:PT570615 |  | Plug-in relay, 4 changeover contacts 115 V AC, 6 A, Width 22.5 mm for LZS sockets | 199 | 1 | ZO | 1
LZX:PT570730 |  | Plug-in relay, 4 changeover contacts 230 V AC, 6 A, Width 22.5 mm for LZS sockets | 199 | 1 | ZO | 1
LZX:PT580024 |  | Plug-in relay 4 changeover contacts, hard gold-plated 24 V DC, for LZS sockets | 220 | 1 | ZO | 1
LZX:PT580730 |  | Plug-in relay 4 changeover contacts, hard gold-plated 230 V AC, for LZS sockets | 282 | 1 | ZO | 1
LZX:RT314024 |  | Plug-in relay 1 W, Width 15 mm, 24 V DC for LZS sockets | 115 | 1 | ZO | 1
LZX:RT314524 |  | Plug-in relay, 1 change-over contact 24 V AC, 16 A, Width 15.5 mm for LZS sockets | 115 | 1 | ZO | 1
LZX:RT314615 |  | Plug-in relay, 1 change-over contact 115 V AC, 16 A, Width 15.5 mm for LZS sockets | 193 | 1 | ZO | 1
LZX:RT314730 |  | Plug-in relay 1 W, Width 15 mm, 230 V AC for LZS sockets | 193 | 1 | ZO | 1
LZX:RT315024 |  | Plug-in relay 1 change-over contact, hard gold-plated 24 V DC, for LZS sockets | 134 | 1 | ZO | 1
LZX:RT315730 |  | Plug-in relay 1 change-over contact, hard gold-plated 230 V AC, for LZS sockets | 203 | 1 | ZO | 1
LZX:RT424012 |  | Plug-in relay 2 W, Width 15 mm, 12 V DC for LZS sockets | 137 | 1 | ZO | 1
LZX:RT424024 |  | Plug-in relay 2 W, Width 15 mm, 24 V DC for LZS sockets | 137 | 1 | ZO | 1
LZX:RT424524 |  | Plug-in relay, 2 change-over contacts 24 V AC, 8 A, Width 15.5 mm for LZS sockets | 137 | 1 | ZO | 1
LZX:RT424615 |  | Plug-in relay, 2 change-over contacts 115 V AC, 16 A, Width 15.5 mm for LZS sockets | 217 | 1 | ZO | 1
LZX:RT424730 |  | Plug-in relay 2 W, Width 15 mm, 230 V AC for LZS sockets | 217 | 1 | ZO | 1